61643_G_DEC12 | ERCOT_Rest | Texas | 48 | Denton | 121 | 61643 | DEC12 | Denton Energy Center | 10745 | 2018 | 9999 | Combustion Turbine | [5 empty] | Fossil | G | 2030 | NaturalGas |  | 0.0025497 | 0.0015143 | 0.0014623 | 0.0055263 | 0 | 0 | 0 | 0 | 0 | 0 | 0 | 0 | 0 | 0 | 0 | 0 | 0.23729 | 0.14093 | 0.13609 | 0.51431 | 0.14926 | 0.088647 | 0.085603 | 0.32351 | 1.7848e-10 | 1.06e-10 | 1.0236e-10 | 3.8684e-10 | 2.4222e-05 | 1.4386e-05 | 1.3892e-05 | 5.25e-05 | 0 | 0 | 0 | 0 | 0 | 0 | 0 | 0 | 0.37083 | 0.00112 | 0.00066519 | 0.00064235 | 0.0024276 | 0.0068005 | 0.0035557 | 0.0032664 | 0.013623 | 0 | 18.8
61643_G_DEC2 | ERCOT_Rest | Texas | 48 | Denton | 121 | 61643 | DEC2 | Denton Energy Center | 10745 | 2018 | 9999 | Combustion Turbine | [5 empty] | Fossil | G | 2030 | NaturalGas |  | 0.0025497 | 0.0015143 | 0.0014623 | 0.0055263 | 0 | 0 | 0 | 0 | 0 | 0 | 0 | 0 | 0 | 0 | 0 | 0 | 0.23729 | 0.14093 | 0.13609 | 0.51431 | 0.14926 | 0.088647 | 0.085603 | 0.32351 | 1.7848e-10 | 1.06e-10 | 1.0236e-10 | 3.8684e-10 | 2.2272e-05 | 1.3227e-05 | 1.2773e-05 | 4.8272e-05 | 0 | 0 | 0 | 0 | 0 | 0 | 0 | 0 | 0.37083 | 0.00112 | 0.00066519 | 0.00064235 | 0.0024276 | 0.0068005 | 0.0035557 | 0.0032664 | 0.013623 | 0 | 18.8
61643_G_DEC3 | ERCOT_Rest | Texas | 48 | Denton | 121 | 61643 | DEC3 | Denton Energy Center | 10745 | 2018 | 9999 | Combustion Turbine | [5 empty] | Fossil | G | 2030 | NaturalGas |  | 0.0025497 | 0.0015143 | 0.0014623 | 0.0055263 | 0 | 0 | 0 | 0 | 0 | 0 | 0 | 0 | 0 | 0 | 0 | 0 | 0.23729 | 0.14093 | 0.13609 | 0.51431 | 0.14926 | 0.088647 | 0.085603 | 0.32351 | 1.7848e-10 | 1.06e-10 | 1.0236e-10 | 3.8684e-10 | 2.0257e-05 | 1.2031e-05 | 1.1618e-05 | 4.3906e-05 | 0 | 0 | 0 | 0 | 0 | 0 | 0 | 0 | 0.37083 | 0.00112 | 0.00066519 | 0.00064235 | 0.0024276 | 0.0068005 | 0.0035557 | 0.0032664 | 0.013623 | 0 | 18.8
61643_G_DEC4 | ERCOT_Rest | Texas | 48 | Denton | 121 | 61643 | DEC4 | Denton Energy Center | 10745 | 2018 | 9999 | Combustion Turbine | [5 empty] | Fossil | G | 2030 | NaturalGas |  | 0.0025497 | 0.0015143 | 0.0014623 | 0.0055263 | 0 | 0 | 0 | 0 | 0 | 0 | 0 | 0 | 0 | 0 | 0 | 0 | 0.23729 | 0.14093 | 0.13609 | 0.51431 | 0.14926 | 0.088647 | 0.085603 | 0.32351 | 1.7848e-10 | 1.06e-10 | 1.0236e-10 | 3.8684e-10 | 1.8383e-05 | 1.0918e-05 | 1.0543e-05 | 3.9844e-05 | 0 | 0 | 0 | 0 | 0 | 0 | 0 | 0 | 0.37083 | 0.00112 | 0.00066519 | 0.00064235 | 0.0024276 | 0.0068005 | 0.0035557 | 0.0032664 | 0.013623 | 0 | 18.8
61643_G_DEC5 | ERCOT_Rest | Texas | 48 | Denton | 121 | 61643 | DEC5 | Denton Energy Center | 10745 | 2018 | 9999 | Combustion Turbine | [5 empty] | Fossil | G | 2030 | NaturalGas |  | 0.0025497 | 0.0015143 | 0.0014623 | 0.0055263 | 0 | 0 | 0 | 0 | 0 | 0 | 0 | 0 | 0 | 0 | 0 | 0 | 0.23729 | 0.14093 | 0.13609 | 0.51431 | 0.14926 | 0.088647 | 0.085603 | 0.32351 | 1.7848e-10 | 1.06e-10 | 1.0236e-10 | 3.8684e-10 | 2.0895e-05 | 1.241e-05 | 1.1984e-05 | 4.5288e-05 | 0 | 0 | 0 | 0 | 0 | 0 | 0 | 0 | 0.37083 | 0.00112 | 0.00066519 | 0.00064235 | 0.0024276 | 0.0068005 | 0.0035557 | 0.0032664 | 0.013623 | 0 | 18.8
61643_G_DEC6 | ERCOT_Rest | Texas | 48 | Denton | 121 | 61643 | DEC6 | Denton Energy Center | 10745 | 2018 | 9999 | Combustion Turbine | [5 empty] | Fossil | G | 2030 | NaturalGas |  | 0.0025497 | 0.0015143 | 0.0014623 | 0.0055263 | 0 | 0 | 0 | 0 | 0 | 0 | 0 | 0 | 0 | 0 | 0 | 0 | 0.23729 | 0.14093 | 0.13609 | 0.51431 | 0.14926 | 0.088647 | 0.085603 | 0.32351 | 1.7848e-10 | 1.06e-10 | 1.0236e-10 | 3.8684e-10 | 2.2603e-05 | 1.3424e-05 | 1.2963e-05 | 4.899e-05 | 0 | 0 | 0 | 0 | 0 | 0 | 0 | 0 | 0.37083 | 0.00112 | 0.00066519 | 0.00064235 | 0.0024276 | 0.0068005 | 0.0035557 | 0.0032664 | 0.013623 | 0 | 18.8
61643_G_DEC7 | ERCOT_Rest | Texas | 48 | Denton | 121 | 61643 | DEC7 | Denton Energy Center | 10745 | 2018 | 9999 | Combustion Turbine | [5 empty] | Fossil | G | 2030 | NaturalGas |  | 0.0025497 | 0.0015143 | 0.0014623 | 0.0055263 | 0 | 0 | 0 | 0 | 0 | 0 | 0 | 0 | 0 | 0 | 0 | 0 | 0.23729 | 0.14093 | 0.13609 | 0.51431 | 0.14926 | 0.088647 | 0.085603 | 0.32351 | 1.7848e-10 | 1.06e-10 | 1.0236e-10 | 3.8684e-10 | 2.0487e-05 | 1.2167e-05 | 1.175e-05 | 4.4404e-05 | 0 | 0 | 0 | 0 | 0 | 0 | 0 | 0 | 0.37083 | 0.00112 | 0.00066519 | 0.00064235 | 0.0024276 | 0.0068005 | 0.0035557 | 0.0032664 | 0.013623 | 0 | 18.8
61643_G_DEC8 | ERCOT_Rest | Texas | 48 | Denton | 121 | 61643 | DEC8 | Denton Energy Center | 10745 | 2018 | 9999 | Combustion Turbine | [5 empty] | Fossil | G | 2030 | NaturalGas |  | 0.0025497 | 0.0015143 | 0.0014623 | 0.0055263 | 0 | 0 | 0 | 0 | 0 | 0 | 0 | 0 | 0 | 0 | 0 | 0 | 0.23729 | 0.14093 | 0.13609 | 0.51431 | 0.14926 | 0.088647 | 0.085603 | 0.32351 | 1.7848e-10 | 1.06e-10 | 1.0236e-10 | 3.8684e-10 | 2.412e-05 | 1.4325e-05 | 1.3833e-05 | 5.2279e-05 | 0 | 0 | 0 | 0 | 0 | 0 | 0 | 0 | 0.37083 | 0.00112 | 0.00066519 | 0.00064235 | 0.0024276 | 0.0068005 | 0.0035557 | 0.0032664 | 0.013623 | 0 | 18.8
61643_G_DEC9 | ERCOT_Rest | Texas | 48 | Denton | 121 | 61643 | DEC9 | Denton Energy Center | 10745 | 2018 | 9999 | Combustion Turbine | [5 empty] | Fossil | G | 2030 | NaturalGas |  | 0.0025497 | 0.0015143 | 0.0014623 | 0.0055263 | 0 | 0 | 0 | 0 | 0 | 0 | 0 | 0 | 0 | 0 | 0 | 0 | 0.23729 | 0.14093 | 0.13609 | 0.51431 | 0.14926 | 0.088647 | 0.085603 | 0.32351 | 1.7848e-10 | 1.06e-10 | 1.0236e-10 | 3.8684e-10 | 2.1749e-05 | 1.2917e-05 | 1.2473e-05 | 4.7139e-05 | 0 | 0 | 0 | 0 | 0 | 0 | 0 | 0 | 0.37083 | 0.00112 | 0.00066519 | 0.00064235 | 0.0024276 | 0.0068005 | 0.0035557 | 0.0032664 | 0.013623 | 0 | 18.8
61644_G_AUG | MISO_Iowa | Iowa | 19 | Taylor | 173 | 61644 | AUG | August Wind Farm | 0 | 2017 | 9999 | Onshore Wind | [5 empty] | Non-Fossil | G | 2030 | Wind |  | 0 | 0 | 0 | 0 | 0 | 0 | 0 | 0 | 0 | 0 | 0 | 0 | 0 | 0 | 0 | 0 | 1.5707 | 2.187 | 1.7531 | 5.5108 | 0 | 0 | 0 | 0 | 0 | 0 | 0 | 0 | 0 | 0 | 0 | 0 | 0 | 0 | 0 | 0 | 0 | 0 | 0 | 0 | 0.075921 | 0 | 0 | 0 | 0 | 0 | 0 | 0 | 0 | 0 | 1.8
61645_G_ALTA | MISO_Minnesota and Western Wisconsin | Minnesota | 27 | Waseca | 161 | 61645 | ALTA | Altair Community Solar Garden | 0 | 2019 | 9999 | Solar PV | [5 empty] | Non-Fossil | G | 2030 | Solar |  | 0 | 0 | 0 | 0 | 0 | 0 | 0 | 0 | 0 | 0 | 0 | 0 | 0 | 0 | 0 | 0 | 0.21753 | 0.50504 | 0.95866 | 1.6812 | 0 | 0 | 0 | 0 | 0 | 0 | 0 | 0 | 0 | 0 | 0 | 0 | 0 | 0 | 0 | 0 | 0 | 0 | 0 | 0 | 0.031598 | 0 | 0 | 0 | 0 | 0 | 0 | 0 | 0 | 0 | 1
61647_G_NOSPB | MISO_Amite South (including DSG) | Louisiana | 22 | Orleans | 71 | 61647 | NOSPB | New Orleans Solar Power Plant | 0 | 2016 | 9999 | Energy Storage | [5 empty] | Non-Fossil | G | 2030 | EnerStor |  | 0 | 0 | 0 | 0 | 0 | 0 | 0 | 0 | 0 | 0 | 0 | 0 | 0 | 0 | 0 | 0 | 0.038078 | 0.020244 | 0.098328 | 0.15665 | 0 | 0 | 0 | 0 | 0 | 0 | 0 | 0 | 0 | 0 | 0 | 0 | 0 | 0 | 0 | 0 | 0 | 0 | 0 | 0 | 0.018388 | 0.00029968 | 0.00015932 | 0.00077385 | 0.0012329 | 0 | 0 | 0 | 0 | 0 | 0.5
61647_G_NOSPS | MISO_Amite South (including DSG) | Louisiana | 22 | Orleans | 71 | 61647 | NOSPS | New Orleans Solar Power Plant | 0 | 2016 | 9999 | Solar PV | [5 empty] | Non-Fossil | G | 2030 | Solar |  | 0 | 0 | 0 | 0 | 0 | 0 | 0 | 0 | 0 | 0 | 0 | 0 | 0 | 0 | 0 | 0 | 0.30017 | 0.48785 | 0.72997 | 1.518 | 0 | 0 | 0 | 0 | 0 | 0 | 0 | 0 | 0 | 0 | 0 | 0 | 0 | 0 | 0 | 0 | 0 | 0 | 0 | 0 | 0.034758 | 0 | 0 | 0 | 0 | 0 | 0 | 0 | 0 | 0 | 1.1
61648_G_1 | SERC_Southeastern | Georgia | 13 | Houston | 153 | 61648 | 1 | Robins Air Force Base Solar | 0 | 2019 | 9999 | Solar PV | [5 empty] | Non-Fossil | G | 2030 | Solar |  | 0 | 0 | 0 | 0 | 0 | 0 | 0 | 0 | 0 | 0 | 0 | 0 | 0 | 0 | 0 | 0 | 50.3124 | 90.1476 | 139.7559 | 280.2159 | 0 | 0 | 0 | 0 | 0 | 0 | 0 | 0 | 0 | 0 | 0 | 0 | 0 | 0 | 0 | 0 | 0 | 0 | 0 | 0 | 4.8074 | 0 | 0 | 0 | 0 | 0 | 0 | 0 | 0 | 0 | 139
61651_G_CAPR | MISO_Minnesota and Western Wisconsin | Minnesota | 27 | Stearns | 145 | 61651 | CAPR | Capricornus Community Solar Garden | 0 | 2019 | 9999 | Solar PV | [5 empty] | Non-Fossil | G | 2030 | Solar |  | 0 | 0 | 0 | 0 | 0 | 0 | 0 | 0 | 0 | 0 | 0 | 0 | 0 | 0 | 0 | 0 | 0.21753 | 0.50504 | 0.95866 | 1.6812 | 0 | 0 | 0 | 0 | 0 | 0 | 0 | 0 | 0 | 0 | 0 | 0 | 0 | 0 | 0 | 0 | 0 | 0 | 0 | 0 | 0.031598 | 0 | 0 | 0 | 0 | 0 | 0 | 0 | 0 | 0 | 1
61652_G_ENG1 | MISO_Wisconsin- Upper Michigan (WUMS) | Wisconsin | 55 | Marathon | 73 | 61652 | ENG1 | Fiber Recovery, Inc. | 10488 | 2008 | 9999 | Landfill Gas | [5 empty] | Non-Fossil | G | 2030 | LF Gas |  | 0.013268 | 0.018943 | 0.022505 | 0.054716 | 0 | 0 | 0 | 0 | 0 | 0 | 0 | 0 | 0 | 0 | 0 | 0 | 1.265 | 1.8062 | 2.1457 | 5.217 | 1.1653 | 1.6637 | 1.9765 | 4.8055 | 0 | 0 | 0 | 0 | 0.002236 | 0.0031925 | 0.0037927 | 0.0092213 | 0 | 0 | 0 | 0 | 0 | 0 | 0 | 0 | 0.21695 | 0.0087756 | 0.012529 | 0.014885 | 0.03619 | 0 | 0 | 0 | 0 | 0 | 0.8
61652_G_ENG2 | MISO_Wisconsin- Upper Michigan (WUMS) | Wisconsin | 55 | Marathon | 73 | 61652 | ENG2 | Fiber Recovery, Inc. | 10488 | 2008 | 9999 | Landfill Gas | [5 empty] | Non-Fossil | G | 2030 | LF Gas |  | 0.013268 | 0.018943 | 0.022505 | 0.054716 | 0 | 0 | 0 | 0 | 0 | 0 | 0 | 0 | 0 | 0 | 0 | 0 | 1.265 | 1.8062 | 2.1457 | 5.217 | 1.1653 | 1.6637 | 1.9765 | 4.8055 | 0 | 0 | 0 | 0 | 0.002236 | 0.0031925 | 0.0037927 | 0.0092213 | 0 | 0 | 0 | 0 | 0 | 0 | 0 | 0 | 0.21695 | 0.0087756 | 0.012529 | 0.014885 | 0.03619 | 0 | 0 | 0 | 0 | 0 | 0.8
61652_G_ENG3 | MISO_Wisconsin- Upper Michigan (WUMS) | Wisconsin | 55 | Marathon | 73 | 61652 | ENG3 | Fiber Recovery, Inc. | 10488 | 2008 | 9999 | Landfill Gas | [5 empty] | Non-Fossil | G | 2030 | LF Gas |  | 0.013268 | 0.018943 | 0.022505 | 0.054716 | 0 | 0 | 0 | 0 | 0 | 0 | 0 | 0 | 0 | 0 | 0 | 0 | 1.265 | 1.8062 | 2.1457 | 5.217 | 1.1653 | 1.6637 | 1.9765 | 4.8055 | 0 | 0 | 0 | 0 | 0.002236 | 0.0031925 | 0.0037927 | 0.0092213 | 0 | 0 | 0 | 0 | 0 | 0 | 0 | 0 | 0.21695 | 0.0087756 | 0.012529 | 0.014885 | 0.03619 | 0 | 0 | 0 | 0 | 0 | 0.8
61654_G_PV1 | FRCC | Florida | 12 | Hillsborough | 57 | 61654 | PV1 | Balm Solar | 0 | 2018 | 9999 | Solar PV | [5 empty] | Non-Fossil | G | 2030 | Solar |  | 0 | 0 | 0 | 0 | 0 | 0 | 0 | 0 | 0 | 0 | 0 | 0 | 0 | 0 | 0 | 0 | 29.297 | 48.0743 | 60.1068 | 137.4781 | 0 | 0 | 0 | 0 | 0 | 0 | 0 | 0 | 0 | 0 | 0 | 0 | 0 | 0 | 0 | 0 | 0 | 0 | 0 | 0 | 3.0523 | 0 | 0 | 0 | 0 | 0 | 0 | 0 | 0 | 0 | 72.9
61655_G_PV1 | FRCC | Florida | 12 | Polk | 105 | 61655 | PV1 | Bonnie Mine Solar | 0 | 2019 | 9999 | Solar PV | [5 empty] | Non-Fossil | G | 2030 | Solar |  | 0 | 0 | 0 | 0 | 0 | 0 | 0 | 0 | 0 | 0 | 0 | 0 | 0 | 0 | 0 | 0 | 14.0658 | 23.0809 | 28.8578 | 66.0046 | 0 | 0 | 0 | 0 | 0 | 0 | 0 | 0 | 0 | 0 | 0 | 0 | 0 | 0 | 0 | 0 | 0 | 0 | 0 | 0 | 1.4654 | 0 | 0 | 0 | 0 | 0 | 0 | 0 | 0 | 0 | 35
61656_G_PV1 | FRCC | Florida | 12 | Hillsborough | 57 | 61656 | PV1 | Grange Hall Solar | 0 | 2019 | 9999 | Solar PV | [5 empty] | Non-Fossil | G | 2030 | Solar |  | 0 | 0 | 0 | 0 | 0 | 0 | 0 | 0 | 0 | 0 | 0 | 0 | 0 | 0 | 0 | 0 | 24.5147 | 40.2268 | 50.2951 | 115.0365 | 0 | 0 | 0 | 0 | 0 | 0 | 0 | 0 | 0 | 0 | 0 | 0 | 0 | 0 | 0 | 0 | 0 | 0 | 0 | 0 | 2.5541 | 0 | 0 | 0 | 0 | 0 | 0 | 0 | 0 | 0 | 61
61657_G_PV1 | FRCC | Florida | 12 | Polk | 105 | 61657 | PV1 | Lake Hancock Solar | 0 | 2019 | 9999 | Solar PV | [5 empty] | Non-Fossil | G | 2030 | Solar |  | 0 | 0 | 0 | 0 | 0 | 0 | 0 | 0 | 0 | 0 | 0 | 0 | 0 | 0 | 0 | 0 | 19.9332 | 32.709 | 40.8957 | 93.5379 | 0 | 0 | 0 | 0 | 0 | 0 | 0 | 0 | 0 | 0 | 0 | 0 | 0 | 0 | 0 | 0 | 0 | 0 | 0 | 0 | 2.0767 | 0 | 0 | 0 | 0 | 0 | 0 | 0 | 0 | 0 | 49.6
61658_G_COUGR | SERC_VACAR | North Carolina | 37 | Lee | 105 | 61658 | COUGR | Cougar Solar, LLC | 0 | 2017 | 9999 | Solar PV | [5 empty] | Non-Fossil | G | 2030 | Solar |  | 0 | 0 | 0 | 0 | 0 | 0 | 0 | 0 | 0 | 0 | 0 | 0 | 0 | 0 | 0 | 0 | 0.55339 | 1.1002 | 1.76 | 3.4136 | 0 | 0 | 0 | 0 | 0 | 0 | 0 | 0 | 0 | 0 | 0 | 0 | 0 | 0 | 0 | 0 | 0 | 0 | 0 | 0 | 0.081037 | 0 | 0 | 0 | 0 | 0 | 0 | 0 | 0 | 0 | 1.9
6166_B_MB1 | PJM West | Indiana | 18 | Spencer | 147 | 6166 | MB1 | Rockport | 10007 | 1984 | 9999 | Coal Steam | wall | dry | ESPC + SCR + Mercury Control + DSI | LNB + OFA |  | Fossil | B | 2030 |  | Coal Retirement | 0 | 0 | 0 | 0 | 0 | 0 | 0 | 0 | 0 | 0 | 0 | 0 | 0 | 0 | 0 | 0 | 0 | 0 | 0 | 0 | 0 | 0 | 0 | 0 | 0 | 0 | 0 | 0 | 0 | 0 | 0 | 0 | 0 | 0 | 0 | 0 | 0 | 0 | 0 | 0 | 0 | 0 | 0 | 0 | 0 | 0 | 0 | 0 | 0 | 0 | 1300 | SCR / Mercury Control / DSI
6166_B_MB2 | PJM West | Indiana | 18 | Spencer | 147 | 6166 | MB2 | Rockport | 10032 | 1989 | 9999 | Coal Steam | wall | dry | ESPC + SCR + Mercury Control + DSI | LNB + OFA |  | Fossil | B | 2030 |  | Coal Retirement | 0 | 0 | 0 | 0 | 0 | 0 | 0 | 0 | 0 | 0 | 0 | 0 | 0 | 0 | 0 | 0 | 0 | 0 | 0 | 0 | 0 | 0 | 0 | 0 | 0 | 0 | 0 | 0 | 0 | 0 | 0 | 0 | 0 | 0 | 0 | 0 | 0 | 0 | 0 | 0 | 0 | 0 | 0 | 0 | 0 | 0 | 0 | 0 | 0 | 0 | 1300 | SCR / Mercury Control / DSI
61660_G_WTG1 | PJM West | Ohio | 39 | Darke | 37 | 61660 | WTG1 | Whirlpool Corp-Greenville Wind Farm | 0 | 2018 | 9999 | Onshore Wind | [5 empty] | Non-Fossil | G | 2030 | Wind |  | 0 | 0 | 0 | 0 | 0 | 0 | 0 | 0 | 0 | 0 | 0 | 0 | 0 | 0 | 0 | 0 | 1.3767 | 1.6729 | 1.0998 | 4.1494 | 0 | 0 | 0 | 0 | 0 | 0 | 0 | 0 | 0 | 0 | 0 | 0 | 0 | 0 | 0 | 0 | 0 | 0 | 0 | 0 | 0.055256 | 0 | 0 | 0 | 0 | 0 | 0 | 0 | 0 | 0 | 1.5
61660_G_WTG2 | PJM West | Ohio | 39 | Darke | 37 | 61660 | WTG2 | Whirlpool Corp-Greenville Wind Farm | 0 | 2018 | 9999 | Onshore Wind | [5 empty] | Non-Fossil | G | 2030 | Wind |  | 0 | 0 | 0 | 0 | 0 | 0 | 0 | 0 | 0 | 0 | 0 | 0 | 0 | 0 | 0 | 0 | 1.3767 | 1.6729 | 1.0998 | 4.1494 | 0 | 0 | 0 | 0 | 0 | 0 | 0 | 0 | 0 | 0 | 0 | 0 | 0 | 0 | 0 | 0 | 0 | 0 | 0 | 0 | 0.055256 | 0 | 0 | 0 | 0 | 0 | 0 | 0 | 0 | 0 | 1.5
61660_G_WTG3 | PJM West | Ohio | 39 | Darke | 37 | 61660 | WTG3 | Whirlpool Corp-Greenville Wind Farm | 0 | 2018 | 9999 | Onshore Wind | [5 empty] | Non-Fossil | G | 2030 | Wind |  | 0 | 0 | 0 | 0 | 0 | 0 | 0 | 0 | 0 | 0 | 0 | 0 | 0 | 0 | 0 | 0 | 1.3767 | 1.6729 | 1.0998 | 4.1494 | 0 | 0 | 0 | 0 | 0 | 0 | 0 | 0 | 0 | 0 | 0 | 0 | 0 | 0 | 0 | 0 | 0 | 0 | 0 | 0 | 0.055256 | 0 | 0 | 0 | 0 | 0 | 0 | 0 | 0 | 0 | 1.5
61661_G_VISTA | WECC_San Diego Gas and Electric | California | 6 | San Diego | 73 | 61661 | VISTA | Vista Energy Storage System | 0 | 2018 | 9999 | Energy Storage | [5 empty] | Non-Fossil | G | 2030 | EnerStor |  | 0 | 0 | 0 | 0 | 0 | 0 | 0 | 0 | 0 | 0 | 0 | 0 | 0 | 0 | 0 | 0 | 0 | 21.595 | 27.0822 | 48.6772 | 0 | 0 | 0 | 0 | 0 | 0 | 0 | 0 | 0 | 0 | 0 | 0 | 0 | 0 | 0 | 0 | 0 | 0 | 0 | 0 | 1.4711 | 0 | 0.16996 | 0.21314 | 0.3831 | 0 | 0 | 0 | 0 | 0 | 40
61662_G_PV1 | WECC_New Mexico | New Mexico | 35 | Lincoln | 27 | 61662 | PV1 | Carrizozo Solar | 0 | 2018 | 9999 | Solar PV | [5 empty] | Non-Fossil | G | 2030 | Solar |  | 0 | 0 | 0 | 0 | 0 | 0 | 0 | 0 | 0 | 0 | 0 | 0 | 0 | 0 | 0 | 0 | 1.2403 | 2.287 | 3.5137 | 7.0411 | 0 | 0 | 0 | 0 | 0 | 0 | 0 | 0 | 0 | 0 | 0 | 0 | 0 | 0 | 0 | 0 | 0 | 0 | 0 | 0 | 0.11432 | 0 | 0 | 0 | 0 | 0 | 0 | 0 | 0 | 0 | 3
61663_G_GEN1 | FRCC | Florida | 12 | Hillsborough | 57 | 61663 | GEN1 | Lithia Solar | 0 | 2019 | 9999 | Solar PV | [5 empty] | Non-Fossil | G | 2030 | Solar |  | 0 | 0 | 0 | 0 | 0 | 0 | 0 | 0 | 0 | 0 | 0 | 0 | 0 | 0 | 0 | 0 | 29.94 | 49.1294 | 61.426 | 140.4954 | 0 | 0 | 0 | 0 | 0 | 0 | 0 | 0 | 0 | 0 | 0 | 0 | 0 | 0 | 0 | 0 | 0 | 0 | 0 | 0 | 3.1193 | 0 | 0 | 0 | 0 | 0 | 0 | 0 | 0 | 0 | 74.5
61665_G_GEN1 | FRCC | Florida | 12 | Polk | 105 | 61665 | GEN1 | Payne Creek Solar | 0 | 2018 | 9999 | Solar PV | [5 empty] | Non-Fossil | G | 2030 | Solar |  | 0 | 0 | 0 | 0 | 0 | 0 | 0 | 0 | 0 | 0 | 0 | 0 | 0 | 0 | 0 | 0 | 27.6895 | 45.4365 | 56.8087 | 129.9347 | 0 | 0 | 0 | 0 | 0 | 0 | 0 | 0 | 0 | 0 | 0 | 0 | 0 | 0 | 0 | 0 | 0 | 0 | 0 | 0 | 2.8848 | 0 | 0 | 0 | 0 | 0 | 0 | 0 | 0 | 0 | 68.9
61666_G_GEN | FRCC | Florida | 12 | Polk | 105 | 61666 | GEN | Peace Creek Solar | 0 | 2019 | 9999 | Solar PV | [5 empty] | Non-Fossil | G | 2030 | Solar |  | 0 | 0 | 0 | 0 | 0 | 0 | 0 | 0 | 0 | 0 | 0 | 0 | 0 | 0 | 0 | 0 | 22.2641 | 36.5338 | 45.6778 | 104.4758 | 0 | 0 | 0 | 0 | 0 | 0 | 0 | 0 | 0 | 0 | 0 | 0 | 0 | 0 | 0 | 0 | 0 | 0 | 0 | 0 | 2.3196 | 0 | 0 | 0 | 0 | 0 | 0 | 0 | 0 | 0 | 55.4
61667_G_1 | FRCC | Florida | 12 | Hillsborough | 57 | 61667 | 1 | Wimauma Solar | 0 | 2020 | 9999 | Solar PV | [5 empty] | Non-Fossil | G | 2030 | Solar |  | 0 | 0 | 0 | 0 | 0 | 0 | 0 | 0 | 0 | 0 | 0 | 0 | 0 | 0 | 0 | 0 | 29.94 | 49.1294 | 61.426 | 140.4954 | 0 | 0 | 0 | 0 | 0 | 0 | 0 | 0 | 0 | 0 | 0 | 0 | 0 | 0 | 0 | 0 | 0 | 0 | 0 | 0 | 3.1193 | 0 | 0 | 0 | 0 | 0 | 0 | 0 | 0 | 0 | 74.5
61668_G_CR2-1 | SPP Nebraska | Nebraska | 31 | Platte | 141 | 61668 | CR2-1 | Creston Ridge II, LLC | 0 | 2017 | 9999 | Onshore Wind | [5 empty] | Non-Fossil | G | 2030 | Wind |  | 0 | 0 | 0 | 0 | 0 | 0 | 0 | 0 | 0 | 0 | 0 | 0 | 0 | 0 | 0 | 0 | 2.451 | 3.2035 | 3.0438 | 8.6983 | 0 | 0 | 0 | 0 | 0 | 0 | 0 | 0 | 0 | 0 | 0 | 0 | 0 | 0 | 0 | 0 | 0 | 0 | 0 | 0 | 0.096829 | 0 | 0 | 0 | 0 | 0 | 0 | 0 | 0 | 0 | 2.3
61668_G_CR2-2 | SPP Nebraska | Nebraska | 31 | Platte | 141 | 61668 | CR2-2 | Creston Ridge II, LLC | 0 | 2017 | 9999 | Onshore Wind | [5 empty] | Non-Fossil | G | 2030 | Wind |  | 0 | 0 | 0 | 0 | 0 | 0 | 0 | 0 | 0 | 0 | 0 | 0 | 0 | 0 | 0 | 0 | 2.451 | 3.2035 | 3.0438 | 8.6983 | 0 | 0 | 0 | 0 | 0 | 0 | 0 | 0 | 0 | 0 | 0 | 0 | 0 | 0 | 0 | 0 | 0 | 0 | 0 | 0 | 0.096829 | 0 | 0 | 0 | 0 | 0 | 0 | 0 | 0 | 0 | 2.3
61668_G_CR2-3 | SPP Nebraska | Nebraska | 31 | Platte | 141 | 61668 | CR2-3 | Creston Ridge II, LLC | 0 | 2017 | 9999 | Onshore Wind | [5 empty] | Non-Fossil | G | 2030 | Wind |  | 0 | 0 | 0 | 0 | 0 | 0 | 0 | 0 | 0 | 0 | 0 | 0 | 0 | 0 | 0 | 0 | 2.451 | 3.2035 | 3.0438 | 8.6983 | 0 | 0 | 0 | 0 | 0 | 0 | 0 | 0 | 0 | 0 | 0 | 0 | 0 | 0 | 0 | 0 | 0 | 0 | 0 | 0 | 0.096829 | 0 | 0 | 0 | 0 | 0 | 0 | 0 | 0 | 0 | 2.3
61669_G_SCAND | MISO_Minnesota and Western Wisconsin | Minnesota | 27 | Washington | 163 | 61669 | SCAND | Scandia Community Solar Garden | 0 | 2018 | 9999 | Solar PV | [5 empty] | Non-Fossil | G | 2030 | Solar |  | 0 | 0 | 0 | 0 | 0 | 0 | 0 | 0 | 0 | 0 | 0 | 0 | 0 | 0 | 0 | 0 | 0.54383 | 1.2626 | 2.3966 | 4.2031 | 0 | 0 | 0 | 0 | 0 | 0 | 0 | 0 | 0 | 0 | 0 | 0 | 0 | 0 | 0 | 0 | 0 | 0 | 0 | 0 | 0.078996 | 0 | 0 | 0 | 0 | 0 | 0 | 0 | 0 | 0 | 2.5
6167_G_1 | PJM_Dominion | Virginia | 51 | Bath | 17 | 6167 | 1 | Bath County | 0 | 1985 | 9999 | Pumped Storage | [5 empty] | Non-Fossil | G | 2030 | Pumps |  | 0 | 0 | 0 | 0 | 0 | 0 | 0 | 0 | 0 | 0 | 0 | 0 | 0 | 0 | 0 | 0 | 149.8431 | 189.0827 | 420.3374 | 759.2632 | 0 | 0 | 0 | 0 | 0 | 0 | 0 | 0 | 0 | 0 | 0 | 0 | 0 | 0 | 0 | 0 | 0 | 0 | 0 | 0 | 9.1426 | 0.0022771 | 0.0028735 | 0.0063878 | 0.011538 | 0 | 0 | 0 | 0 | 0 | 500
6167_G_2 | PJM_Dominion | Virginia | 51 | Bath | 17 | 6167 | 2 | Bath County | 0 | 1985 | 9999 | Pumped Storage | [5 empty] | Non-Fossil | G | 2030 | Pumps |  | 0 | 0 | 0 | 0 | 0 | 0 | 0 | 0 | 0 | 0 | 0 | 0 | 0 | 0 | 0 | 0 | 149.8431 | 189.0827 | 420.3374 | 759.2632 | 0 | 0 | 0 | 0 | 0 | 0 | 0 | 0 | 0 | 0 | 0 | 0 | 0 | 0 | 0 | 0 | 0 | 0 | 0 | 0 | 9.1426 | 0.0022771 | 0.0028735 | 0.0063878 | 0.011538 | 0 | 0 | 0 | 0 | 0 | 500
6167_G_3 | PJM_Dominion | Virginia | 51 | Bath | 17 | 6167 | 3 | Bath County | 0 | 1985 | 9999 | Pumped Storage | [5 empty] | Non-Fossil | G | 2030 | Pumps |  | 0 | 0 | 0 | 0 | 0 | 0 | 0 | 0 | 0 | 0 | 0 | 0 | 0 | 0 | 0 | 0 | 150.4424 | 189.8391 | 422.0187 | 762.3002 | 0 | 0 | 0 | 0 | 0 | 0 | 0 | 0 | 0 | 0 | 0 | 0 | 0 | 0 | 0 | 0 | 0 | 0 | 0 | 0 | 9.1792 | 0.0022863 | 0.002885 | 0.0064134 | 0.011585 | 0 | 0 | 0 | 0 | 0 | 502
6167_G_4 | PJM_Dominion | Virginia | 51 | Bath | 17 | 6167 | 4 | Bath County | 0 | 1985 | 9999 | Pumped Storage | [5 empty] | Non-Fossil | G | 2030 | Pumps |  | 0 | 0 | 0 | 0 | 0 | 0 | 0 | 0 | 0 | 0 | 0 | 0 | 0 | 0 | 0 | 0 | 149.8431 | 189.0827 | 420.3374 | 759.2632 | 0 | 0 | 0 | 0 | 0 | 0 | 0 | 0 | 0 | 0 | 0 | 0 | 0 | 0 | 0 | 0 | 0 | 0 | 0 | 0 | 9.1426 | 0.0022771 | 0.0028735 | 0.0063878 | 0.011538 | 0 | 0 | 0 | 0 | 0 | 500
6167_G_5 | PJM_Dominion | Virginia | 51 | Bath | 17 | 6167 | 5 | Bath County | 0 | 1985 | 9999 | Pumped Storage | [5 empty] | Non-Fossil | G | 2030 | Pumps |  | 0 | 0 | 0 | 0 | 0 | 0 | 0 | 0 | 0 | 0 | 0 | 0 | 0 | 0 | 0 | 0 | 150.1428 | 189.4609 | 421.178 | 760.7817 | 0 | 0 | 0 | 0 | 0 | 0 | 0 | 0 | 0 | 0 | 0 | 0 | 0 | 0 | 0 | 0 | 0 | 0 | 0 | 0 | 9.1609 | 0.0022817 | 0.0028792 | 0.0064006 | 0.011561 | 0 | 0 | 0 | 0 | 0 | 501
6167_G_6 | PJM_Dominion | Virginia | 51 | Bath | 17 | 6167 | 6 | Bath County | 0 | 1985 | 9999 | Pumped Storage | [5 empty] | Non-Fossil | G | 2030 | Pumps |  | 0 | 0 | 0 | 0 | 0 | 0 | 0 | 0 | 0 | 0 | 0 | 0 | 0 | 0 | 0 | 0 | 149.8431 | 189.0827 | 420.3374 | 759.2632 | 0 | 0 | 0 | 0 | 0 | 0 | 0 | 0 | 0 | 0 | 0 | 0 | 0 | 0 | 0 | 0 | 0 | 0 | 0 | 0 | 9.1426 | 0.0022771 | 0.0028735 | 0.0063878 | 0.011538 | 0 | 0 | 0 | 0 | 0 | 500
61670_G_RJCII | MISO_Minnesota and Western Wisconsin | Minnesota | 27 | Steele | 147 | 61670 | RJCII | RJC II Community Solar Garden | 0 | 2018 | 9999 | Solar PV | [5 empty] | Non-Fossil | G | 2030 | Solar |  | 0 | 0 | 0 | 0 | 0 | 0 | 0 | 0 | 0 | 0 | 0 | 0 | 0 | 0 | 0 | 0 | 0.21753 | 0.50504 | 0.95866 | 1.6812 | 0 | 0 | 0 | 0 | 0 | 0 | 0 | 0 | 0 | 0 | 0 | 0 | 0 | 0 | 0 | 0 | 0 | 0 | 0 | 0 | 0.031598 | 0 | 0 | 0 | 0 | 0 | 0 | 0 | 0 | 0 | 1
61671_G_BETCH | MISO_Minnesota and Western Wisconsin | Minnesota | 27 | Goodhue | 49 | 61671 | BETCH | Betcher Community Solar Garden | 0 | 2018 | 9999 | Solar PV | [5 empty] | Non-Fossil | G | 2030 | Solar |  | 0 | 0 | 0 | 0 | 0 | 0 | 0 | 0 | 0 | 0 | 0 | 0 | 0 | 0 | 0 | 0 | 0.21753 | 0.50504 | 0.95866 | 1.6812 | 0 | 0 | 0 | 0 | 0 | 0 | 0 | 0 | 0 | 0 | 0 | 0 | 0 | 0 | 0 | 0 | 0 | 0 | 0 | 0 | 0.031598 | 0 | 0 | 0 | 0 | 0 | 0 | 0 | 0 | 0 | 1
61672_G_PV1 | MISO_Minnesota and Western Wisconsin | Minnesota | 27 | Sherburne | 141 | 61672 | PV1 | Sherburne Community Solar | 0 | 2018 | 9999 | Solar PV | [5 empty] | Non-Fossil | G | 2030 | Solar |  | 0 | 0 | 0 | 0 | 0 | 0 | 0 | 0 | 0 | 0 | 0 | 0 | 0 | 0 | 0 | 0 | 1.0877 | 2.5252 | 4.7933 | 8.4061 | 0 | 0 | 0 | 0 | 0 | 0 | 0 | 0 | 0 | 0 | 0 | 0 | 0 | 0 | 0 | 0 | 0 | 0 | 0 | 0 | 0.15799 | 0 | 0 | 0 | 0 | 0 | 0 | 0 | 0 | 0 | 5
61673_G_WT | NY_Zone A (West) | New York | 36 | Chautauqua | 13 | 61673 | WT | Arkwright Summit Wind Farm LLC | 0 | 2018 | 9999 | Onshore Wind | [5 empty] | Non-Fossil | G | 2030 | Wind |  | 0 | 0 | 0 | 0 | 0 | 0 | 0 | 0 | 0 | 0 | 0 | 0 | 0 | 0 | 0 | 0 | 53.4786 | 63.9751 | 46.0057 | 163.4594 | 0 | 0 | 0 | 0 | 0 | 0 | 0 | 0 | 0 | 0 | 0 | 0 | 0 | 0 | 0 | 0 | 0 | 0 | 0 | 0 | 3.2032 | 0 | 0 | 0 | 0 | 0 | 0 | 0 | 0 | 0 | 78.4
61674_G_WT | SPP SPS (Texas Panhandle) | Texas | 48 | Cochran | 79 | 61674 | WT | Wildcat Ranch Wind Project | 0 | 2018 | 9999 | Onshore Wind | [5 empty] | Non-Fossil | G | 2030 | Wind |  | 0 | 0 | 0 | 0 | 0 | 0 | 0 | 0 | 0 | 0 | 0 | 0 | 0 | 0 | 0 | 0 | 126.5584 | 187.7146 | 207.3788 | 521.6518 | 0 | 0 | 0 | 0 | 0 | 0 | 0 | 0 | 0 | 0 | 0 | 0 | 0 | 0 | 0 | 0 | 0 | 0 | 0 | 0 | 6.2914 | 0 | 0 | 0 | 0 | 0 | 0 | 0 | 0 | 0 | 150
61675_G_CTG1 | SERC_VACAR | North Carolina | 37 | Wake | 183 | 61675 | CTG1 | NCSU CCUP Cogeneration Plant | 8700 | 2019 | 9999 | Combustion Turbine | [5 empty] | Fossil | G | 2030 | NaturalGas |  | 0.0038331 | 0.0023588 | 0.0089796 | 0.015171 | 0 | 0 | 0 | 0 | 0 | 0 | 0 | 0 | 0 | 0 | 0 | 0 | 0.44058 | 0.27113 | 1.0321 | 1.7438 | 0.33024 | 0.20322 | 0.77364 | 1.3071 | 3.9488e-10 | 2.4301e-10 | 9.2508e-10 | 1.563e-09 | 3.1027e-05 | 1.9093e-05 | 7.2685e-05 | 0.00012281 | 0 | 0 | 0 | 0 | 0 | 0 | 0 | 0 | 0.11046 | 0.0020795 | 0.0012797 | 0.0048717 | 0.008231 | 0.012412 | 0.0065315 | 0.024583 | 0.043526 | 0 | 5.6
61675_G_STG | SERC_VACAR | North Carolina | 37 | Wake | 183 | 61675 | STG | NCSU CCUP Cogeneration Plant | 8300 | 2019 | 9999 | O/G Steam | [5 empty] | Fossil | G | 2030 | NaturalGas |  | 0.005074 | 0.00054908 | 0.011661 | 0.017284 | 0 | 0 | 0 | 0 | 0 | 0 | 0 | 0 | 0 | 0 | 0 | 0 | 0.61132 | 0.066154 | 1.405 | 2.0824 | 0.78212 | 0.084637 | 1.7975 | 2.6643 | 9.3523e-10 | 1.0121e-10 | 2.1494e-09 | 3.1858e-09 | 0.0015407 | 0.00016672 | 0.0035408 | 0.0052482 | 0 | 0 | 0 | 0 | 0 | 0 | 0 | 0 | 0.017993 | 0.0005377 | 5.8186e-05 | 0.0012358 | 0.0018316 | 0.01643 | 0.0015204 | 0.031925 | 0.049875 | 0 | 1
61676_G_CTG1 | SERC_VACAR | North Carolina | 37 | Wake | 183 | 61676 | CTG1 | NCSU Cates Cogeneration Plant | 11605 | 2012 | 9999 | Combustion Turbine | [5 empty] | Fossil | G | 2030 | NaturalGas |  | 0.00099028 | 0 | 0 | 0.00099028 | 0 | 0 | 0 | 0 | 0 | 0 | 0 | 0 | 0 | 0 | 0 | 0 | 0.085332 | 0 | 0 | 0.085332 | 0.063961 | 0 | 0 | 0.063961 | 7.6482e-11 | 0 | 0 | 7.6482e-11 | 0.00013053 | 0 | 0 | 0.00013053 | 0 | 0 | 0 | 0 | 0 | 0 | 0 | 0 | 0.092709 | 0.00047957 | 0 | 0 | 0.00047957 | 0.0032066 | 0 | 0 | 0.0032066 | 0 | 4.7
61676_G_CTG2 | SERC_VACAR | North Carolina | 37 | Wake | 183 | 61676 | CTG2 | NCSU Cates Cogeneration Plant | 11605 | 2012 | 9999 | Combustion Turbine | [5 empty] | Fossil | G | 2030 | NaturalGas |  | 0.00099028 | 0 | 0 | 0.00099028 | 0 | 0 | 0 | 0 | 0 | 0 | 0 | 0 | 0 | 0 | 0 | 0 | 0.085332 | 0 | 0 | 0.085332 | 0.063961 | 0 | 0 | 0.063961 | 7.6482e-11 | 0 | 0 | 7.6482e-11 | 0.00013053 | 0 | 0 | 0.00013053 | 0 | 0 | 0 | 0 | 0 | 0 | 0 | 0 | 0.092709 | 0.00047957 | 0 | 0 | 0.00047957 | 0.0032066 | 0 | 0 | 0.0032066 | 0 | 4.7
61677_G_T-1 | SPP Nebraska | Nebraska | 31 | Fillmore | 59 | 61677 | T-1 | Perennial Windfarm | 0 | 2018 | 9999 | Onshore Wind | [5 empty] | Non-Fossil | G | 2030 | Wind |  | 0 | 0 | 0 | 0 | 0 | 0 | 0 | 0 | 0 | 0 | 0 | 0 | 0 | 0 | 0 | 0 | 2.451 | 3.2035 | 3.0438 | 8.6983 | 0 | 0 | 0 | 0 | 0 | 0 | 0 | 0 | 0 | 0 | 0 | 0 | 0 | 0 | 0 | 0 | 0 | 0 | 0 | 0 | 0.096829 | 0 | 0 | 0 | 0 | 0 | 0 | 0 | 0 | 0 | 2.3
61677_G_T-2 | SPP Nebraska | Nebraska | 31 | Fillmore | 59 | 61677 | T-2 | Perennial Windfarm | 0 | 2018 | 9999 | Onshore Wind | [5 empty] | Non-Fossil | G | 2030 | Wind |  | 0 | 0 | 0 | 0 | 0 | 0 | 0 | 0 | 0 | 0 | 0 | 0 | 0 | 0 | 0 | 0 | 2.451 | 3.2035 | 3.0438 | 8.6983 | 0 | 0 | 0 | 0 | 0 | 0 | 0 | 0 | 0 | 0 | 0 | 0 | 0 | 0 | 0 | 0 | 0 | 0 | 0 | 0 | 0.096829 | 0 | 0 | 0 | 0 | 0 | 0 | 0 | 0 | 0 | 2.3
61677_G_T-3 | SPP Nebraska | Nebraska | 31 | Fillmore | 59 | 61677 | T-3 | Perennial Windfarm | 0 | 2018 | 9999 | Onshore Wind | [5 empty] | Non-Fossil | G | 2030 | Wind |  | 0 | 0 | 0 | 0 | 0 | 0 | 0 | 0 | 0 | 0 | 0 | 0 | 0 | 0 | 0 | 0 | 2.451 | 3.2035 | 3.0438 | 8.6983 | 0 | 0 | 0 | 0 | 0 | 0 | 0 | 0 | 0 | 0 | 0 | 0 | 0 | 0 | 0 | 0 | 0 | 0 | 0 | 0 | 0.096829 | 0 | 0 | 0 | 0 | 0 | 0 | 0 | 0 | 0 | 2.3
61678_G_BA1 | WECC_Arizona | Arizona | 4 | Pinal | 21 | 61678 | BA1 | Pinal Central Energy Center | 0 | 2018 | 9999 | Energy Storage | [5 empty] | Non-Fossil | G | 2030 | EnerStor |  | 0 | 0 | 0 | 0 | 0 | 0 | 0 | 0 | 0 | 0 | 0 | 0 | 0 | 0 | 0 | 0 | 0 | 6.7952 | 10.8891 | 17.6843 | 0 | 0 | 0 | 0 | 0 | 0 | 0 | 0 | 0 | 0 | 0 | 0 | 0 | 0 | 0 | 0 | 0 | 0 | 0 | 0 | 0.36776 | 0 | 0.053479 | 0.085698 | 0.13918 | 0 | 0 | 0 | 0 | 0 | 10
61678_G_PCEC | WECC_Arizona | Arizona | 4 | Pinal | 21 | 61678 | PCEC | Pinal Central Energy Center | 0 | 2018 | 9999 | Solar PV | [5 empty] | Non-Fossil | G | 2030 | Solar |  | 0 | 0 | 0 | 0 | 0 | 0 | 0 | 0 | 0 | 0 | 0 | 0 | 0 | 0 | 0 | 0 | 8.6544 | 16.2808 | 24.6591 | 49.5942 | 0 | 0 | 0 | 0 | 0 | 0 | 0 | 0 | 0 | 0 | 0 | 0 | 0 | 0 | 0 | 0 | 0 | 0 | 0 | 0 | 0.9452 | 0 | 0 | 0 | 0 | 0 | 0 | 0 | 0 | 0 | 20
61679_G_1 | SPP North- (Kansas, Missouri) | Missouri | 29 | Greene | 77 | 61679 | 1 | Cox Battery Energy Storage | 0 | 2017 | 9999 | Energy Storage | [5 empty] | Non-Fossil | G | 2030 | EnerStor |  | 0 | 0 | 0 | 0 | 0 | 0 | 0 | 0 | 0 | 0 | 0 | 0 | 0 | 0 | 0 | 0 | 0.13766 | 0.076349 | 0.29641 | 0.51042 | 0 | 0 | 0 | 0 | 0 | 0 | 0 | 0 | 0 | 0 | 0 | 0 | 0 | 0 | 0 | 0 | 0 | 0 | 0 | 0 | 0.044132 | 0.0010834 | 0.00060087 | 0.0023328 | 0.0040171 | 0 | 0 | 0 | 0 | 0 | 1.2
6168_G_1 | PJM_Dominion | Virginia | 51 | Louisa | 109 | 6168 | 1 | North Anna | 10456 | 1978 | 9999 | Nuclear | [5 empty] | Non-Fossil | G | 2030 | Nuclear |  | 19.6406 | 26.6239 | 35.444 | 81.7086 | 0 | 0 | 0 | 0 | 0 | 0 | 0 | 0 | 0 | 0 | 0 | 0 | 1878.406 | 2546.2837 | 3389.826 | 7814.5157 | 0 | 0 | 0 | 0 | 0 | 0 | 0 | 0 | 0 | 0 | 0 | 0 | 0 | 0 | 0 | 0 | 0 | 0 | 0 | 0 | 170.1668 | 0.26226 | 0.35551 | 0.47328 | 1.0911 | 13.6015 | 18.4376 | 24.5457 | 56.5848 | 0 | 948
6168_G_2 | PJM_Dominion | Virginia | 51 | Louisa | 109 | 6168 | 2 | North Anna | 10456 | 1980 | 9999 | Nuclear | [5 empty] | Non-Fossil | G | 2030 | Nuclear |  | 19.5785 | 26.5398 | 35.332 | 81.4503 | 0 | 0 | 0 | 0 | 0 | 0 | 0 | 0 | 0 | 0 | 0 | 0 | 1872.468 | 2538.2344 | 3379.1101 | 7789.8125 | 0 | 0 | 0 | 0 | 0 | 0 | 0 | 0 | 0 | 0 | 0 | 0 | 0 | 0 | 0 | 0 | 0 | 0 | 0 | 0 | 191.7557 | 0.26171 | 0.35477 | 0.47229 | 1.0888 | 13.5585 | 18.3793 | 24.4681 | 56.4059 | 0 | 944
6168_G_HC1 | PJM_Dominion | Virginia | 51 | Louisa | 109 | 6168 | HC1 | North Anna | 0 | 1987 | 9999 | Hydro | [5 empty] | Non-Fossil | G | 2030 | Hydro |  | 0 | 0 | 0 | 0 | 0 | 0 | 0 | 0 | 0 | 0 | 0 | 0 | 0 | 0 | 0 | 0 | 0.45618 | 0.49591 | 0.53108 | 1.4832 | 0 | 0 | 0 | 0 | 0 | 0 | 0 | 0 | 0 | 0 | 0 | 0 | 0 | 0 | 0 | 0 | 0 | 0 | 0 | 0 | 0.015808 | 0.0006341 | 0.00068932 | 0.0007382 | 0.0020616 | 0 | 0 | 0 | 0 | 0 | 1
61680_G_MMPA | MISO_Minnesota and Western Wisconsin | Minnesota | 27 | Wright | 171 | 61680 | MMPA | Tatanka Wi | 0 | 2017 | 9999 | Solar PV | [5 empty] | Non-Fossil | G | 2030 | Solar |  | 0 | 0 | 0 | 0 | 0 | 0 | 0 | 0 | 0 | 0 | 0 | 0 | 0 | 0 | 0 | 0 | 1.5445 | 3.5858 | 6.8065 | 11.9367 | 0 | 0 | 0 | 0 | 0 | 0 | 0 | 0 | 0 | 0 | 0 | 0 | 0 | 0 | 0 | 0 | 0 | 0 | 0 | 0 | 0.22435 | 0 | 0 | 0 | 0 | 0 | 0 | 0 | 0 | 0 | 7.1
61681_G_10257 | SPP SPS (Texas Panhandle) | New Mexico | 35 | Lea | 25 | 61681 | 10257 | Middle Daisy | 0 | 2017 | 9999 | Solar PV | [5 empty] | Non-Fossil | G | 2030 | Solar |  | 0 | 0 | 0 | 0 | 0 | 0 | 0 | 0 | 0 | 0 | 0 | 0 | 0 | 0 | 0 | 0 | 2.0128 | 3.8103 | 5.9622 | 11.7852 | 0 | 0 | 0 | 0 | 0 | 0 | 0 | 0 | 0 | 0 | 0 | 0 | 0 | 0 | 0 | 0 | 0 | 0 | 0 | 0 | 0.1736 | 0 | 0 | 0 | 0 | 0 | 0 | 0 | 0 | 0 | 5
61682_G_USG1 | WECC_Imperial Irrigation District (IID) | California | 6 | Imperial | 25 | 61682 | USG1 | USG 1 | 0 | 2014 | 9999 | Solar PV | [5 empty] | Non-Fossil | G | 2030 | Solar |  | 0 | 0 | 0 | 0 | 0 | 0 | 0 | 0 | 0 | 0 | 0 | 0 | 0 | 0 | 0 | 0 | 0.428 | 0.82356 | 1.3498 | 2.6014 | 0 | 0 | 0 | 0 | 0 | 0 | 0 | 0 | 0 | 0 | 0 | 0 | 0 | 0 | 0 | 0 | 0 | 0 | 0 | 0 | 0.034962 | 0 | 0 | 0 | 0 | 0 | 0 | 0 | 0 | 0 | 1
61683_G_USG2 | WECC_Imperial Irrigation District (IID) | California | 6 | Imperial | 25 | 61683 | USG2 | USG 2 | 0 | 2015 | 9999 | Solar PV | [5 empty] | Non-Fossil | G | 2030 | Solar |  | 0 | 0 | 0 | 0 | 0 | 0 | 0 | 0 | 0 | 0 | 0 | 0 | 0 | 0 | 0 | 0 | 0.428 | 0.82356 | 1.3498 | 2.6014 | 0 | 0 | 0 | 0 | 0 | 0 | 0 | 0 | 0 | 0 | 0 | 0 | 0 | 0 | 0 | 0 | 0 | 0 | 0 | 0 | 0.034962 | 0 | 0 | 0 | 0 | 0 | 0 | 0 | 0 | 0 | 1
61686_G_PV1 | MISO_Minnesota and Western Wisconsin | Minnesota | 27 | Chisago | 25 | 61686 | PV1 | Johnson 1 Community Solar | 0 | 2018 | 9999 | Solar PV | [5 empty] | Non-Fossil | G | 2030 | Solar |  | 0 | 0 | 0 | 0 | 0 | 0 | 0 | 0 | 0 | 0 | 0 | 0 | 0 | 0 | 0 | 0 | 0.21753 | 0.50504 | 0.95866 | 1.6812 | 0 | 0 | 0 | 0 | 0 | 0 | 0 | 0 | 0 | 0 | 0 | 0 | 0 | 0 | 0 | 0 | 0 | 0 | 0 | 0 | 0.031598 | 0 | 0 | 0 | 0 | 0 | 0 | 0 | 0 | 0 | 1
61688_G_NGM1 | WECC_Idaho | Idaho | 16 | Gooding | 47 | 61688 | NGM1 | North Gooding Main Hydro | 0 | 2016 | 9999 | Hydro | [5 empty] | Non-Fossil | G | 2030 | Hydro |  | 0 | 0 | 0 | 0 | 0 | 0 | 0 | 0 | 0 | 0 | 0 | 0 | 0 | 0 | 0 | 0 | 1.0392 | 1.529 | 2.6123 | 5.1805 | 0 | 0 | 0 | 0 | 0 | 0 | 0 | 0 | 0 | 0 | 0 | 0 | 0 | 0 | 0 | 0 | 0 | 0 | 0 | 0 | 0.020551 | 0.0014445 | 0.0021253 | 0.0036311 | 0.0072008 | 0 | 0 | 0 | 0 | 0 | 1.3
61689_G_PV1 | MISO_Minnesota and Western Wisconsin | Minnesota | 27 | Renville | 129 | 61689 | PV1 | Grimm Community Solar | 0 | 2018 | 9999 | Solar PV | [5 empty] | Non-Fossil | G | 2030 | Solar |  | 0 | 0 | 0 | 0 | 0 | 0 | 0 | 0 | 0 | 0 | 0 | 0 | 0 | 0 | 0 | 0 | 0.21753 | 0.50504 | 0.95866 | 1.6812 | 0 | 0 | 0 | 0 | 0 | 0 | 0 | 0 | 0 | 0 | 0 | 0 | 0 | 0 | 0 | 0 | 0 | 0 | 0 | 0 | 0.031598 | 0 | 0 | 0 | 0 | 0 | 0 | 0 | 0 | 0 | 1
61690_G_FOREM | MISO_Minnesota and Western Wisconsin | Minnesota | 27 | Goodhue | 49 | 61690 | FOREM | Foreman's Hill Community Solar | 0 | 2018 | 9999 | Solar PV | [5 empty] | Non-Fossil | G | 2030 | Solar |  | 0 | 0 | 0 | 0 | 0 | 0 | 0 | 0 | 0 | 0 | 0 | 0 | 0 | 0 | 0 | 0 | 1.0877 | 2.5252 | 4.7933 | 8.4061 | 0 | 0 | 0 | 0 | 0 | 0 | 0 | 0 | 0 | 0 | 0 | 0 | 0 | 0 | 0 | 0 | 0 | 0 | 0 | 0 | 0.15799 | 0 | 0 | 0 | 0 | 0 | 0 | 0 | 0 | 0 | 5
61692_G_IVCS | WECC_Imperial Irrigation District (IID) | California | 6 | Imperial | 25 | 61692 | IVCS | IVC Solar | 0 | 2016 | 9999 | Solar PV | [5 empty] | Non-Fossil | G | 2030 | Solar |  | 0 | 0 | 0 | 0 | 0 | 0 | 0 | 0 | 0 | 0 | 0 | 0 | 0 | 0 | 0 | 0 | 1.284 | 2.4707 | 4.0495 | 7.8042 | 0 | 0 | 0 | 0 | 0 | 0 | 0 | 0 | 0 | 0 | 0 | 0 | 0 | 0 | 0 | 0 | 0 | 0 | 0 | 0 | 0.10489 | 0 | 0 | 0 | 0 | 0 | 0 | 0 | 0 | 0 | 3
61693_G_GEN | SERC_VACAR | North Carolina | 37 | Lenoir | 107 | 61693 | GEN | Buckleberry Solar | 0 | 2018 | 9999 | Solar PV | [5 empty] | Non-Fossil | G | 2030 | Solar |  | 0 | 0 | 0 | 0 | 0 | 0 | 0 | 0 | 0 | 0 | 0 | 0 | 0 | 0 | 0 | 0 | 15.1746 | 30.1692 | 48.2617 | 93.6055 | 0 | 0 | 0 | 0 | 0 | 0 | 0 | 0 | 0 | 0 | 0 | 0 | 0 | 0 | 0 | 0 | 0 | 0 | 0 | 0 | 2.2221 | 0 | 0 | 0 | 0 | 0 | 0 | 0 | 0 | 0 | 52.1
61695_G_PV1 | MISO_Minnesota and Western Wisconsin | Minnesota | 27 | Chisago | 25 | 61695 | PV1 | Johnson II Community Solar | 0 | 2018 | 9999 | Solar PV | [5 empty] | Non-Fossil | G | 2030 | Solar |  | 0 | 0 | 0 | 0 | 0 | 0 | 0 | 0 | 0 | 0 | 0 | 0 | 0 | 0 | 0 | 0 | 0.21753 | 0.50504 | 0.95866 | 1.6812 | 0 | 0 | 0 | 0 | 0 | 0 | 0 | 0 | 0 | 0 | 0 | 0 | 0 | 0 | 0 | 0 | 0 | 0 | 0 | 0 | 0.031598 | 0 | 0 | 0 | 0 | 0 | 0 | 0 | 0 | 0 | 1
61696_G_TWIGG | SERC_Southeastern | Georgia | 13 | Twiggs | 289 | 61696 | TWIGG | Twiggs Solar | 0 | 2020 | 9999 | Solar PV | [5 empty] | Non-Fossil | G | 2030 | Solar |  | 0 | 0 | 0 | 0 | 0 | 0 | 0 | 0 | 0 | 0 | 0 | 0 | 0 | 0 | 0 | 0 | 72.3919 | 129.7088 | 201.0876 | 403.1883 | 0 | 0 | 0 | 0 | 0 | 0 | 0 | 0 | 0 | 0 | 0 | 0 | 0 | 0 | 0 | 0 | 0 | 0 | 0 | 0 | 6.9171 | 0 | 0 | 0 | 0 | 0 | 0 | 0 | 0 | 0 | 200
61697_G_IVORY | ERCOT_West | Texas | 48 | Dawson | 115 | 61697 | IVORY | Ivory Solar | 0 | 2018 | 9999 | Solar PV | [5 empty] | Non-Fossil | G | 2030 | Solar |  | 0 | 0 | 0 | 0 | 0 | 0 | 0 | 0 | 0 | 0 | 0 | 0 | 0 | 0 | 0 | 0 | 22.7786 | 37.7141 | 56.6309 | 117.1236 | 0 | 0 | 0 | 0 | 0 | 0 | 0 | 0 | 0 | 0 | 0 | 0 | 0 | 0 | 0 | 0 | 0 | 0 | 0 | 0 | 1.5799 | 0 | 0 | 0 | 0 | 0 | 0 | 0 | 0 | 0 | 50
61698_G_FOLSM | WECC_BANC | California | 6 | Sacramento | 67 | 61698 | FOLSM | Folsom SP and CSP Sacramento | 0 | 2019 | 9999 | Solar PV | [5 empty] | Non-Fossil | G | 2030 | Solar |  | 0 | 0 | 0 | 0 | 0 | 0 | 0 | 0 | 0 | 0 | 0 | 0 | 0 | 0 | 0 | 0 | 0.42482 | 0.90611 | 1.493 | 2.8239 | 0 | 0 | 0 | 0 | 0 | 0 | 0 | 0 | 0 | 0 | 0 | 0 | 0 | 0 | 0 | 0 | 0 | 0 | 0 | 0 | 0.057858 | 0 | 0 | 0 | 0 | 0 | 0 | 0 | 0 | 0 | 1.3
61699_G_OTRRE | SERC_VACAR | South Carolina | 45 | Lexington | 63 | 61699 | OTRRE | Otarre Solar Park | 0 | 2017 | 9999 | Solar PV | [5 empty] | Non-Fossil | G | 2030 | Solar |  | 0 | 0 | 0 | 0 | 0 | 0 | 0 | 0 | 0 | 0 | 0 | 0 | 0 | 0 | 0 | 0 | 0.53793 | 0.99815 | 1.3715 | 2.9076 | 0 | 0 | 0 | 0 | 0 | 0 | 0 | 0 | 0 | 0 | 0 | 0 | 0 | 0 | 0 | 0 | 0 | 0 | 0 | 0 | 0.050557 | 0 | 0 | 0 | 0 | 0 | 0 | 0 | 0 | 0 | 1.6
617_G_5A | FRCC | Florida | 12 | Broward | 11 | 617 | 5A | Port Everglades | 7050 | 2016 | 9999 | Combined Cycle |  |  | SCR | DLNB + H2O |  | Fossil | G | 2030 | NaturalGas |  | 3.3703 | 4.5686 | 6.3175 | 14.2564 | 0 | 0 | 0 | 0 | 0 | 0 | 0 | 0 | 0 | 0 | 0 | 0 | 478.0573 | 648.0332 | 896.0951 | 2022.1856 | 197.2976 | 267.4478 | 369.8247 | 834.5701 | 2.3592e-07 | 3.198e-07 | 4.4222e-07 | 9.9795e-07 | 0.012353 | 0.016745 | 0.023155 | 0.052253 | 0 | 0 | 0 | 0 | 0 | 0 | 0 | 0 | 8.5888 | 1.0924 | 1.4808 | 2.0476 | 4.6208 | 10.1587 | 12.1287 | 20.7903 | 43.0777 | 0 | 271.9 | SCR
617_G_5B | FRCC | Florida | 12 | Broward | 11 | 617 | 5B | Port Everglades | 7050 | 2016 | 9999 | Combined Cycle |  |  | SCR | DLNB + H2O |  | Fossil | G | 2030 | NaturalGas |  | 3.3703 | 4.5686 | 6.3175 | 14.2564 | 0 | 0 | 0 | 0 | 0 | 0 | 0 | 0 | 0 | 0 | 0 | 0 | 478.0573 | 648.0332 | 896.0951 | 2022.1856 | 197.2976 | 267.4478 | 369.8247 | 834.5701 | 2.3592e-07 | 3.198e-07 | 4.4222e-07 | 9.9795e-07 | 0.012353 | 0.016745 | 0.023155 | 0.052253 | 0 | 0 | 0 | 0 | 0 | 0 | 0 | 0 | 8.5888 | 1.0924 | 1.4808 | 2.0476 | 4.6208 | 10.1587 | 12.1287 | 20.7903 | 43.0777 | 0 | 271.9 | SCR
617_G_5C | FRCC | Florida | 12 | Broward | 11 | 617 | 5C | Port Everglades | 7050 | 2016 | 9999 | Combined Cycle |  |  | SCR | DLNB + H2O |  | Fossil | G | 2030 | NaturalGas |  | 3.3703 | 4.5686 | 6.3175 | 14.2564 | 0 | 0 | 0 | 0 | 0 | 0 | 0 | 0 | 0 | 0 | 0 | 0 | 478.0573 | 648.0332 | 896.0951 | 2022.1856 | 197.2976 | 267.4478 | 369.8247 | 834.5701 | 2.3592e-07 | 3.198e-07 | 4.4222e-07 | 9.9795e-07 | 0.012353 | 0.016745 | 0.023155 | 0.052253 | 0 | 0 | 0 | 0 | 0 | 0 | 0 | 0 | 8.5888 | 1.0924 | 1.4808 | 2.0476 | 4.6208 | 10.1587 | 12.1287 | 20.7903 | 43.0777 | 0 | 271.9 | SCR
617_G_5ST | FRCC | Florida | 12 | Broward | 11 | 617 | 5ST | Port Everglades | 7050 | 2016 | 9999 | Combined Cycle |  |  | SCR |  |  | Fossil | G | 2030 | NaturalGas |  | 5.2222 | 7.0789 | 9.7887 | 22.0898 | 0 | 0 | 0 | 0 | 0 | 0 | 0 | 0 | 0 | 0 | 0 | 0 | 740.7338 | 1004.1059 | 1388.4695 | 3133.3092 | 305.706 | 414.4015 | 573.0311 | 1293.1386 | 3.6555e-07 | 4.9553e-07 | 6.8521e-07 | 1.5463e-06 | 0.01914 | 0.025946 | 0.035878 | 0.080964 | 0 | 0 | 0 | 0 | 0 | 0 | 0 | 0 | 13.3081 | 1.6926 | 2.2944 | 3.1727 | 7.1598 | 15.7406 | 18.7931 | 32.2139 | 66.7475 | 0 | 421.3 | SCR
61700_G_PFPKB | ERCOT_Rest | Texas | 48 | Travis | 453 | 61700 | PFPKB | PowerFin Kingsbery | 0 | 2018 | 9999 | Solar PV | [5 empty] | Non-Fossil | G | 2030 | Solar |  | 0 | 0 | 0 | 0 | 0 | 0 | 0 | 0 | 0 | 0 | 0 | 0 | 0 | 0 | 0 | 0 | 0.85533 | 1.543 | 2.5155 | 4.9138 | 0 | 0 | 0 | 0 | 0 | 0 | 0 | 0 | 0 | 0 | 0 | 0 | 0 | 0 | 0 | 0 | 0 | 0 | 0 | 0 | 0.09835 | 0 | 0 | 0 | 0 | 0 | 0 | 0 | 0 | 0 | 2.6
61701_G_GEN1 | SERC_VACAR | South Carolina | 45 | Beaufort | 13 | 61701 | GEN1 | Seabrook Solar | 0 | 2019 | 9999 | Solar PV | [5 empty] | Non-Fossil | G | 2030 | Solar |  | 0 | 0 | 0 | 0 | 0 | 0 | 0 | 0 | 0 | 0 | 0 | 0 | 0 | 0 | 0 | 0 | 23.7025 | 43.9808 | 60.4336 | 128.117 | 0 | 0 | 0 | 0 | 0 | 0 | 0 | 0 | 0 | 0 | 0 | 0 | 0 | 0 | 0 | 0 | 0 | 0 | 0 | 0 | 2.2277 | 0 | 0 | 0 | 0 | 0 | 0 | 0 | 0 | 0 | 70.5
61702_G_11052 | ISONE_MA, VT, NH, RI (Rest of ISO New England) | Massachusetts | 25 | Bristol | 5 | 61702 | 11052 | Greater New Bedford LFG Utiliz. Facility | 13500 | 2005 | 9999 | Landfill Gas | [5 empty] | Non-Fossil | G | 2030 | LF Gas |  | 0.06242 | 0.089125 | 0.113 | 0.26454 | 0 | 0 | 0 | 0 | 0 | 0 | 0 | 0 | 0 | 0 | 0 | 0 | 4.6237 | 6.6019 | 8.3701 | 19.5957 | 3.5972 | 5.1362 | 6.5119 | 15.2453 | 0 | 0 | 0 | 0 | 0.0069027 | 0.0098559 | 0.012496 | 0.029254 | 0 | 0 | 0 | 0 | 0 | 0 | 0 | 0 | 0.86921 | 0.032075 | 0.045797 | 0.058063 | 0.13594 | 0 | 0 | 0 | 0 | 0 | 3.2
61704_G_AQUI | MISO_Minnesota and Western Wisconsin | Minnesota | 27 | Pope | 121 | 61704 | AQUI | Aquila Community Solar | 0 | 2019 | 9999 | Solar PV | [5 empty] | Non-Fossil | G | 2030 | Solar |  | 0 | 0 | 0 | 0 | 0 | 0 | 0 | 0 | 0 | 0 | 0 | 0 | 0 | 0 | 0 | 0 | 0.21753 | 0.50504 | 0.95866 | 1.6812 | 0 | 0 | 0 | 0 | 0 | 0 | 0 | 0 | 0 | 0 | 0 | 0 | 0 | 0 | 0 | 0 | 0 | 0 | 0 | 0 | 0.031598 | 0 | 0 | 0 | 0 | 0 | 0 | 0 | 0 | 0 | 1
61705_G_ARCT | MISO_Minnesota and Western Wisconsin | Minnesota | 27 | Le Sueur | 79 | 61705 | ARCT | Arcturus Community Solar | 0 | 2018 | 9999 | Solar PV | [5 empty] | Non-Fossil | G | 2030 | Solar |  | 0 | 0 | 0 | 0 | 0 | 0 | 0 | 0 | 0 | 0 | 0 | 0 | 0 | 0 | 0 | 0 | 0.21753 | 0.50504 | 0.95866 | 1.6812 | 0 | 0 | 0 | 0 | 0 | 0 | 0 | 0 | 0 | 0 | 0 | 0 | 0 | 0 | 0 | 0 | 0 | 0 | 0 | 0 | 0.031598 | 0 | 0 | 0 | 0 | 0 | 0 | 0 | 0 | 0 | 1
61706_G_AURI | MISO_Minnesota and Western Wisconsin | Minnesota | 27 | Murray | 101 | 61706 | AURI | Auriga Community Solar | 0 | 2018 | 9999 | Solar PV | [5 empty] | Non-Fossil | G | 2030 | Solar |  | 0 | 0 | 0 | 0 | 0 | 0 | 0 | 0 | 0 | 0 | 0 | 0 | 0 | 0 | 0 | 0 | 0.21753 | 0.50504 | 0.95866 | 1.6812 | 0 | 0 | 0 | 0 | 0 | 0 | 0 | 0 | 0 | 0 | 0 | 0 | 0 | 0 | 0 | 0 | 0 | 0 | 0 | 0 | 0.031598 | 0 | 0 | 0 | 0 | 0 | 0 | 0 | 0 | 0 | 1
61707_G_CANO | MISO_Minnesota and Western Wisconsin | Minnesota | 27 | Stearns | 145 | 61707 | CANO | Canopus Community Solar | 0 | 2019 | 9999 | Solar PV | [5 empty] | Non-Fossil | G | 2030 | Solar |  | 0 | 0 | 0 | 0 | 0 | 0 | 0 | 0 | 0 | 0 | 0 | 0 | 0 | 0 | 0 | 0 | 0.21753 | 0.50504 | 0.95866 | 1.6812 | 0 | 0 | 0 | 0 | 0 | 0 | 0 | 0 | 0 | 0 | 0 | 0 | 0 | 0 | 0 | 0 | 0 | 0 | 0 | 0 | 0.031598 | 0 | 0 | 0 | 0 | 0 | 0 | 0 | 0 | 0 | 1
61708_G_SAGI | MISO_Minnesota and Western Wisconsin | Minnesota | 27 | Chippewa | 23 | 61708 | SAGI | Sagitta Community Solar | 0 | 2018 | 9999 | Solar PV | [5 empty] | Non-Fossil | G | 2030 | Solar |  | 0 | 0 | 0 | 0 | 0 | 0 | 0 | 0 | 0 | 0 | 0 | 0 | 0 | 0 | 0 | 0 | 0.21753 | 0.50504 | 0.95866 | 1.6812 | 0 | 0 | 0 | 0 | 0 | 0 | 0 | 0 | 0 | 0 | 0 | 0 | 0 | 0 | 0 | 0 | 0 | 0 | 0 | 0 | 0.031598 | 0 | 0 | 0 | 0 | 0 | 0 | 0 | 0 | 0 | 1
61709_G_LIBR | MISO_Minnesota and Western Wisconsin | Minnesota | 27 | Pope | 121 | 61709 | LIBR | Libra Community Solar | 0 | 2018 | 9999 | Solar PV | [5 empty] | Non-Fossil | G | 2030 | Solar |  | 0 | 0 | 0 | 0 | 0 | 0 | 0 | 0 | 0 | 0 | 0 | 0 | 0 | 0 | 0 | 0 | 0.21753 | 0.50504 | 0.95866 | 1.6812 | 0 | 0 | 0 | 0 | 0 | 0 | 0 | 0 | 0 | 0 | 0 | 0 | 0 | 0 | 0 | 0 | 0 | 0 | 0 | 0 | 0.031598 | 0 | 0 | 0 | 0 | 0 | 0 | 0 | 0 | 0 | 1
6171_G_1 | PJM West | Kentucky | 21 | Laurel | 125 | 6171 | 1 | Laurel Dam | 0 | 1977 | 9999 | Hydro | [5 empty] | Non-Fossil | G | 2030 | Hydro |  | 0 | 0 | 0 | 0 | 0 | 0 | 0 | 0 | 0 | 0 | 0 | 0 | 0 | 0 | 0 | 0 | 30.815 | 35.2605 | 40.6135 | 106.689 | 0 | 0 | 0 | 0 | 0 | 0 | 0 | 0 | 0 | 0 | 0 | 0 | 0 | 0 | 0 | 0 | 0 | 0 | 0 | 0 | 0.9643 | 0.042833 | 0.049012 | 0.056453 | 0.1483 | 0 | 0 | 0 | 0 | 0 | 61
61710_G_AQUA | MISO_Minnesota and Western Wisconsin | Minnesota | 27 | Lyon | 83 | 61710 | AQUA | Aquarius Community Solar | 0 | 2019 | 9999 | Solar PV | [5 empty] | Non-Fossil | G | 2030 | Solar |  | 0 | 0 | 0 | 0 | 0 | 0 | 0 | 0 | 0 | 0 | 0 | 0 | 0 | 0 | 0 | 0 | 0.21753 | 0.50504 | 0.95866 | 1.6812 | 0 | 0 | 0 | 0 | 0 | 0 | 0 | 0 | 0 | 0 | 0 | 0 | 0 | 0 | 0 | 0 | 0 | 0 | 0 | 0 | 0.031598 | 0 | 0 | 0 | 0 | 0 | 0 | 0 | 0 | 0 | 1
61711_G_CASS | MISO_Minnesota and Western Wisconsin | Minnesota | 27 | Pope | 121 | 61711 | CASS | Cassiopeia Community Solar | 0 | 2019 | 9999 | Solar PV | [5 empty] | Non-Fossil | G | 2030 | Solar |  | 0 | 0 | 0 | 0 | 0 | 0 | 0 | 0 | 0 | 0 | 0 | 0 | 0 | 0 | 0 | 0 | 0.21753 | 0.50504 | 0.95866 | 1.6812 | 0 | 0 | 0 | 0 | 0 | 0 | 0 | 0 | 0 | 0 | 0 | 0 | 0 | 0 | 0 | 0 | 0 | 0 | 0 | 0 | 0.031598 | 0 | 0 | 0 | 0 | 0 | 0 | 0 | 0 | 0 | 1
61712_G_CRUX | MISO_Minnesota and Western Wisconsin | Minnesota | 27 | Dodge | 39 | 61712 | CRUX | Crux Community Solar | 0 | 2019 | 9999 | Solar PV | [5 empty] | Non-Fossil | G | 2030 | Solar |  | 0 | 0 | 0 | 0 | 0 | 0 | 0 | 0 | 0 | 0 | 0 | 0 | 0 | 0 | 0 | 0 | 0.21753 | 0.50504 | 0.95866 | 1.6812 | 0 | 0 | 0 | 0 | 0 | 0 | 0 | 0 | 0 | 0 | 0 | 0 | 0 | 0 | 0 | 0 | 0 | 0 | 0 | 0 | 0.031598 | 0 | 0 | 0 | 0 | 0 | 0 | 0 | 0 | 0 | 1
61713_G_LEO | MISO_Minnesota and Western Wisconsin | Minnesota | 27 | Murray | 101 | 61713 | LEO | Leo Community Solar | 0 | 2018 | 9999 | Solar PV | [5 empty] | Non-Fossil | G | 2030 | Solar |  | 0 | 0 | 0 | 0 | 0 | 0 | 0 | 0 | 0 | 0 | 0 | 0 | 0 | 0 | 0 | 0 | 0.21753 | 0.50504 | 0.95866 | 1.6812 | 0 | 0 | 0 | 0 | 0 | 0 | 0 | 0 | 0 | 0 | 0 | 0 | 0 | 0 | 0 | 0 | 0 | 0 | 0 | 0 | 0.031598 | 0 | 0 | 0 | 0 | 0 | 0 | 0 | 0 | 0 | 1
61715_G_DENE | MISO_Minnesota and Western Wisconsin | Minnesota | 27 | Kandiyohi | 67 | 61715 | DENE | Deneb Community Solar | 0 | 2019 | 9999 | Solar PV | [5 empty] | Non-Fossil | G | 2030 | Solar |  | 0 | 0 | 0 | 0 | 0 | 0 | 0 | 0 | 0 | 0 | 0 | 0 | 0 | 0 | 0 | 0 | 0.21753 | 0.50504 | 0.95866 | 1.6812 | 0 | 0 | 0 | 0 | 0 | 0 | 0 | 0 | 0 | 0 | 0 | 0 | 0 | 0 | 0 | 0 | 0 | 0 | 0 | 0 | 0.031598 | 0 | 0 | 0 | 0 | 0 | 0 | 0 | 0 | 0 | 1
61716_G_KAUS | MISO_Minnesota and Western Wisconsin | Minnesota | 27 | Dodge | 39 | 61716 | KAUS | Kaus Community Solar | 0 | 2019 | 9999 | Solar PV | [5 empty] | Non-Fossil | G | 2030 | Solar |  | 0 | 0 | 0 | 0 | 0 | 0 | 0 | 0 | 0 | 0 | 0 | 0 | 0 | 0 | 0 | 0 | 0.21753 | 0.50504 | 0.95866 | 1.6812 | 0 | 0 | 0 | 0 | 0 | 0 | 0 | 0 | 0 | 0 | 0 | 0 | 0 | 0 | 0 | 0 | 0 | 0 | 0 | 0 | 0.031598 | 0 | 0 | 0 | 0 | 0 | 0 | 0 | 0 | 0 | 1
61717_G_SSIRE | NY_Zone D (North) | New York | 36 | St Lawrence | 89 | 61717 | SSIRE | IRE Solar I, LLC | 0 | 2017 | 9999 | Solar PV | [5 empty] | Non-Fossil | G | 2030 | Solar |  | 0 | 0 | 0 | 0 | 0 | 0 | 0 | 0 | 0 | 0 | 0 | 0 | 0 | 0 | 0 | 0 | 0.1902 | 0.3764 | 0.6454 | 1.212 | 0 | 0 | 0 | 0 | 0 | 0 | 0 | 0 | 0 | 0 | 0 | 0 | 0 | 0 | 0 | 0 | 0 | 0 | 0 | 0 | 0.031598 | 0 | 0 | 0 | 0 | 0 | 0 | 0 | 0 | 0 | 1
61718_G_APLEX | WECC_LADWP | California | 6 | Los Angeles | 37 | 61718 | APLEX | Aerolease | 0 | 2018 | 9999 | Solar PV | [5 empty] | Non-Fossil | G | 2030 | Solar |  | 0 | 0 | 0 | 0 | 0 | 0 | 0 | 0 | 0 | 0 | 0 | 0 | 0 | 0 | 0 | 0 | 0.42799 | 0.87031 | 1.4733 | 2.7716 | 0 | 0 | 0 | 0 | 0 | 0 | 0 | 0 | 0 | 0 | 0 | 0 | 0 | 0 | 0 | 0 | 0 | 0 | 0 | 0 | 0.051442 | 0 | 0 | 0 | 0 | 0 | 0 | 0 | 0 | 0 | 1.1
61719_G_LWCJ1 | NY_Zone D (North) | New York | 36 | St Lawrence | 89 | 61719 | LWCJ1 | CJ Solar I, LLC | 0 | 2018 | 9999 | Solar PV | [5 empty] | Non-Fossil | G | 2030 | Solar |  | 0 | 0 | 0 | 0 | 0 | 0 | 0 | 0 | 0 | 0 | 0 | 0 | 0 | 0 | 0 | 0 | 0.38041 | 0.7528 | 1.2908 | 2.424 | 0 | 0 | 0 | 0 | 0 | 0 | 0 | 0 | 0 | 0 | 0 | 0 | 0 | 0 | 0 | 0 | 0 | 0 | 0 | 0 | 0.063197 | 0 | 0 | 0 | 0 | 0 | 0 | 0 | 0 | 0 | 2
6172_G_1 | WECC_Montana | Montana | 30 | Lincoln | 53 | 6172 | 1 | Libby | 0 | 1975 | 9999 | Hydro | [5 empty] | Non-Fossil | G | 2030 | Hydro |  | 0 | 0 | 0 | 0 | 0 | 0 | 0 | 0 | 0 | 0 | 0 | 0 | 0 | 0 | 0 | 0 | 82.327 | 114.0787 | 185.7841 | 382.1898 | 0 | 0 | 0 | 0 | 0 | 0 | 0 | 0 | 0 | 0 | 0 | 0 | 0 | 0 | 0 | 0 | 0 | 0 | 0 | 0 | 1.6599 | 0.11443 | 0.15857 | 0.25824 | 0.53124 | 0 | 0 | 0 | 0 | 0 | 105
6172_G_2 | WECC_Montana | Montana | 30 | Lincoln | 53 | 6172 | 2 | Libby | 0 | 1975 | 9999 | Hydro | [5 empty] | Non-Fossil | G | 2030 | Hydro |  | 0 | 0 | 0 | 0 | 0 | 0 | 0 | 0 | 0 | 0 | 0 | 0 | 0 | 0 | 0 | 0 | 82.327 | 114.0787 | 185.7841 | 382.1898 | 0 | 0 | 0 | 0 | 0 | 0 | 0 | 0 | 0 | 0 | 0 | 0 | 0 | 0 | 0 | 0 | 0 | 0 | 0 | 0 | 1.6599 | 0.11443 | 0.15857 | 0.25824 | 0.53124 | 0 | 0 | 0 | 0 | 0 | 105
6172_G_3 | WECC_Montana | Montana | 30 | Lincoln | 53 | 6172 | 3 | Libby | 0 | 1976 | 9999 | Hydro | [5 empty] | Non-Fossil | G | 2030 | Hydro |  | 0 | 0 | 0 | 0 | 0 | 0 | 0 | 0 | 0 | 0 | 0 | 0 | 0 | 0 | 0 | 0 | 82.327 | 114.0787 | 185.7841 | 382.1898 | 0 | 0 | 0 | 0 | 0 | 0 | 0 | 0 | 0 | 0 | 0 | 0 | 0 | 0 | 0 | 0 | 0 | 0 | 0 | 0 | 1.6599 | 0.11443 | 0.15857 | 0.25824 | 0.53124 | 0 | 0 | 0 | 0 | 0 | 105
6172_G_4 | WECC_Montana | Montana | 30 | Lincoln | 53 | 6172 | 4 | Libby | 0 | 1976 | 9999 | Hydro | [5 empty] | Non-Fossil | G | 2030 | Hydro |  | 0 | 0 | 0 | 0 | 0 | 0 | 0 | 0 | 0 | 0 | 0 | 0 | 0 | 0 | 0 | 0 | 82.327 | 114.0787 | 185.7841 | 382.1898 | 0 | 0 | 0 | 0 | 0 | 0 | 0 | 0 | 0 | 0 | 0 | 0 | 0 | 0 | 0 | 0 | 0 | 0 | 0 | 0 | 1.6599 | 0.11443 | 0.15857 | 0.25824 | 0.53124 | 0 | 0 | 0 | 0 | 0 | 105
6172_G_5 | WECC_Montana | Montana | 30 | Lincoln | 53 | 6172 | 5 | Libby | 0 | 1984 | 9999 | Hydro | [5 empty] | Non-Fossil | G | 2030 | Hydro |  | 0 | 0 | 0 | 0 | 0 | 0 | 0 | 0 | 0 | 0 | 0 | 0 | 0 | 0 | 0 | 0 | 82.327 | 114.0787 | 185.7841 | 382.1898 | 0 | 0 | 0 | 0 | 0 | 0 | 0 | 0 | 0 | 0 | 0 | 0 | 0 | 0 | 0 | 0 | 0 | 0 | 0 | 0 | 1.6599 | 0.11443 | 0.15857 | 0.25824 | 0.53124 | 0 | 0 | 0 | 0 | 0 | 105
61720_G_LECOU | NY_Zone D (North) | New York | 36 | St Lawrence | 89 | 61720 | LECOU | COU Solar I, LLC | 0 | 2018 | 9999 | Solar PV | [5 empty] | Non-Fossil | G | 2030 | Solar |  | 0 | 0 | 0 | 0 | 0 | 0 | 0 | 0 | 0 | 0 | 0 | 0 | 0 | 0 | 0 | 0 | 0.28531 | 0.5646 | 0.9681 | 1.818 | 0 | 0 | 0 | 0 | 0 | 0 | 0 | 0 | 0 | 0 | 0 | 0 | 0 | 0 | 0 | 0 | 0 | 0 | 0 | 0 | 0.047398 | 0 | 0 | 0 | 0 | 0 | 0 | 0 | 0 | 0 | 1.5
61721_G_WLA01 | WECC_Southern California Edison | California | 6 | Orange | 59 | 61721 | WLA01 | HEBT WLA 1 | 0 | 2019 | 9999 | Energy Storage | [5 empty] | Non-Fossil | G | 2030 | EnerStor |  | 0 | 0 | 0 | 0 | 0 | 0 | 0 | 0 | 0 | 0 | 0 | 0 | 0 | 0 | 0 | 0 | 0 | 0.41354 | 0.51862 | 0.93216 | 0 | 0 | 0 | 0 | 0 | 0 | 0 | 0 | 0 | 0 | 0 | 0 | 0 | 0 | 0 | 0 | 0 | 0 | 0 | 0 | 0.036776 | 0 | 0.0032546 | 0.0040816 | 0.0073362 | 0 | 0 | 0 | 0 | 0 | 1
61721_G_WLA02 | WECC_Southern California Edison | California | 6 | Orange | 59 | 61721 | WLA02 | HEBT WLA 1 | 0 | 2019 | 9999 | Energy Storage | [5 empty] | Non-Fossil | G | 2030 | EnerStor |  | 0 | 0 | 0 | 0 | 0 | 0 | 0 | 0 | 0 | 0 | 0 | 0 | 0 | 0 | 0 | 0 | 0 | 0.41354 | 0.51862 | 0.93216 | 0 | 0 | 0 | 0 | 0 | 0 | 0 | 0 | 0 | 0 | 0 | 0 | 0 | 0 | 0 | 0 | 0 | 0 | 0 | 0 | 0.036776 | 0 | 0.0032546 | 0.0040816 | 0.0073362 | 0 | 0 | 0 | 0 | 0 | 1
61721_G_WLA03 | WECC_Southern California Edison | California | 6 | Orange | 59 | 61721 | WLA03 | HEBT WLA 1 | 0 | 2019 | 9999 | Energy Storage | [5 empty] | Non-Fossil | G | 2030 | EnerStor |  | 0 | 0 | 0 | 0 | 0 | 0 | 0 | 0 | 0 | 0 | 0 | 0 | 0 | 0 | 0 | 0 | 0 | 0.41354 | 0.51862 | 0.93216 | 0 | 0 | 0 | 0 | 0 | 0 | 0 | 0 | 0 | 0 | 0 | 0 | 0 | 0 | 0 | 0 | 0 | 0 | 0 | 0 | 0.036776 | 0 | 0.0032546 | 0.0040816 | 0.0073362 | 0 | 0 | 0 | 0 | 0 | 1
61721_G_WLA04 | WECC_Southern California Edison | California | 6 | Orange | 59 | 61721 | WLA04 | HEBT WLA 1 | 0 | 2019 | 9999 | Energy Storage | [5 empty] | Non-Fossil | G | 2030 | EnerStor |  | 0 | 0 | 0 | 0 | 0 | 0 | 0 | 0 | 0 | 0 | 0 | 0 | 0 | 0 | 0 | 0 | 0 | 0.62031 | 0.77793 | 1.3982 | 0 | 0 | 0 | 0 | 0 | 0 | 0 | 0 | 0 | 0 | 0 | 0 | 0 | 0 | 0 | 0 | 0 | 0 | 0 | 0 | 0.055164 | 0 | 0.0048819 | 0.0061224 | 0.011004 | 0 | 0 | 0 | 0 | 0 | 1.5
61721_G_WLA05 | WECC_Southern California Edison | California | 6 | Orange | 59 | 61721 | WLA05 | HEBT WLA 1 | 0 | 2019 | 9999 | Energy Storage | [5 empty] | Non-Fossil | G | 2030 | EnerStor |  | 0 | 0 | 0 | 0 | 0 | 0 | 0 | 0 | 0 | 0 | 0 | 0 | 0 | 0 | 0 | 0 | 0 | 0.5376 | 0.67421 | 1.2118 | 0 | 0 | 0 | 0 | 0 | 0 | 0 | 0 | 0 | 0 | 0 | 0 | 0 | 0 | 0 | 0 | 0 | 0 | 0 | 0 | 0.047809 | 0 | 0.004231 | 0.0053061 | 0.0095371 | 0 | 0 | 0 | 0 | 0 | 1.3
61721_G_WLA06 | WECC_Southern California Edison | California | 6 | Orange | 59 | 61721 | WLA06 | HEBT WLA 1 | 0 | 2019 | 9999 | Energy Storage | [5 empty] | Non-Fossil | G | 2030 | EnerStor |  | 0 | 0 | 0 | 0 | 0 | 0 | 0 | 0 | 0 | 0 | 0 | 0 | 0 | 0 | 0 | 0 | 0 | 0.49625 | 0.62234 | 1.1186 | 0 | 0 | 0 | 0 | 0 | 0 | 0 | 0 | 0 | 0 | 0 | 0 | 0 | 0 | 0 | 0 | 0 | 0 | 0 | 0 | 0.044132 | 0 | 0.0039055 | 0.0048979 | 0.0088035 | 0 | 0 | 0 | 0 | 0 | 1.2
61721_G_WLA07 | WECC_Southern California Edison | California | 6 | Orange | 59 | 61721 | WLA07 | HEBT WLA 1 | 0 | 2019 | 9999 | Energy Storage | [5 empty] | Non-Fossil | G | 2030 | EnerStor |  | 0 | 0 | 0 | 0 | 0 | 0 | 0 | 0 | 0 | 0 | 0 | 0 | 0 | 0 | 0 | 0 | 0 | 0.41354 | 0.51862 | 0.93216 | 0 | 0 | 0 | 0 | 0 | 0 | 0 | 0 | 0 | 0 | 0 | 0 | 0 | 0 | 0 | 0 | 0 | 0 | 0 | 0 | 0.036776 | 0 | 0.0032546 | 0.0040816 | 0.0073362 | 0 | 0 | 0 | 0 | 0 | 1
61721_G_WLA08 | WECC_Southern California Edison | California | 6 | Orange | 59 | 61721 | WLA08 | HEBT WLA 1 | 0 | 2019 | 9999 | Energy Storage | [5 empty] | Non-Fossil | G | 2030 | EnerStor |  | 0 | 0 | 0 | 0 | 0 | 0 | 0 | 0 | 0 | 0 | 0 | 0 | 0 | 0 | 0 | 0 | 0 | 0.78573 | 0.98538 | 1.7711 | 0 | 0 | 0 | 0 | 0 | 0 | 0 | 0 | 0 | 0 | 0 | 0 | 0 | 0 | 0 | 0 | 0 | 0 | 0 | 0 | 0.069875 | 0 | 0.0061838 | 0.007755 | 0.013939 | 0 | 0 | 0 | 0 | 0 | 1.9
61721_G_WLA09 | WECC_Southern California Edison | California | 6 | Orange | 59 | 61721 | WLA09 | HEBT WLA 1 | 0 | 2019 | 9999 | Energy Storage | [5 empty] | Non-Fossil | G | 2030 | EnerStor |  | 0 | 0 | 0 | 0 | 0 | 0 | 0 | 0 | 0 | 0 | 0 | 0 | 0 | 0 | 0 | 0 | 0 | 1.8609 | 2.3338 | 4.1947 | 0 | 0 | 0 | 0 | 0 | 0 | 0 | 0 | 0 | 0 | 0 | 0 | 0 | 0 | 0 | 0 | 0 | 0 | 0 | 0 | 0.16549 | 0 | 0.014646 | 0.018367 | 0.033013 | 0 | 0 | 0 | 0 | 0 | 4.5
61721_G_WLA10 | WECC_Southern California Edison | California | 6 | Orange | 59 | 61721 | WLA10 | HEBT WLA 1 | 0 | 2019 | 9999 | Energy Storage | [5 empty] | Non-Fossil | G | 2030 | EnerStor |  | 0 | 0 | 0 | 0 | 0 | 0 | 0 | 0 | 0 | 0 | 0 | 0 | 0 | 0 | 0 | 0 | 0 | 0.5376 | 0.67421 | 1.2118 | 0 | 0 | 0 | 0 | 0 | 0 | 0 | 0 | 0 | 0 | 0 | 0 | 0 | 0 | 0 | 0 | 0 | 0 | 0 | 0 | 0.047809 | 0 | 0.004231 | 0.0053061 | 0.0095371 | 0 | 0 | 0 | 0 | 0 | 1.3
61721_G_WLA1C | WECC_Southern California Edison | California | 6 | Orange | 59 | 61721 | WLA1C | HEBT WLA 1 | 0 | 2019 | 9999 | Energy Storage | [5 empty] | Non-Fossil | G | 2030 | EnerStor |  | 0 | 0 | 0 | 0 | 0 | 0 | 0 | 0 | 0 | 0 | 0 | 0 | 0 | 0 | 0 | 0 | 0 | 4.8798 | 6.1197 | 10.9995 | 0 | 0 | 0 | 0 | 0 | 0 | 0 | 0 | 0 | 0 | 0 | 0 | 0 | 0 | 0 | 0 | 0 | 0 | 0 | 0 | 0.43396 | 0 | 0.038404 | 0.048163 | 0.086567 | 0 | 0 | 0 | 0 | 0 | 11.8
61722_G_IRV01 | WECC_Southern California Edison | California | 6 | Orange | 59 | 61722 | IRV01 | HEBT Irvine 1 | 0 | 2018 | 9999 | Energy Storage | [5 empty] | Non-Fossil | G | 2030 | EnerStor |  | 0 | 0 | 0 | 0 | 0 | 0 | 0 | 0 | 0 | 0 | 0 | 0 | 0 | 0 | 0 | 0 | 0 | 0.41354 | 0.51862 | 0.93216 | 0 | 0 | 0 | 0 | 0 | 0 | 0 | 0 | 0 | 0 | 0 | 0 | 0 | 0 | 0 | 0 | 0 | 0 | 0 | 0 | 0.036776 | 0 | 0.0032546 | 0.0040816 | 0.0073362 | 0 | 0 | 0 | 0 | 0 | 1
61722_G_IRV1W | WECC_Southern California Edison | California | 6 | Orange | 59 | 61722 | IRV1W | HEBT Irvine 1 | 0 | 2018 | 9999 | Energy Storage | [5 empty] | Non-Fossil | G | 2030 | EnerStor |  | 0 | 0 | 0 | 0 | 0 | 0 | 0 | 0 | 0 | 0 | 0 | 0 | 0 | 0 | 0 | 0 | 0 | 1.8609 | 2.3338 | 4.1947 | 0 | 0 | 0 | 0 | 0 | 0 | 0 | 0 | 0 | 0 | 0 | 0 | 0 | 0 | 0 | 0 | 0 | 0 | 0 | 0 | 0.16549 | 0 | 0.014646 | 0.018367 | 0.033013 | 0 | 0 | 0 | 0 | 0 | 4.5
61723_G_IRV06 | WECC_Southern California Edison | California | 6 | Orange | 59 | 61723 | IRV06 | HEBT Irvine 2 | 0 | 2018 | 9999 | Energy Storage | [5 empty] | Non-Fossil | G | 2030 | EnerStor |  | 0 | 0 | 0 | 0 | 0 | 0 | 0 | 0 | 0 | 0 | 0 | 0 | 0 | 0 | 0 | 0 | 0 | 1.0338 | 1.2965 | 2.3304 | 0 | 0 | 0 | 0 | 0 | 0 | 0 | 0 | 0 | 0 | 0 | 0 | 0 | 0 | 0 | 0 | 0 | 0 | 0 | 0 | 0.091941 | 0 | 0.0081365 | 0.010204 | 0.018341 | 0 | 0 | 0 | 0 | 0 | 2.5
61723_G_IRV2W | WECC_Southern California Edison | California | 6 | Orange | 59 | 61723 | IRV2W | HEBT Irvine 2 | 0 | 2018 | 9999 | Energy Storage | [5 empty] | Non-Fossil | G | 2030 | EnerStor |  | 0 | 0 | 0 | 0 | 0 | 0 | 0 | 0 | 0 | 0 | 0 | 0 | 0 | 0 | 0 | 0 | 0 | 1.3647 | 1.7114 | 3.0761 | 0 | 0 | 0 | 0 | 0 | 0 | 0 | 0 | 0 | 0 | 0 | 0 | 0 | 0 | 0 | 0 | 0 | 0 | 0 | 0 | 0.12136 | 0 | 0.01074 | 0.013469 | 0.02421 | 0 | 0 | 0 | 0 | 0 | 3.3
61724_G_10254 | NY_Zone F (Capital) | New York | 36 | Saratoga | 91 | 61724 | 10254 | Onyx - Saratoga Springs Landfill Solar CSG | 0 | 2017 | 9999 | Solar PV | [5 empty] | Non-Fossil | G | 2030 | Solar |  | 0 | 0 | 0 | 0 | 0 | 0 | 0 | 0 | 0 | 0 | 0 | 0 | 0 | 0 | 0 | 0 | 0.43984 | 0.85995 | 1.4848 | 2.7846 | 0 | 0 | 0 | 0 | 0 | 0 | 0 | 0 | 0 | 0 | 0 | 0 | 0 | 0 | 0 | 0 | 0 | 0 | 0 | 0 | 0.063197 | 0 | 0 | 0 | 0 | 0 | 0 | 0 | 0 | 0 | 2
61725_G_PV1 | NY_Zone C&E | New York | 36 | Madison | 53 | 61725 | PV1 | Madison County | 0 | 2017 | 9999 | Solar PV | [5 empty] | Non-Fossil | G | 2030 | Solar |  | 0 | 0 | 0 | 0 | 0 | 0 | 0 | 0 | 0 | 0 | 0 | 0 | 0 | 0 | 0 | 0 | 0.37583 | 0.71825 | 1.2557 | 2.3497 | 0 | 0 | 0 | 0 | 0 | 0 | 0 | 0 | 0 | 0 | 0 | 0 | 0 | 0 | 0 | 0 | 0 | 0 | 0 | 0 | 0.056877 | 0 | 0 | 0 | 0 | 0 | 0 | 0 | 0 | 0 | 1.8
61726_G_10244 | ISONE_MA, VT, NH, RI (Rest of ISO New England) | Massachusetts | 25 | Plymouth | 23 | 61726 | 10244 | Onyx - Pembroke Landfill Solar | 0 | 2017 | 9999 | Solar PV | [5 empty] | Non-Fossil | G | 2030 | Solar |  | 0 | 0 | 0 | 0 | 0 | 0 | 0 | 0 | 0 | 0 | 0 | 0 | 0 | 0 | 0 | 0 | 0.50219 | 1.0071 | 1.8488 | 3.3581 | 0 | 0 | 0 | 0 | 0 | 0 | 0 | 0 | 0 | 0 | 0 | 0 | 0 | 0 | 0 | 0 | 0 | 0 | 0 | 0 | 0.10514 | 0 | 0 | 0 | 0 | 0 | 0 | 0 | 0 | 0 | 2.4
61727_G_10238 | ISONE_MA, VT, NH, RI (Rest of ISO New England) | Massachusetts | 25 | Plymouth | 23 | 61727 | 10238 | Onyx - Brockton Thatcher Landfill Solar CSG | 0 | 2017 | 9999 | Solar PV | [5 empty] | Non-Fossil | G | 2030 | Solar |  | 0 | 0 | 0 | 0 | 0 | 0 | 0 | 0 | 0 | 0 | 0 | 0 | 0 | 0 | 0 | 0 | 0.77421 | 1.5526 | 2.8503 | 5.1771 | 0 | 0 | 0 | 0 | 0 | 0 | 0 | 0 | 0 | 0 | 0 | 0 | 0 | 0 | 0 | 0 | 0 | 0 | 0 | 0 | 0.16209 | 0 | 0 | 0 | 0 | 0 | 0 | 0 | 0 | 0 | 3.7
61728_G_10263 | ISONE_Connecticut | Connecticut | 9 | Windham | 15 | 61728 | 10263 | Barrett Farm Solar - Phase I | 0 | 2017 | 9999 | Solar PV | [5 empty] | Non-Fossil | G | 2030 | Solar |  | 0 | 0 | 0 | 0 | 0 | 0 | 0 | 0 | 0 | 0 | 0 | 0 | 0 | 0 | 0 | 0 | 0.52868 | 1.1442 | 1.7756 | 3.4486 | 0 | 0 | 0 | 0 | 0 | 0 | 0 | 0 | 0 | 0 | 0 | 0 | 0 | 0 | 0 | 0 | 0 | 0 | 0 | 0 | 0.075836 | 0 | 0 | 0 | 0 | 0 | 0 | 0 | 0 | 0 | 2.4
61729_G_SRIC2 | PJM West | Indiana | 18 | Wayne | 177 | 61729 | SRIC2 | Richmond Solar Site 2 | 0 | 2018 | 9999 | Solar PV | [5 empty] | Non-Fossil | G | 2030 | Solar |  | 0 | 0 | 0 | 0 | 0 | 0 | 0 | 0 | 0 | 0 | 0 | 0 | 0 | 0 | 0 | 0 | 1.2995 | 3.3995 | 6.3366 | 11.0356 | 0 | 0 | 0 | 0 | 0 | 0 | 0 | 0 | 0 | 0 | 0 | 0 | 0 | 0 | 0 | 0 | 0 | 0 | 0 | 0 | 0.23699 | 0 | 0 | 0 | 0 | 0 | 0 | 0 | 0 | 0 | 7.5
61730_G_61730 | ISONE_MA, VT, NH, RI (Rest of ISO New England) | Massachusetts | 25 | Worcester | 27 | 61730 | 61730 | MA Solar Storage 1 Hybrid | 0 | 2018 | 9999 | Energy Storage | [5 empty] | Non-Fossil | G | 2030 | EnerStor |  | 0 | 0 | 0 | 0 | 0 | 0 | 0 | 0 | 0 | 0 | 0 | 0 | 0 | 0 | 0 | 0 | 0 | 0.000964 | 0.030848 | 0.031812 | 0 | 0 | 0 | 0 | 0 | 0 | 0 | 0 | 0 | 0 | 0 | 0 | 0 | 0 | 0 | 0 | 0 | 0 | 0 | 0 | 0.036776 | 0 | 7.5868e-06 | 0.00024278 | 0.00025036 | 0 | 0 | 0 | 0 | 0 | 1
61730_G_SCSS1 | ISONE_MA, VT, NH, RI (Rest of ISO New England) | Massachusetts | 25 | Worcester | 27 | 61730 | SCSS1 | MA Solar Storage 1 Hybrid | 0 | 2018 | 9999 | Solar PV | [5 empty] | Non-Fossil | G | 2030 | Solar |  | 0 | 0 | 0 | 0 | 0 | 0 | 0 | 0 | 0 | 0 | 0 | 0 | 0 | 0 | 0 | 0 | 0.23017 | 0.46159 | 0.84738 | 1.5392 | 0 | 0 | 0 | 0 | 0 | 0 | 0 | 0 | 0 | 0 | 0 | 0 | 0 | 0 | 0 | 0 | 0 | 0 | 0 | 0 | 0.048188 | 0 | 0 | 0 | 0 | 0 | 0 | 0 | 0 | 0 | 1.1
61731_G_PLAIN | ISONE_MA, VT, NH, RI (Rest of ISO New England) | Massachusetts | 25 | Norfolk | 21 | 61731 | PLAIN | Solten Plainville 6000, LLC | 0 | 2017 | 9999 | Solar PV | [5 empty] | Non-Fossil | G | 2030 | Solar |  | 0 | 0 | 0 | 0 | 0 | 0 | 0 | 0 | 0 | 0 | 0 | 0 | 0 | 0 | 0 | 0 | 1.0253 | 2.0562 | 3.7747 | 6.8562 | 0 | 0 | 0 | 0 | 0 | 0 | 0 | 0 | 0 | 0 | 0 | 0 | 0 | 0 | 0 | 0 | 0 | 0 | 0 | 0 | 0.21465 | 0 | 0 | 0 | 0 | 0 | 0 | 0 | 0 | 0 | 4.9
61732_G_RAND | ISONE_MA, VT, NH, RI (Rest of ISO New England) | Massachusetts | 25 | Norfolk | 21 | 61732 | RAND | Randolph | 0 | 2017 | 9999 | Solar PV | [5 empty] | Non-Fossil | G | 2030 | Solar |  | 0 | 0 | 0 | 0 | 0 | 0 | 0 | 0 | 0 | 0 | 0 | 0 | 0 | 0 | 0 | 0 | 0.79514 | 1.5946 | 2.9273 | 5.3171 | 0 | 0 | 0 | 0 | 0 | 0 | 0 | 0 | 0 | 0 | 0 | 0 | 0 | 0 | 0 | 0 | 0 | 0 | 0 | 0 | 0.16647 | 0 | 0 | 0 | 0 | 0 | 0 | 0 | 0 | 0 | 3.8
61733_G_HWOOD | SERC_Central_TVA | Tennessee | 47 | Haywood | 75 | 61733 | HWOOD | Haywood Solar | 0 | 2017 | 9999 | Solar PV | [5 empty] | Non-Fossil | G | 2030 | Solar |  | 0 | 0 | 0 | 0 | 0 | 0 | 0 | 0 | 0 | 0 | 0 | 0 | 0 | 0 | 0 | 0 | 0.81064 | 1.563 | 2.3464 | 4.7201 | 0 | 0 | 0 | 0 | 0 | 0 | 0 | 0 | 0 | 0 | 0 | 0 | 0 | 0 | 0 | 0 | 0 | 0 | 0 | 0 | 0.10393 | 0 | 0 | 0 | 0 | 0 | 0 | 0 | 0 | 0 | 3
61734_G_1 | NY_Zone A (West) | New York | 36 | Erie | 29 | 61734 | 1 | Seneca Nation Cattaraugus Wind Turbine | 0 | 2017 | 9999 | Onshore Wind | [5 empty] | Non-Fossil | G | 2030 | Wind |  | 0 | 0 | 0 | 0 | 0 | 0 | 0 | 0 | 0 | 0 | 0 | 0 | 0 | 0 | 0 | 0 | 1.0232 | 1.224 | 0.88021 | 3.1274 | 0 | 0 | 0 | 0 | 0 | 0 | 0 | 0 | 0 | 0 | 0 | 0 | 0 | 0 | 0 | 0 | 0 | 0 | 0 | 0 | 0.061643 | 0 | 0 | 0 | 0 | 0 | 0 | 0 | 0 | 0 | 1.5
61735_G_WT1 | MISO_Illinois | Illinois | 17 | Logan | 107 | 61735 | WT1 | Hilltopper Wind Project | 0 | 2019 | 9999 | Onshore Wind | [5 empty] | Non-Fossil | G | 2030 | Wind |  | 0 | 0 | 0 | 0 | 0 | 0 | 0 | 0 | 0 | 0 | 0 | 0 | 0 | 0 | 0 | 0 | 180.4821 | 234.465 | 160.7829 | 575.73 | 0 | 0 | 0 | 0 | 0 | 0 | 0 | 0 | 0 | 0 | 0 | 0 | 0 | 0 | 0 | 0 | 0 | 0 | 0 | 0 | 7.6826 | 0 | 0 | 0 | 0 | 0 | 0 | 0 | 0 | 0 | 185
61736_G_PV1 | ISONE_Connecticut | Connecticut | 9 | Windham | 15 | 61736 | PV1 | Woods Hill Solar | 0 | 2018 | 9999 | Solar PV | [5 empty] | Non-Fossil | G | 2030 | Solar |  | 0 | 0 | 0 | 0 | 0 | 0 | 0 | 0 | 0 | 0 | 0 | 0 | 0 | 0 | 0 | 0 | 4.4056 | 9.5354 | 14.797 | 28.738 | 0 | 0 | 0 | 0 | 0 | 0 | 0 | 0 | 0 | 0 | 0 | 0 | 0 | 0 | 0 | 0 | 0 | 0 | 0 | 0 | 0.63197 | 0 | 0 | 0 | 0 | 0 | 0 | 0 | 0 | 0 | 20
61737_G_GEN1 | PJM_EMAAC | Pennsylvania | 42 | Philadelphia | 101 | 61737 | GEN1 | Navy Yard Peaker Station | 12807 | 2017 | 9999 | Combustion Turbine | [5 empty] | Fossil | G | 2030 | NaturalGas |  | 0 | 0 | 0.00092382 | 0.00092382 | 0 | 0 | 0 | 0 | 0 | 0 | 0 | 0 | 0 | 0 | 0 | 0 | 0 | 0 | 0.072134 | 0.072134 | 0 | 0 | 0.05408 | 0.05408 | 0 | 0 | 6.4667e-11 | 6.4667e-11 | 0 | 0 | 0.00049006 | 0.00049006 | 0 | 0 | 0 | 0 | 0 | 0 | 0 | 0 | 0.03945 | 0 | 0 | 0.00034047 | 0.00034047 | 0 | 0 | 0.0019466 | 0.0019466 | 0 | 2
61737_G_GEN2 | PJM_EMAAC | Pennsylvania | 42 | Philadelphia | 101 | 61737 | GEN2 | Navy Yard Peaker Station | 12807 | 2017 | 9999 | Combustion Turbine | [5 empty] | Fossil | G | 2030 | NaturalGas |  | 0 | 0 | 0.00092382 | 0.00092382 | 0 | 0 | 0 | 0 | 0 | 0 | 0 | 0 | 0 | 0 | 0 | 0 | 0 | 0 | 0.072134 | 0.072134 | 0 | 0 | 0.05408 | 0.05408 | 0 | 0 | 6.4667e-11 | 6.4667e-11 | 0 | 0 | 0.00049006 | 0.00049006 | 0 | 0 | 0 | 0 | 0 | 0 | 0 | 0 | 0.03945 | 0 | 0 | 0.00034047 | 0.00034047 | 0 | 0 | 0.0019466 | 0.0019466 | 0 | 2
61737_G_GEN3 | PJM_EMAAC | Pennsylvania | 42 | Philadelphia | 101 | 61737 | GEN3 | Navy Yard Peaker Station | 12807 | 2017 | 9999 | Combustion Turbine | [5 empty] | Fossil | G | 2030 | NaturalGas |  | 0 | 0 | 0.00092382 | 0.00092382 | 0 | 0 | 0 | 0 | 0 | 0 | 0 | 0 | 0 | 0 | 0 | 0 | 0 | 0 | 0.072134 | 0.072134 | 0 | 0 | 0.05408 | 0.05408 | 0 | 0 | 6.4667e-11 | 6.4667e-11 | 0 | 0 | 0.00049006 | 0.00049006 | 0 | 0 | 0 | 0 | 0 | 0 | 0 | 0 | 0.03945 | 0 | 0 | 0.00034047 | 0.00034047 | 0 | 0 | 0.0019466 | 0.0019466 | 0 | 2
61737_G_GEN4 | PJM_EMAAC | Pennsylvania | 42 | Philadelphia | 101 | 61737 | GEN4 | Navy Yard Peaker Station | 10745 | 2018 | 9999 | Combustion Turbine | [5 empty] | Fossil | G | 2030 | NaturalGas |  | 0.00034874 | 0 | 0.001729 | 0.0020778 | 0 | 0 | 0 | 0 | 0 | 0 | 0 | 0 | 0 | 0 | 0 | 0 | 0.032456 | 0 | 0.16091 | 0.19337 | 0.020415 | 0 | 0.10122 | 0.12163 | 2.4412e-11 | 0 | 1.2103e-10 | 1.4544e-10 | 0.000185 | 0 | 0.0009172 | 0.0011022 | 0 | 0 | 0 | 0 | 0 | 0 | 0 | 0 | 0.03945 | 0.00015319 | 0 | 0.00075952 | 0.00091271 | 0.0011211 | 0 | 0.0036432 | 0.0047643 | 0 | 2
61738_G_SOLAR | PJM_SWMAAC | Maryland | 24 | Prince Georges | 33 | 61738 | SOLAR | GWCC PV Solar Farm | 0 | 2015 | 9999 | Solar PV | [5 empty] | Non-Fossil | G | 2030 | Solar |  | 0 | 0 | 0 | 0 | 0 | 0 | 0 | 0 | 0 | 0 | 0 | 0 | 0 | 0 | 0 | 0 | 0.4046 | 0.81639 | 1.27 | 2.491 | 0 | 0 | 0 | 0 | 0 | 0 | 0 | 0 | 0 | 0 | 0 | 0 | 0 | 0 | 0 | 0 | 0 | 0 | 0 | 0 | 0.061297 | 0 | 0 | 0 | 0 | 0 | 0 | 0 | 0 | 0 | 1.6
61739_G_SYR1 | NY_Zone C&E | New York | 36 | Onondaga | 67 | 61739 | SYR1 | Lockheed Martin RMS Syracuse | 0 | 2017 | 9999 | Energy Storage | [5 empty] | Non-Fossil | G | 2030 | EnerStor |  | 0 | 0 | 0 | 0 | 0 | 0 | 0 | 0 | 0 | 0 | 0 | 0 | 0 | 0 | 0 | 0 | 0 | 0 | 0.029704 | 0.029704 | 0 | 0 | 0 | 0 | 0 | 0 | 0 | 0 | 0 | 0 | 0 | 0 | 0 | 0 | 0 | 0 | 0 | 0 | 0 | 0 | 0.036776 | 0 | 0 | 0.00023377 | 0.00023377 | 0 | 0 | 0 | 0 | 0 | 1
6174_G_1 | WECC_Pacific Northwest | Oregon | 41 | Jackson | 29 | 6174 | 1 | Lost Creek | 0 | 1977 | 9999 | Hydro | [5 empty] | Non-Fossil | G | 2030 | Hydro |  | 0 | 0 | 0 | 0 | 0 | 0 | 0 | 0 | 0 | 0 | 0 | 0 | 0 | 0 | 0 | 0 | 30.1632 | 36.4064 | 40.891 | 107.4606 | 0 | 0 | 0 | 0 | 0 | 0 | 0 | 0 | 0 | 0 | 0 | 0 | 0 | 0 | 0 | 0 | 0 | 0 | 0 | 0 | 0.3873 | 0.041927 | 0.050605 | 0.056838 | 0.14937 | 0 | 0 | 0 | 0 | 0 | 24.5
6174_G_2 | WECC_Pacific Northwest | Oregon | 41 | Jackson | 29 | 6174 | 2 | Lost Creek | 0 | 1977 | 9999 | Hydro | [5 empty] | Non-Fossil | G | 2030 | Hydro |  | 0 | 0 | 0 | 0 | 0 | 0 | 0 | 0 | 0 | 0 | 0 | 0 | 0 | 0 | 0 | 0 | 30.1632 | 36.4064 | 40.891 | 107.4606 | 0 | 0 | 0 | 0 | 0 | 0 | 0 | 0 | 0 | 0 | 0 | 0 | 0 | 0 | 0 | 0 | 0 | 0 | 0 | 0 | 0.3873 | 0.041927 | 0.050605 | 0.056838 | 0.14937 | 0 | 0 | 0 | 0 | 0 | 24.5
61740_G_GR01 | SERC_Southeastern | Georgia | 13 | Walton | 297 | 61740 | GR01 | Gratis Road Solar Facility | 0 | 2018 | 9999 | Solar PV | [5 empty] | Non-Fossil | G | 2030 | Solar |  | 0 | 0 | 0 | 0 | 0 | 0 | 0 | 0 | 0 | 0 | 0 | 0 | 0 | 0 | 0 | 0 | 1.0859 | 1.9456 | 3.0163 | 6.0478 | 0 | 0 | 0 | 0 | 0 | 0 | 0 | 0 | 0 | 0 | 0 | 0 | 0 | 0 | 0 | 0 | 0 | 0 | 0 | 0 | 0.10376 | 0 | 0 | 0 | 0 | 0 | 0 | 0 | 0 | 0 | 3
61741_G_KBESS | ERCOT_Rest | Texas | 48 | Travis | 453 | 61741 | KBESS | Kingsberry Energy Storage System | 0 | 2018 | 9999 | Energy Storage | [5 empty] | Non-Fossil | G | 2030 | EnerStor |  | 0 | 0 | 0 | 0 | 0 | 0 | 0 | 0 | 0 | 0 | 0 | 0 | 0 | 0 | 0 | 0 | 0.037596 | 0.35716 | 0.041089 | 0.43585 | 0 | 0 | 0 | 0 | 0 | 0 | 0 | 0 | 0 | 0 | 0 | 0 | 0 | 0 | 0 | 0 | 0 | 0 | 0 | 0 | 0.055164 | 0.00029589 | 0.0028109 | 0.00032337 | 0.0034302 | 0 | 0 | 0 | 0 | 0 | 1.5
61742_G_GEN1 | ERCOT_Rest | Texas | 48 | Travis | 453 | 61742 | GEN1 | System Control Center | 0 | 2012 | 9999 | Energy Storage | [5 empty] | Non-Fossil | G | 2030 | EnerStor |  | 0 | 0 | 0 | 0 | 0 | 0 | 0 | 0 | 0 | 0 | 0 | 0 | 0 | 0 | 0 | 0 | 0.06266 | 0.59527 | 0.068482 | 0.72641 | 0 | 0 | 0 | 0 | 0 | 0 | 0 | 0 | 0 | 0 | 0 | 0 | 0 | 0 | 0 | 0 | 0 | 0 | 0 | 0 | 0.091941 | 0.00049314 | 0.0046849 | 0.00053896 | 0.005717 | 0 | 0 | 0 | 0 | 0 | 2.5
61742_G_GEN2 | ERCOT_Rest | Texas | 48 | Travis | 453 | 61742 | GEN2 | System Control Center | 0 | 2012 | 9999 | Energy Storage | [5 empty] | Non-Fossil | G | 2030 | EnerStor |  | 0 | 0 | 0 | 0 | 0 | 0 | 0 | 0 | 0 | 0 | 0 | 0 | 0 | 0 | 0 | 0 | 0.06266 | 0.59527 | 0.068482 | 0.72641 | 0 | 0 | 0 | 0 | 0 | 0 | 0 | 0 | 0 | 0 | 0 | 0 | 0 | 0 | 0 | 0 | 0 | 0 | 0 | 0 | 0.091941 | 0.00049314 | 0.0046849 | 0.00053896 | 0.005717 | 0 | 0 | 0 | 0 | 0 | 2.5
61743_G_MMH2 | ISONE_Connecticut | Connecticut | 9 | New London | 11 | 61743 | MMH2 | Naval Sub Base New London Fuel Cell | 9500 | 2020 | 9999 | Fuel Cell | [5 empty] | Non-Fossil | G | 2030 | NaturalGas |  | 0 | 0 | 0 | 0 | 0 | 0 | 0 | 0 | 0 | 0 | 0 | 0 | 0 | 0 | 0 | 0 | 0 | 0 | 0 | 0 | 0 | 0 | 0 | 0 | 0 | 0 | 0 | 0 | 0 | 0 | 0 | 0 | 0 | 0 | 0 | 0 | 0 | 0 | 0 | 0 | 0 | 0 | 0 | 0 | 0 | 0 | 0 | 0 | 0 | 0 | 3.7
61743_G_MMH3 | ISONE_Connecticut | Connecticut | 9 | New London | 11 | 61743 | MMH3 | Naval Sub Base New London Fuel Cell | 9500 | 2021 | 9999 | Fuel Cell | [5 empty] | Non-Fossil | G | 2030 | NaturalGas |  | 0 | 0 | 0 | 0 | 0 | 0 | 0 | 0 | 0 | 0 | 0 | 0 | 0 | 0 | 0 | 0 | 0 | 0 | 0 | 0 | 0 | 0 | 0 | 0 | 0 | 0 | 0 | 0 | 0 | 0 | 0 | 0 | 0 | 0 | 0 | 0 | 0 | 0 | 0 | 0 | 0 | 0 | 0 | 0 | 0 | 0 | 0 | 0 | 0 | 0 | 3.7
61744_G_1 | PJM West | Kentucky | 21 | Boone | 15 | 61744 | 1 | L'Oreal Solar - Florence | 0 | 2017 | 9999 | Solar PV | [5 empty] | Non-Fossil | G | 2030 | Solar |  | 0 | 0 | 0 | 0 | 0 | 0 | 0 | 0 | 0 | 0 | 0 | 0 | 0 | 0 | 0 | 0 | 0.24185 | 0.52492 | 0.8199 | 1.5867 | 0 | 0 | 0 | 0 | 0 | 0 | 0 | 0 | 0 | 0 | 0 | 0 | 0 | 0 | 0 | 0 | 0 | 0 | 0 | 0 | 0.034758 | 0 | 0 | 0 | 0 | 0 | 0 | 0 | 0 | 0 | 1.1
61745_G_ACSD | SPP_WAUE | South Dakota | 46 | Aurora | 3 | 61745 | ACSD | Aurora County Wind | 0 | 2018 | 9999 | Onshore Wind | [5 empty] | Non-Fossil | G | 2030 | Wind |  | 0 | 0 | 0 | 0 | 0 | 0 | 0 | 0 | 0 | 0 | 0 | 0 | 0 | 0 | 0 | 0 | 19.9987 | 28.3383 | 27.1997 | 75.5367 | 0 | 0 | 0 | 0 | 0 | 0 | 0 | 0 | 0 | 0 | 0 | 0 | 0 | 0 | 0 | 0 | 0 | 0 | 0 | 0 | 0.84272 | 0 | 0 | 0 | 0 | 0 | 0 | 0 | 0 | 0 | 20
61746_G_BCSD | SPP_WAUE | South Dakota | 46 | Brule | 15 | 61746 | BCSD | Brule County Wind | 0 | 2018 | 9999 | Onshore Wind | [5 empty] | Non-Fossil | G | 2030 | Wind |  | 0 | 0 | 0 | 0 | 0 | 0 | 0 | 0 | 0 | 0 | 0 | 0 | 0 | 0 | 0 | 0 | 19.9987 | 28.3383 | 27.1997 | 75.5367 | 0 | 0 | 0 | 0 | 0 | 0 | 0 | 0 | 0 | 0 | 0 | 0 | 0 | 0 | 0 | 0 | 0 | 0 | 0 | 0 | 0.84272 | 0 | 0 | 0 | 0 | 0 | 0 | 0 | 0 | 0 | 20
61747_G_1 | MISO_MT, SD, ND | North Dakota | 38 | Dickey | 21 | 61747 | 1 | Foxtail Wind, LLC | 0 | 2019 | 9999 | Onshore Wind | [5 empty] | Non-Fossil | G | 2030 | Wind |  | 0 | 0 | 0 | 0 | 0 | 0 | 0 | 0 | 0 | 0 | 0 | 0 | 0 | 0 | 0 | 0 | 132.8059 | 189.8256 | 182.1004 | 504.7319 | 0 | 0 | 0 | 0 | 0 | 0 | 0 | 0 | 0 | 0 | 0 | 0 | 0 | 0 | 0 | 0 | 0 | 0 | 0 | 0 | 6.3213 | 0 | 0 | 0 | 0 | 0 | 0 | 0 | 0 | 0 | 150
61748_G_PRGE1 | SERC_VACAR | South Carolina | 45 | Allendale | 5 | 61748 | PRGE1 | Southern Current One, LLC | 0 | 2017 | 9999 | Solar PV | [5 empty] | Non-Fossil | G | 2030 | Solar |  | 0 | 0 | 0 | 0 | 0 | 0 | 0 | 0 | 0 | 0 | 0 | 0 | 0 | 0 | 0 | 0 | 3.4293 | 6.3632 | 8.7436 | 18.5361 | 0 | 0 | 0 | 0 | 0 | 0 | 0 | 0 | 0 | 0 | 0 | 0 | 0 | 0 | 0 | 0 | 0 | 0 | 0 | 0 | 0.3223 | 0 | 0 | 0 | 0 | 0 | 0 | 0 | 0 | 0 | 10.2
6175_G_1 | WECC_Pacific Northwest | Washington | 53 | Whitman | 75 | 6175 | 1 | Lower Granite | 0 | 1975 | 9999 | Hydro | [5 empty] | Non-Fossil | G | 2030 | Hydro |  | 0 | 0 | 0 | 0 | 0 | 0 | 0 | 0 | 0 | 0 | 0 | 0 | 0 | 0 | 0 | 0 | 110.0268 | 152.2739 | 192.0214 | 454.3221 | 0 | 0 | 0 | 0 | 0 | 0 | 0 | 0 | 0 | 0 | 0 | 0 | 0 | 0 | 0 | 0 | 0 | 0 | 0 | 0 | 2.1341 | 0.15294 | 0.21166 | 0.26691 | 0.63151 | 0 | 0 | 0 | 0 | 0 | 135
6175_G_2 | WECC_Pacific Northwest | Washington | 53 | Whitman | 75 | 6175 | 2 | Lower Granite | 0 | 1975 | 9999 | Hydro | [5 empty] | Non-Fossil | G | 2030 | Hydro |  | 0 | 0 | 0 | 0 | 0 | 0 | 0 | 0 | 0 | 0 | 0 | 0 | 0 | 0 | 0 | 0 | 103.5067 | 143.2502 | 180.6424 | 427.3993 | 0 | 0 | 0 | 0 | 0 | 0 | 0 | 0 | 0 | 0 | 0 | 0 | 0 | 0 | 0 | 0 | 0 | 0 | 0 | 0 | 2.0076 | 0.14387 | 0.19912 | 0.25109 | 0.59408 | 0 | 0 | 0 | 0 | 0 | 127
6175_G_3 | WECC_Pacific Northwest | Washington | 53 | Whitman | 75 | 6175 | 3 | Lower Granite | 0 | 1975 | 9999 | Hydro | [5 empty] | Non-Fossil | G | 2030 | Hydro |  | 0 | 0 | 0 | 0 | 0 | 0 | 0 | 0 | 0 | 0 | 0 | 0 | 0 | 0 | 0 | 0 | 110.0268 | 152.2739 | 192.0214 | 454.3221 | 0 | 0 | 0 | 0 | 0 | 0 | 0 | 0 | 0 | 0 | 0 | 0 | 0 | 0 | 0 | 0 | 0 | 0 | 0 | 0 | 2.1341 | 0.15294 | 0.21166 | 0.26691 | 0.63151 | 0 | 0 | 0 | 0 | 0 | 135
6175_G_4 | WECC_Pacific Northwest | Washington | 53 | Whitman | 75 | 6175 | 4 | Lower Granite | 0 | 1978 | 9999 | Hydro | [5 empty] | Non-Fossil | G | 2030 | Hydro |  | 0 | 0 | 0 | 0 | 0 | 0 | 0 | 0 | 0 | 0 | 0 | 0 | 0 | 0 | 0 | 0 | 110.0268 | 152.2739 | 192.0214 | 454.3221 | 0 | 0 | 0 | 0 | 0 | 0 | 0 | 0 | 0 | 0 | 0 | 0 | 0 | 0 | 0 | 0 | 0 | 0 | 0 | 0 | 2.1341 | 0.15294 | 0.21166 | 0.26691 | 0.63151 | 0 | 0 | 0 | 0 | 0 | 135
6175_G_5 | WECC_Pacific Northwest | Washington | 53 | Whitman | 75 | 6175 | 5 | Lower Granite | 0 | 1978 | 9999 | Hydro | [5 empty] | Non-Fossil | G | 2030 | Hydro |  | 0 | 0 | 0 | 0 | 0 | 0 | 0 | 0 | 0 | 0 | 0 | 0 | 0 | 0 | 0 | 0 | 110.0268 | 152.2739 | 192.0214 | 454.3221 | 0 | 0 | 0 | 0 | 0 | 0 | 0 | 0 | 0 | 0 | 0 | 0 | 0 | 0 | 0 | 0 | 0 | 0 | 0 | 0 | 2.1341 | 0.15294 | 0.21166 | 0.26691 | 0.63151 | 0 | 0 | 0 | 0 | 0 | 135
6175_G_6 | WECC_Pacific Northwest | Washington | 53 | Whitman | 75 | 6175 | 6 | Lower Granite | 0 | 1978 | 9999 | Hydro | [5 empty] | Non-Fossil | G | 2030 | Hydro |  | 0 | 0 | 0 | 0 | 0 | 0 | 0 | 0 | 0 | 0 | 0 | 0 | 0 | 0 | 0 | 0 | 110.0268 | 152.2739 | 192.0214 | 454.3221 | 0 | 0 | 0 | 0 | 0 | 0 | 0 | 0 | 0 | 0 | 0 | 0 | 0 | 0 | 0 | 0 | 0 | 0 | 0 | 0 | 2.1341 | 0.15294 | 0.21166 | 0.26691 | 0.63151 | 0 | 0 | 0 | 0 | 0 | 135
61750_G_WICA | WECC_Imperial Irrigation District (IID) | California | 6 | Imperial | 25 | 61750 | WICA | Wistaria Ranch Solar | 0 | 2018 | 9999 | Solar PV | [5 empty] | Non-Fossil | G | 2030 | Solar |  | 0 | 0 | 0 | 0 | 0 | 0 | 0 | 0 | 0 | 0 | 0 | 0 | 0 | 0 | 0 | 0 | 42.8005 | 82.356 | 134.9832 | 260.1396 | 0 | 0 | 0 | 0 | 0 | 0 | 0 | 0 | 0 | 0 | 0 | 0 | 0 | 0 | 0 | 0 | 0 | 0 | 0 | 0 | 3.4962 | 0 | 0 | 0 | 0 | 0 | 0 | 0 | 0 | 0 | 100
61751_G_RCLIP | PJM_EMAAC | New Jersey | 34 | Somerset | 35 | 61751 | RCLIP | Rotor Clip | 0 | 2018 | 9999 | Solar PV | [5 empty] | Non-Fossil | G | 2030 | Solar |  | 0 | 0 | 0 | 0 | 0 | 0 | 0 | 0 | 0 | 0 | 0 | 0 | 0 | 0 | 0 | 0 | 0.56916 | 1.2298 | 2.0392 | 3.8382 | 0 | 0 | 0 | 0 | 0 | 0 | 0 | 0 | 0 | 0 | 0 | 0 | 0 | 0 | 0 | 0 | 0 | 0 | 0 | 0 | 0.12357 | 0 | 0 | 0 | 0 | 0 | 0 | 0 | 0 | 0 | 2.7
61752_G_PV1 | WECC_Colorado | Colorado | 8 | Arapahoe | 5 | 61752 | PV1 | Quincy II Solar Garden | 0 | 2018 | 9999 | Solar PV | [5 empty] | Non-Fossil | G | 2030 | Solar |  | 0 | 0 | 0 | 0 | 0 | 0 | 0 | 0 | 0 | 0 | 0 | 0 | 0 | 0 | 0 | 0 | 0.53485 | 1.0389 | 1.6604 | 3.2341 | 0 | 0 | 0 | 0 | 0 | 0 | 0 | 0 | 0 | 0 | 0 | 0 | 0 | 0 | 0 | 0 | 0 | 0 | 0 | 0 | 0.065772 | 0 | 0 | 0 | 0 | 0 | 0 | 0 | 0 | 0 | 1.5
61753_G_PV1 | WECC_Colorado | Colorado | 8 | Adams | 1 | 61753 | PV1 | Imboden Solar Garden | 0 | 2018 | 9999 | Solar PV | [5 empty] | Non-Fossil | G | 2030 | Solar |  | 0 | 0 | 0 | 0 | 0 | 0 | 0 | 0 | 0 | 0 | 0 | 0 | 0 | 0 | 0 | 0 | 0.53485 | 1.0389 | 1.6604 | 3.2341 | 0 | 0 | 0 | 0 | 0 | 0 | 0 | 0 | 0 | 0 | 0 | 0 | 0 | 0 | 0 | 0 | 0 | 0 | 0 | 0 | 0.065772 | 0 | 0 | 0 | 0 | 0 | 0 | 0 | 0 | 0 | 1.5
61753_G_PV2 | WECC_Colorado | Colorado | 8 | Adams | 1 | 61753 | PV2 | Imboden Solar Garden | 0 | 2018 | 9999 | Solar PV | [5 empty] | Non-Fossil | G | 2030 | Solar |  | 0 | 0 | 0 | 0 | 0 | 0 | 0 | 0 | 0 | 0 | 0 | 0 | 0 | 0 | 0 | 0 | 0.53485 | 1.0389 | 1.6604 | 3.2341 | 0 | 0 | 0 | 0 | 0 | 0 | 0 | 0 | 0 | 0 | 0 | 0 | 0 | 0 | 0 | 0 | 0 | 0 | 0 | 0 | 0.065772 | 0 | 0 | 0 | 0 | 0 | 0 | 0 | 0 | 0 | 1.5
61754_G_1 | WECC_Southern California Edison | California | 6 | Kern | 29 | 61754 | 1 | SunSelect1 | 9240 | 2018 | 9999 | Combustion Turbine | [5 empty] | Fossil | G | 2030 | NaturalGas |  | 0.035957 | 0.022228 | 0.054001 | 0.11219 | 0 | 0 | 0 | 0 | 0 | 0 | 0 | 0 | 0 | 0 | 0 | 0 | 3.8915 | 2.4056 | 5.8442 | 12.1414 | 2.9699 | 1.8359 | 4.4602 | 9.2661 | 3.5513e-09 | 2.1953e-09 | 5.3334e-09 | 1.108e-08 | 0.026913 | 0.016637 | 0.040418 | 0.083967 | 0 | 0 | 0 | 0 | 0 | 0 | 0 | 0 | 0.065093 | 0.018368 | 0.011355 | 0.027585 | 0.057307 | 0.12156 | 0.059195 | 0.15382 | 0.33458 | 0 | 3.3
61754_G_2 | WECC_Southern California Edison | California | 6 | Kern | 29 | 61754 | 2 | SunSelect1 | 9240 | 2018 | 9999 | Combustion Turbine | [5 empty] | Fossil | G | 2030 | NaturalGas |  | 0.035957 | 0.022228 | 0.054001 | 0.11219 | 0 | 0 | 0 | 0 | 0 | 0 | 0 | 0 | 0 | 0 | 0 | 0 | 3.8915 | 2.4056 | 5.8442 | 12.1414 | 2.9699 | 1.8359 | 4.4602 | 9.2661 | 3.5513e-09 | 2.1953e-09 | 5.3334e-09 | 1.108e-08 | 0.026913 | 0.016637 | 0.040418 | 0.083967 | 0 | 0 | 0 | 0 | 0 | 0 | 0 | 0 | 0.065093 | 0.018368 | 0.011355 | 0.027585 | 0.057307 | 0.12156 | 0.059195 | 0.15382 | 0.33458 | 0 | 3.3
61755_G_EA | ISONE_MA, VT, NH, RI (Rest of ISO New England) | Massachusetts | 25 | Berkshire | 3 | 61755 | EA | East Acres Solar NG, LLC | 0 | 2017 | 9999 | Solar PV | [5 empty] | Non-Fossil | G | 2030 | Solar |  | 0 | 0 | 0 | 0 | 0 | 0 | 0 | 0 | 0 | 0 | 0 | 0 | 0 | 0 | 0 | 0 | 1.2136 | 2.4339 | 4.468 | 8.1155 | 0 | 0 | 0 | 0 | 0 | 0 | 0 | 0 | 0 | 0 | 0 | 0 | 0 | 0 | 0 | 0 | 0 | 0 | 0 | 0 | 0.25408 | 0 | 0 | 0 | 0 | 0 | 0 | 0 | 0 | 0 | 5.8
61756_G_MWLVI | MISO_Indiana (including parts of Kentucky) | Indiana | 18 | Benton | 7 | 61756 | MWLVI | Meadow Lake Wind Farm VI LLC | 0 | 2018 | 9999 | Onshore Wind | [5 empty] | Non-Fossil | G | 2030 | Wind |  | 0 | 0 | 0 | 0 | 0 | 0 | 0 | 0 | 0 | 0 | 0 | 0 | 0 | 0 | 0 | 0 | 168.3803 | 210.0758 | 136.5533 | 515.0095 | 0 | 0 | 0 | 0 | 0 | 0 | 0 | 0 | 0 | 0 | 0 | 0 | 0 | 0 | 0 | 0 | 0 | 0 | 0 | 0 | 8.1678 | 0 | 0 | 0 | 0 | 0 | 0 | 0 | 0 | 0 | 200.4
61758_G_GEN1 | SERC_VACAR | North Carolina | 37 | Gaston | 71 | 61758 | GEN1 | Gaston County Renewable Energy Center | 13500 | 2011 | 9999 | Landfill Gas | [5 empty] | Non-Fossil | G | 2030 | LF Gas |  | 0.031463 | 0.038123 | 0.053705 | 0.12329 | 0 | 0 | 0 | 0 | 0 | 0 | 0 | 0 | 0 | 0 | 0 | 0 | 2.3431 | 2.839 | 3.9994 | 9.1815 | 1.8132 | 2.197 | 3.095 | 7.1052 | 0 | 0 | 0 | 0 | 0.0034794 | 0.0042158 | 0.005939 | 0.013634 | 0 | 0 | 0 | 0 | 0 | 0 | 0 | 0 | 0.37859 | 0.016254 | 0.019694 | 0.027744 | 0.063692 | 0 | 0 | 0 | 0 | 0 | 1.4
61758_G_GEN2 | SERC_VACAR | North Carolina | 37 | Gaston | 71 | 61758 | GEN2 | Gaston County Renewable Energy Center | 13500 | 2011 | 9999 | Landfill Gas | [5 empty] | Non-Fossil | G | 2030 | LF Gas |  | 0.031463 | 0.038123 | 0.053705 | 0.12329 | 0 | 0 | 0 | 0 | 0 | 0 | 0 | 0 | 0 | 0 | 0 | 0 | 2.3431 | 2.839 | 3.9994 | 9.1815 | 1.8132 | 2.197 | 3.095 | 7.1052 | 0 | 0 | 0 | 0 | 0.0034794 | 0.0042158 | 0.005939 | 0.013634 | 0 | 0 | 0 | 0 | 0 | 0 | 0 | 0 | 0.37859 | 0.016254 | 0.019694 | 0.027744 | 0.063692 | 0 | 0 | 0 | 0 | 0 | 1.4
61758_G_GEN3 | SERC_VACAR | North Carolina | 37 | Gaston | 71 | 61758 | GEN3 | Gaston County Renewable Energy Center | 13500 | 2011 | 9999 | Landfill Gas | [5 empty] | Non-Fossil | G | 2030 | LF Gas |  | 0.031463 | 0.038123 | 0.053705 | 0.12329 | 0 | 0 | 0 | 0 | 0 | 0 | 0 | 0 | 0 | 0 | 0 | 0 | 2.3431 | 2.839 | 3.9994 | 9.1815 | 1.8132 | 2.197 | 3.095 | 7.1052 | 0 | 0 | 0 | 0 | 0.0034794 | 0.0042158 | 0.005939 | 0.013634 | 0 | 0 | 0 | 0 | 0 | 0 | 0 | 0 | 0.37859 | 0.016254 | 0.019694 | 0.027744 | 0.063692 | 0 | 0 | 0 | 0 | 0 | 1.4
61759_G_CVS1 | SPP West (Oklahoma, Arkansas, Louisiana) | Oklahoma | 40 | Garfield | 47 | 61759 | CVS1 | Covington Solar Farm | 0 | 2018 | 9999 | Solar PV | [5 empty] | Non-Fossil | G | 2030 | Solar |  | 0 | 0 | 0 | 0 | 0 | 0 | 0 | 0 | 0 | 0 | 0 | 0 | 0 | 0 | 0 | 0 | 3.8089 | 6.3649 | 9.7074 | 19.8812 | 0 | 0 | 0 | 0 | 0 | 0 | 0 | 0 | 0 | 0 | 0 | 0 | 0 | 0 | 0 | 0 | 0 | 0 | 0 | 0 | 0.31598 | 0 | 0 | 0 | 0 | 0 | 0 | 0 | 0 | 0 | 10
61761_G_GEN-1 | WECC_Pacific Northwest | Oregon | 41 | Douglas | 19 | 61761 | GEN-1 | Douglas County Forest Products | 11373 | 2006 | 9999 | Biomass | [5 empty] | Non-Fossil | G | 2030 |  | Biomass Retirement | 0 | 0 | 0 | 0 | 0 | 0 | 0 | 0 | 0 | 0 | 0 | 0 | 0 | 0 | 0 | 0 | 0 | 0 | 0 | 0 | 0 | 0 | 0 | 0 | 0 | 0 | 0 | 0 | 0 | 0 | 0 | 0 | 0 | 0 | 0 | 0 | 0 | 0 | 0 | 0 | 0 | 0 | 0 | 0 | 0 | 0 | 0 | 0 | 0 | 0 | 6.3
61762_G_SHERB | MISO_Minnesota and Western Wisconsin | Minnesota | 27 | Sherburne | 141 | 61762 | SHERB | Sherburne North Project CSG | 0 | 2018 | 9999 | Solar PV | [5 empty] | Non-Fossil | G | 2030 | Solar |  | 0 | 0 | 0 | 0 | 0 | 0 | 0 | 0 | 0 | 0 | 0 | 0 | 0 | 0 | 0 | 0 | 1.0877 | 2.5252 | 4.7933 | 8.4061 | 0 | 0 | 0 | 0 | 0 | 0 | 0 | 0 | 0 | 0 | 0 | 0 | 0 | 0 | 0 | 0 | 0 | 0 | 0 | 0 | 0.15799 | 0 | 0 | 0 | 0 | 0 | 0 | 0 | 0 | 0 | 5
61763_G_1 | FRCC | Florida | 12 | Columbia | 23 | 61763 | 1 | Sunshine Gateway Solar Energy Center | 0 | 2019 | 9999 | Solar PV | [5 empty] | Non-Fossil | G | 2030 | Solar |  | 0 | 0 | 0 | 0 | 0 | 0 | 0 | 0 | 0 | 0 | 0 | 0 | 0 | 0 | 0 | 0 | 29.94 | 49.1294 | 61.426 | 140.4954 | 0 | 0 | 0 | 0 | 0 | 0 | 0 | 0 | 0 | 0 | 0 | 0 | 0 | 0 | 0 | 0 | 0 | 0 | 0 | 0 | 3.1193 | 0 | 0 | 0 | 0 | 0 | 0 | 0 | 0 | 0 | 74.5
61764_G_SNWH2 | NY_Zone F (Capital) | New York | 36 | Washington | 115 | 61764 | SNWH2 | Gore Mountain Solar II | 0 | 2016 | 9999 | Solar PV | [5 empty] | Non-Fossil | G | 2030 | Solar |  | 0 | 0 | 0 | 0 | 0 | 0 | 0 | 0 | 0 | 0 | 0 | 0 | 0 | 0 | 0 | 0 | 0.43984 | 0.85995 | 1.4848 | 2.7846 | 0 | 0 | 0 | 0 | 0 | 0 | 0 | 0 | 0 | 0 | 0 | 0 | 0 | 0 | 0 | 0 | 0 | 0 | 0 | 0 | 0.063197 | 0 | 0 | 0 | 0 | 0 | 0 | 0 | 0 | 0 | 2
61765_G_SNWH1 | NY_Zone F (Capital) | New York | 36 | Washington | 115 | 61765 | SNWH1 | HGS Solar I | 0 | 2016 | 9999 | Solar PV | [5 empty] | Non-Fossil | G | 2030 | Solar |  | 0 | 0 | 0 | 0 | 0 | 0 | 0 | 0 | 0 | 0 | 0 | 0 | 0 | 0 | 0 | 0 | 0.43984 | 0.85995 | 1.4848 | 2.7846 | 0 | 0 | 0 | 0 | 0 | 0 | 0 | 0 | 0 | 0 | 0 | 0 | 0 | 0 | 0 | 0 | 0 | 0 | 0 | 0 | 0.063197 | 0 | 0 | 0 | 0 | 0 | 0 | 0 | 0 | 0 | 2
61766_G_1 | FRCC | Florida | 12 | Miami Dade | 86 | 61766 | 1 | Miami Dade Solar Energy Center | 0 | 2019 | 9999 | Solar PV | [5 empty] | Non-Fossil | G | 2030 | Solar |  | 0 | 0 | 0 | 0 | 0 | 0 | 0 | 0 | 0 | 0 | 0 | 0 | 0 | 0 | 0 | 0 | 29.94 | 49.1294 | 61.426 | 140.4954 | 0 | 0 | 0 | 0 | 0 | 0 | 0 | 0 | 0 | 0 | 0 | 0 | 0 | 0 | 0 | 0 | 0 | 0 | 0 | 0 | 3.1193 | 0 | 0 | 0 | 0 | 0 | 0 | 0 | 0 | 0 | 74.5
61767_G_1 | FRCC | Florida | 12 | Volusia | 127 | 61767 | 1 | Pioneer Trail Solar Energy Center | 0 | 2019 | 9999 | Solar PV | [5 empty] | Non-Fossil | G | 2030 | Solar |  | 0 | 0 | 0 | 0 | 0 | 0 | 0 | 0 | 0 | 0 | 0 | 0 | 0 | 0 | 0 | 0 | 29.94 | 49.1294 | 61.426 | 140.4954 | 0 | 0 | 0 | 0 | 0 | 0 | 0 | 0 | 0 | 0 | 0 | 0 | 0 | 0 | 0 | 0 | 0 | 0 | 0 | 0 | 3.1193 | 0 | 0 | 0 | 0 | 0 | 0 | 0 | 0 | 0 | 74.5
61768_G_1 | FRCC | Florida | 12 | St Lucie | 111 | 61768 | 1 | Interstate Solar Energy Center | 0 | 2019 | 9999 | Solar PV | [5 empty] | Non-Fossil | G | 2030 | Solar |  | 0 | 0 | 0 | 0 | 0 | 0 | 0 | 0 | 0 | 0 | 0 | 0 | 0 | 0 | 0 | 0 | 29.94 | 49.1294 | 61.426 | 140.4954 | 0 | 0 | 0 | 0 | 0 | 0 | 0 | 0 | 0 | 0 | 0 | 0 | 0 | 0 | 0 | 0 | 0 | 0 | 0 | 0 | 3.1193 | 0 | 0 | 0 | 0 | 0 | 0 | 0 | 0 | 0 | 74.5
61769_G_SYNH1 | ISONE_MA, VT, NH, RI (Rest of ISO New England) | Massachusetts | 25 | Berkshire | 3 | 61769 | SYNH1 | Syncarpha Hancock I CSG | 0 | 2017 | 9999 | Solar PV | [5 empty] | Non-Fossil | G | 2030 | Solar |  | 0 | 0 | 0 | 0 | 0 | 0 | 0 | 0 | 0 | 0 | 0 | 0 | 0 | 0 | 0 | 0 | 0.41849 | 0.83926 | 1.5407 | 2.7985 | 0 | 0 | 0 | 0 | 0 | 0 | 0 | 0 | 0 | 0 | 0 | 0 | 0 | 0 | 0 | 0 | 0 | 0 | 0 | 0 | 0.087614 | 0 | 0 | 0 | 0 | 0 | 0 | 0 | 0 | 0 | 2
6177_B_U1B | WECC_Arizona | Arizona | 4 | Apache | 1 | 6177 | U1B | Coronado | 10617 | 1979 | 9999 | Coal Steam | wall | dry | ESPH + Wet Scrubber + Mercury Control | LNBO | Wet Scrubber | Fossil | B | 2030 |  | Coal Retirement | 0 | 0 | 0 | 0 | 0 | 0 | 0 | 0 | 0 | 0 | 0 | 0 | 0 | 0 | 0 | 0 | 0 | 0 | 0 | 0 | 0 | 0 | 0 | 0 | 0 | 0 | 0 | 0 | 0 | 0 | 0 | 0 | 0 | 0 | 0 | 0 | 0 | 0 | 0 | 0 | 0 | 0 | 0 | 0 | 0 | 0 | 0 | 0 | 0 | 0 | 380 | Scrubber / Mercury Control | Wet Scrubber
6177_B_U2B | WECC_Arizona | Arizona | 4 | Apache | 1 | 6177 | U2B | Coronado | 10691 | 1980 | 9999 | Coal Steam | wall | dry | ESPH + Wet Scrubber + SCR + Mercury Control | LNBO | Wet Scrubber | Fossil | B | 2030 |  | Coal Retirement | 0 | 0 | 0 | 0 | 0 | 0 | 0 | 0 | 0 | 0 | 0 | 0 | 0 | 0 | 0 | 0 | 0 | 0 | 0 | 0 | 0 | 0 | 0 | 0 | 0 | 0 | 0 | 0 | 0 | 0 | 0 | 0 | 0 | 0 | 0 | 0 | 0 | 0 | 0 | 0 | 0 | 0 | 0 | 0 | 0 | 0 | 0 | 0 | 0 | 0 | 382 | Scrubber / SCR / Mercury Control | Wet Scrubber
61770_G_SYNH2 | ISONE_MA, VT, NH, RI (Rest of ISO New England) | Massachusetts | 25 | Berkshire | 3 | 61770 | SYNH2 | Syncarpha Hancock II CSG | 0 | 2017 | 9999 | Solar PV | [5 empty] | Non-Fossil | G | 2030 | Solar |  | 0 | 0 | 0 | 0 | 0 | 0 | 0 | 0 | 0 | 0 | 0 | 0 | 0 | 0 | 0 | 0 | 0.41849 | 0.83926 | 1.5407 | 2.7985 | 0 | 0 | 0 | 0 | 0 | 0 | 0 | 0 | 0 | 0 | 0 | 0 | 0 | 0 | 0 | 0 | 0 | 0 | 0 | 0 | 0.087614 | 0 | 0 | 0 | 0 | 0 | 0 | 0 | 0 | 0 | 2
61771_G_SYNH3 | ISONE_MA, VT, NH, RI (Rest of ISO New England) | Massachusetts | 25 | Berkshire | 3 | 61771 | SYNH3 | Syncarpha Hancock III CSG | 0 | 2017 | 9999 | Solar PV | [5 empty] | Non-Fossil | G | 2030 | Solar |  | 0 | 0 | 0 | 0 | 0 | 0 | 0 | 0 | 0 | 0 | 0 | 0 | 0 | 0 | 0 | 0 | 0.20925 | 0.41963 | 0.77035 | 1.3992 | 0 | 0 | 0 | 0 | 0 | 0 | 0 | 0 | 0 | 0 | 0 | 0 | 0 | 0 | 0 | 0 | 0 | 0 | 0 | 0 | 0.043807 | 0 | 0 | 0 | 0 | 0 | 0 | 0 | 0 | 0 | 1
61773_G_PW | ERCOT_Rest | Texas | 48 | Cameron | 61 | 61773 | PW | Palmas Wind, LLC | 0 | 2020 | 9999 | Onshore Wind | [5 empty] | Non-Fossil | G | 2030 | Wind |  | 0 | 0 | 0 | 0 | 0 | 0 | 0 | 0 | 0 | 0 | 0 | 0 | 0 | 0 | 0 | 0 | 108.4864 | 153.8315 | 180.0346 | 442.3526 | 0 | 0 | 0 | 0 | 0 | 0 | 0 | 0 | 0 | 0 | 0 | 0 | 0 | 0 | 0 | 0 | 0 | 0 | 0 | 0 | 5.7845 | 0 | 0 | 0 | 0 | 0 | 0 | 0 | 0 | 0 | 142.6
61774_G_SYNBO | ISONE_MA, VT, NH, RI (Rest of ISO New England) | Massachusetts | 25 | Worcester | 27 | 61774 | SYNBO | Syncarpha Still River, LLC CSG | 0 | 2016 | 9999 | Solar PV | [5 empty] | Non-Fossil | G | 2030 | Solar |  | 0 | 0 | 0 | 0 | 0 | 0 | 0 | 0 | 0 | 0 | 0 | 0 | 0 | 0 | 0 | 0 | 0.41849 | 0.83926 | 1.5407 | 2.7985 | 0 | 0 | 0 | 0 | 0 | 0 | 0 | 0 | 0 | 0 | 0 | 0 | 0 | 0 | 0 | 0 | 0 | 0 | 0 | 0 | 0.087614 | 0 | 0 | 0 | 0 | 0 | 0 | 0 | 0 | 0 | 2
61775_G_OT196 | ISONE_MA, VT, NH, RI (Rest of ISO New England) | Massachusetts | 25 | Berkshire | 3 | 61775 | OT196 | Town of Otis Wind Energy Project | 0 | 2018 | 9999 | Onshore Wind | [5 empty] | Non-Fossil | G | 2030 | Wind |  | 0 | 0 | 0 | 0 | 0 | 0 | 0 | 0 | 0 | 0 | 0 | 0 | 0 | 0 | 0 | 0 | 1.1455 | 1.5639 | 1.192 | 3.9014 | 0 | 0 | 0 | 0 | 0 | 0 | 0 | 0 | 0 | 0 | 0 | 0 | 0 | 0 | 0 | 0 | 0 | 0 | 0 | 0 | 0.062415 | 0 | 0 | 0 | 0 | 0 | 0 | 0 | 0 | 0 | 1.5
61776_G_MIDWY | ERCOT_Rest | Texas | 48 | San Patricio | 409 | 61776 | MIDWY | Midway Wind, LLC | 0 | 2019 | 9999 | Onshore Wind | [5 empty] | Non-Fossil | G | 2030 | Wind |  | 0 | 0 | 0 | 0 | 0 | 0 | 0 | 0 | 0 | 0 | 0 | 0 | 0 | 0 | 0 | 0 | 123.9301 | 175.7304 | 205.6637 | 505.3242 | 0 | 0 | 0 | 0 | 0 | 0 | 0 | 0 | 0 | 0 | 0 | 0 | 0 | 0 | 0 | 0 | 0 | 0 | 0 | 0 | 6.608 | 0 | 0 | 0 | 0 | 0 | 0 | 0 | 0 | 0 | 162.9
61777_G_ENG1 | FRCC | Florida | 12 | Brevard | 9 | 61777 | ENG1 | Brevard | 13500 | 2008 | 9999 | Landfill Gas | [5 empty] | Non-Fossil | G | 2030 | LF Gas |  | 0.032988 | 0.042655 | 0.048259 | 0.1239 | 0 | 0 | 0 | 0 | 0 | 0 | 0 | 0 | 0 | 0 | 0 | 0 | 2.4478 | 3.1651 | 3.581 | 9.1939 | 1.9011 | 2.4582 | 2.7811 | 7.1403 | 0 | 0 | 0 | 0 | 0.0023143 | 0.0029924 | 0.0033856 | 0.0086923 | 0 | 0 | 0 | 0 | 0 | 0 | 0 | 0 | 0.43341 | 0.01698 | 0.021956 | 0.024841 | 0.063778 | 0 | 0 | 0 | 0 | 0 | 1.6
61777_G_ENG2 | FRCC | Florida | 12 | Brevard | 9 | 61777 | ENG2 | Brevard | 13500 | 2008 | 9999 | Landfill Gas | [5 empty] | Non-Fossil | G | 2030 | LF Gas |  | 0.032988 | 0.042655 | 0.048259 | 0.1239 | 0 | 0 | 0 | 0 | 0 | 0 | 0 | 0 | 0 | 0 | 0 | 0 | 2.4478 | 3.1651 | 3.581 | 9.1939 | 1.9011 | 2.4582 | 2.7811 | 7.1403 | 0 | 0 | 0 | 0 | 0.0023143 | 0.0029924 | 0.0033856 | 0.0086923 | 0 | 0 | 0 | 0 | 0 | 0 | 0 | 0 | 0.43341 | 0.01698 | 0.021956 | 0.024841 | 0.063778 | 0 | 0 | 0 | 0 | 0 | 1.6
61777_G_ENG3 | FRCC | Florida | 12 | Brevard | 9 | 61777 | ENG3 | Brevard | 13500 | 2008 | 9999 | Landfill Gas | [5 empty] | Non-Fossil | G | 2030 | LF Gas |  | 0.032988 | 0.042655 | 0.048259 | 0.1239 | 0 | 0 | 0 | 0 | 0 | 0 | 0 | 0 | 0 | 0 | 0 | 0 | 2.4478 | 3.1651 | 3.581 | 9.1939 | 1.9011 | 2.4582 | 2.7811 | 7.1403 | 0 | 0 | 0 | 0 | 0.0023143 | 0.0029924 | 0.0033856 | 0.0086923 | 0 | 0 | 0 | 0 | 0 | 0 | 0 | 0 | 0.43341 | 0.01698 | 0.021956 | 0.024841 | 0.063778 | 0 | 0 | 0 | 0 | 0 | 1.6
61777_G_ENG4 | FRCC | Florida | 12 | Brevard | 9 | 61777 | ENG4 | Brevard | 13500 | 2008 | 9999 | Landfill Gas | [5 empty] | Non-Fossil | G | 2030 | LF Gas |  | 0.032988 | 0.042655 | 0.048259 | 0.1239 | 0 | 0 | 0 | 0 | 0 | 0 | 0 | 0 | 0 | 0 | 0 | 0 | 2.4478 | 3.1651 | 3.581 | 9.1939 | 1.9011 | 2.4582 | 2.7811 | 7.1403 | 0 | 0 | 0 | 0 | 0.0023143 | 0.0029924 | 0.0033856 | 0.0086923 | 0 | 0 | 0 | 0 | 0 | 0 | 0 | 0 | 0.43341 | 0.01698 | 0.021956 | 0.024841 | 0.063778 | 0 | 0 | 0 | 0 | 0 | 1.6
61777_G_ENG5 | FRCC | Florida | 12 | Brevard | 9 | 61777 | ENG5 | Brevard | 13500 | 2008 | 9999 | Landfill Gas | [5 empty] | Non-Fossil | G | 2030 | LF Gas |  | 0.032988 | 0.042655 | 0.048259 | 0.1239 | 0 | 0 | 0 | 0 | 0 | 0 | 0 | 0 | 0 | 0 | 0 | 0 | 2.4478 | 3.1651 | 3.581 | 9.1939 | 1.9011 | 2.4582 | 2.7811 | 7.1403 | 0 | 0 | 0 | 0 | 0.0023143 | 0.0029924 | 0.0033856 | 0.0086923 | 0 | 0 | 0 | 0 | 0 | 0 | 0 | 0 | 0.43341 | 0.01698 | 0.021956 | 0.024841 | 0.063778 | 0 | 0 | 0 | 0 | 0 | 1.6
61777_G_ENG6 | FRCC | Florida | 12 | Brevard | 9 | 61777 | ENG6 | Brevard | 13500 | 2008 | 9999 | Landfill Gas | [5 empty] | Non-Fossil | G | 2030 | LF Gas |  | 0.032988 | 0.042655 | 0.048259 | 0.1239 | 0 | 0 | 0 | 0 | 0 | 0 | 0 | 0 | 0 | 0 | 0 | 0 | 2.4478 | 3.1651 | 3.581 | 9.1939 | 1.9011 | 2.4582 | 2.7811 | 7.1403 | 0 | 0 | 0 | 0 | 0.0023143 | 0.0029924 | 0.0033856 | 0.0086923 | 0 | 0 | 0 | 0 | 0 | 0 | 0 | 0 | 0.43341 | 0.01698 | 0.021956 | 0.024841 | 0.063778 | 0 | 0 | 0 | 0 | 0 | 1.6
61778_G_N301 | PJM_Dominion | North Carolina | 37 | Halifax | 83 | 61778 | N301 | North 301 Solar | 0 | 2019 | 9999 | Solar PV | [5 empty] | Non-Fossil | G | 2030 | Solar |  | 0 | 0 | 0 | 0 | 0 | 0 | 0 | 0 | 0 | 0 | 0 | 0 | 0 | 0 | 0 | 0 | 7.5684 | 15.5107 | 25.7462 | 48.8253 | 0 | 0 | 0 | 0 | 0 | 0 | 0 | 0 | 0 | 0 | 0 | 0 | 0 | 0 | 0 | 0 | 0 | 0 | 0 | 0 | 0.93607 | 0 | 0 | 0 | 0 | 0 | 0 | 0 | 0 | 0 | 26.9
61779_G_ENG1 | FRCC | Florida | 12 | Hernando | 53 | 61779 | ENG1 | Hernando | 13500 | 2010 | 9999 | Landfill Gas | [5 empty] | Non-Fossil | G | 2030 | LF Gas |  | 0.032988 | 0.042655 | 0.048259 | 0.1239 | 0 | 0 | 0 | 0 | 0 | 0 | 0 | 0 | 0 | 0 | 0 | 0 | 2.4478 | 3.1651 | 3.581 | 9.1939 | 1.9011 | 2.4582 | 2.7811 | 7.1403 | 0 | 0 | 0 | 0 | 0.0037359 | 0.0048307 | 0.0054653 | 0.014032 | 0 | 0 | 0 | 0 | 0 | 0 | 0 | 0 | 0.43341 | 0.01698 | 0.021956 | 0.024841 | 0.063778 | 0 | 0 | 0 | 0 | 0 | 1.6
61780_G_ENG1 | FRCC | Florida | 12 | Seminole | 117 | 61780 | ENG1 | Seminole Energy | 13500 | 2007 | 9999 | Landfill Gas | [5 empty] | Non-Fossil | G | 2030 | LF Gas |  | 0.032988 | 0.042655 | 0.048259 | 0.1239 | 0 | 0 | 0 | 0 | 0 | 0 | 0 | 0 | 0 | 0 | 0 | 0 | 2.4478 | 3.1651 | 3.581 | 9.1939 | 1.9011 | 2.4582 | 2.7811 | 7.1403 | 0 | 0 | 0 | 0 | 0.0040676 | 0.0052596 | 0.0059506 | 0.015278 | 0 | 0 | 0 | 0 | 0 | 0 | 0 | 0 | 0.43341 | 0.01698 | 0.021956 | 0.024841 | 0.063778 | 0 | 0 | 0 | 0 | 0 | 1.6
61780_G_ENG2 | FRCC | Florida | 12 | Seminole | 117 | 61780 | ENG2 | Seminole Energy | 13500 | 2007 | 9999 | Landfill Gas | [5 empty] | Non-Fossil | G | 2030 | LF Gas |  | 0.032988 | 0.042655 | 0.048259 | 0.1239 | 0 | 0 | 0 | 0 | 0 | 0 | 0 | 0 | 0 | 0 | 0 | 0 | 2.4478 | 3.1651 | 3.581 | 9.1939 | 1.9011 | 2.4582 | 2.7811 | 7.1403 | 0 | 0 | 0 | 0 | 0.0040676 | 0.0052596 | 0.0059506 | 0.015278 | 0 | 0 | 0 | 0 | 0 | 0 | 0 | 0 | 0.43341 | 0.01698 | 0.021956 | 0.024841 | 0.063778 | 0 | 0 | 0 | 0 | 0 | 1.6
61780_G_ENG3 | FRCC | Florida | 12 | Seminole | 117 | 61780 | ENG3 | Seminole Energy | 13500 | 2007 | 9999 | Landfill Gas | [5 empty] | Non-Fossil | G | 2030 | LF Gas |  | 0.032988 | 0.042655 | 0.048259 | 0.1239 | 0 | 0 | 0 | 0 | 0 | 0 | 0 | 0 | 0 | 0 | 0 | 0 | 2.4478 | 3.1651 | 3.581 | 9.1939 | 1.9011 | 2.4582 | 2.7811 | 7.1403 | 0 | 0 | 0 | 0 | 0.0040676 | 0.0052596 | 0.0059506 | 0.015278 | 0 | 0 | 0 | 0 | 0 | 0 | 0 | 0 | 0.43341 | 0.01698 | 0.021956 | 0.024841 | 0.063778 | 0 | 0 | 0 | 0 | 0 | 1.6
61780_G_ENG4 | FRCC | Florida | 12 | Seminole | 117 | 61780 | ENG4 | Seminole Energy | 13500 | 2007 | 9999 | Landfill Gas | [5 empty] | Non-Fossil | G | 2030 | LF Gas |  | 2.0617e-08 | 2.6659e-08 | 3.0162e-08 | 7.7439e-08 | 0 | 0 | 0 | 0 | 0 | 0 | 0 | 0 | 0 | 0 | 0 | 0 | 1.5299e-06 | 1.9782e-06 | 2.2381e-06 | 5.7462e-06 | 1.1882e-06 | 1.5363e-06 | 1.7382e-06 | 4.4627e-06 | 0 | 0 | 0 | 0 | 2.1055e-09 | 2.7224e-09 | 3.0801e-09 | 7.908e-09 | 0 | 0 | 0 | 0 | 0 | 0 | 0 | 0 | 2.7088e-07 | 1.0613e-08 | 1.3723e-08 | 1.5526e-08 | 3.9861e-08 | 0 | 0 | 0 | 0 | 0 | 1e-06
61781_G_EDE | PJM_Dominion | North Carolina | 37 | Chowan | 41 | 61781 | EDE | Edenton Solar | 0 | 2019 | 9999 | Solar PV | [5 empty] | Non-Fossil | G | 2030 | Solar |  | 0 | 0 | 0 | 0 | 0 | 0 | 0 | 0 | 0 | 0 | 0 | 0 | 0 | 0 | 0 | 0 | 1.4068 | 2.883 | 4.7855 | 9.0753 | 0 | 0 | 0 | 0 | 0 | 0 | 0 | 0 | 0 | 0 | 0 | 0 | 0 | 0 | 0 | 0 | 0 | 0 | 0 | 0 | 0.17399 | 0 | 0 | 0 | 0 | 0 | 0 | 0 | 0 | 0 | 5
61782_G_WTGS | ERCOT_West | Texas | 48 | Schleicher | 413 | 61782 | WTGS | Live Oak Wind Project | 0 | 2019 | 9999 | Onshore Wind | [5 empty] | Non-Fossil | G | 2030 | Wind |  | 0 | 0 | 0 | 0 | 0 | 0 | 0 | 0 | 0 | 0 | 0 | 0 | 0 | 0 | 0 | 0 | 142.3287 | 208.852 | 212.3052 | 563.486 | 0 | 0 | 0 | 0 | 0 | 0 | 0 | 0 | 0 | 0 | 0 | 0 | 0 | 0 | 0 | 0 | 0 | 0 | 0 | 0 | 8.3455 | 0 | 0 | 0 | 0 | 0 | 0 | 0 | 0 | 0 | 199.5
61784_G_UWE | SPP Nebraska | Nebraska | 31 | Antelope | 3 | 61784 | UWE | Upstream Wind Energy LLC | 0 | 2018 | 9999 | Onshore Wind | [5 empty] | Non-Fossil | G | 2030 | Wind |  | 0 | 0 | 0 | 0 | 0 | 0 | 0 | 0 | 0 | 0 | 0 | 0 | 0 | 0 | 0 | 0 | 215.7964 | 282.0449 | 267.9889 | 765.8302 | 0 | 0 | 0 | 0 | 0 | 0 | 0 | 0 | 0 | 0 | 0 | 0 | 0 | 0 | 0 | 0 | 0 | 0 | 0 | 0 | 8.5251 | 0 | 0 | 0 | 0 | 0 | 0 | 0 | 0 | 0 | 202.5
61785_G_CAMSR | SERC_Southeastern | Georgia | 13 | Mitchell | 205 | 61785 | CAMSR | Camilla Solar Energy Project | 0 | 2019 | 9999 | Solar PV | [5 empty] | Non-Fossil | G | 2030 | Solar |  | 0 | 0 | 0 | 0 | 0 | 0 | 0 | 0 | 0 | 0 | 0 | 0 | 0 | 0 | 0 | 0 | 57.9136 | 103.767 | 160.8701 | 322.5506 | 0 | 0 | 0 | 0 | 0 | 0 | 0 | 0 | 0 | 0 | 0 | 0 | 0 | 0 | 0 | 0 | 0 | 0 | 0 | 0 | 5.5337 | 0 | 0 | 0 | 0 | 0 | 0 | 0 | 0 | 0 | 160
61786_G_MB-22 | ISONE_Connecticut | Connecticut | 9 | Hartford | 3 | 61786 | MB-22 | Trinity College Fuel Cell | 9500 | 2018 | 9999 | Fuel Cell | [5 empty] | Non-Fossil | G | 2030 | NaturalGas |  | 0 | 0 | 0 | 0 | 0 | 0 | 0 | 0 | 0 | 0 | 0 | 0 | 0 | 0 | 0 | 0 | 0 | 0 | 0 | 0 | 0 | 0 | 0 | 0 | 0 | 0 | 0 | 0 | 0 | 0 | 0 | 0 | 0 | 0 | 0 | 0 | 0 | 0 | 0 | 0 | 0 | 0 | 0 | 0 | 0 | 0 | 0 | 0 | 0 | 0 | 1.4
61787_G_BHIII | PJM_ComEd | Illinois | 17 | Henry | 73 | 61787 | BHIII | Bishop Hill III | 0 | 2018 | 9999 | Onshore Wind | [5 empty] | Non-Fossil | G | 2030 | Wind |  | 0 | 0 | 0 | 0 | 0 | 0 | 0 | 0 | 0 | 0 | 0 | 0 | 0 | 0 | 0 | 0 | 97.2393 | 129.3728 | 86.1786 | 312.7908 | 0 | 0 | 0 | 0 | 0 | 0 | 0 | 0 | 0 | 0 | 0 | 0 | 0 | 0 | 0 | 0 | 0 | 0 | 0 | 0 | 5.0187 | 0 | 0 | 0 | 0 | 0 | 0 | 0 | 0 | 0 | 119
61788_G_WT | MISO_Minnesota and Western Wisconsin | Minnesota | 27 | Pipestone | 117 | 61788 | WT | Hilltop Power | 0 | 2008 | 9999 | Onshore Wind | [5 empty] | Non-Fossil | G | 2030 | Wind |  | 0 | 0 | 0 | 0 | 0 | 0 | 0 | 0 | 0 | 0 | 0 | 0 | 0 | 0 | 0 | 0 | 1.7191 | 2.3388 | 1.9472 | 6.0051 | 0 | 0 | 0 | 0 | 0 | 0 | 0 | 0 | 0 | 0 | 0 | 0 | 0 | 0 | 0 | 0 | 0 | 0 | 0 | 0 | 0.08448 | 0 | 0 | 0 | 0 | 0 | 0 | 0 | 0 | 0 | 2
61789_G_DV | SPP North- (Kansas, Missouri) | Kansas | 20 | Marion | 115 | 61789 | DV | Diamond Vista Wind Project, LLC | 0 | 2019 | 9999 | Onshore Wind | [5 empty] | Non-Fossil | G | 2030 | Wind |  | 0 | 0 | 0 | 0 | 0 | 0 | 0 | 0 | 0 | 0 | 0 | 0 | 0 | 0 | 0 | 0 | 267.9632 | 395.7183 | 402.9683 | 1066.6497 | 0 | 0 | 0 | 0 | 0 | 0 | 0 | 0 | 0 | 0 | 0 | 0 | 0 | 0 | 0 | 0 | 0 | 0 | 0 | 0 | 12.5739 | 0 | 0 | 0 | 0 | 0 | 0 | 0 | 0 | 0 | 299.3
6179_B_1 | ERCOT_Rest | Texas | 48 | Fayette | 149 | 6179 | 1 | Fayette Power Project | 10589 | 1979 | 9999 | Coal Steam | tangential | dry | ESPC + Wet Scrubber + Mercury Control | LNC3 | Wet Scrubber | Fossil | B | 2030 |  | Coal Retirement | 0 | 0 | 0 | 0 | 0 | 0 | 0 | 0 | 0 | 0 | 0 | 0 | 0 | 0 | 0 | 0 | 0 | 0 | 0 | 0 | 0 | 0 | 0 | 0 | 0 | 0 | 0 | 0 | 0 | 0 | 0 | 0 | 0 | 0 | 0 | 0 | 0 | 0 | 0 | 0 | 0 | 0 | 0 | 0 | 0 | 0 | 0 | 0 | 0 | 0 | 590 | Scrubber / Mercury Control | Wet Scrubber
6179_B_2 | ERCOT_Rest | Texas | 48 | Fayette | 149 | 6179 | 2 | Fayette Power Project | 10606 | 1980 | 9999 | Coal Steam | tangential | dry | ESPC + Wet Scrubber + Mercury Control | LNC3 | Wet Scrubber | Fossil | B | 2030 |  | Coal Retirement | 0 | 0 | 0 | 0 | 0 | 0 | 0 | 0 | 0 | 0 | 0 | 0 | 0 | 0 | 0 | 0 | 0 | 0 | 0 | 0 | 0 | 0 | 0 | 0 | 0 | 0 | 0 | 0 | 0 | 0 | 0 | 0 | 0 | 0 | 0 | 0 | 0 | 0 | 0 | 0 | 0 | 0 | 0 | 0 | 0 | 0 | 0 | 0 | 0 | 0 | 590 | Scrubber / Mercury Control | Wet Scrubber
6179_B_3 | ERCOT_Rest | Texas | 48 | Fayette | 149 | 6179 | 3 | Fayette Power Project | 10608 | 1988 | 9999 | Coal Steam | tangential | dry | ESPC + Wet Scrubber + Mercury Control | LNC3 | Wet Scrubber | Fossil | B | 2030 |  | Coal Retirement | 0 | 0 | 0 | 0 | 0 | 0 | 0 | 0 | 0 | 0 | 0 | 0 | 0 | 0 | 0 | 0 | 0 | 0 | 0 | 0 | 0 | 0 | 0 | 0 | 0 | 0 | 0 | 0 | 0 | 0 | 0 | 0 | 0 | 0 | 0 | 0 | 0 | 0 | 0 | 0 | 0 | 0 | 0 | 0 | 0 | 0 | 0 | 0 | 0 | 0 | 435 | Scrubber / Mercury Control | Wet Scrubber
61790_G_SHAWC | SERC_VACAR | South Carolina | 45 | Aiken | 3 | 61790 | SHAWC | Shaw Creek Solar, LLC | 0 | 2019 | 9999 | Solar PV | [5 empty] | Non-Fossil | G | 2030 | Solar |  | 0 | 0 | 0 | 0 | 0 | 0 | 0 | 0 | 0 | 0 | 0 | 0 | 0 | 0 | 0 | 0 | 25.1818 | 46.7257 | 64.2054 | 136.113 | 0 | 0 | 0 | 0 | 0 | 0 | 0 | 0 | 0 | 0 | 0 | 0 | 0 | 0 | 0 | 0 | 0 | 0 | 0 | 0 | 2.3667 | 0 | 0 | 0 | 0 | 0 | 0 | 0 | 0 | 0 | 74.9
61791_G_5001 | WECC_Northern California (not including BANC) | California | 6 | Sonoma | 97 | 61791 | 5001 | Stage Gulch Solar | 0 | 2018 | 9999 | Solar PV | [5 empty] | Non-Fossil | G | 2030 | Solar |  | 0 | 0 | 0 | 0 | 0 | 0 | 0 | 0 | 0 | 0 | 0 | 0 | 0 | 0 | 0 | 0 | 0.29727 | 0.5944 | 1.0027 | 1.8944 | 0 | 0 | 0 | 0 | 0 | 0 | 0 | 0 | 0 | 0 | 0 | 0 | 0 | 0 | 0 | 0 | 0 | 0 | 0 | 0 | 0.036283 | 0 | 0 | 0 | 0 | 0 | 0 | 0 | 0 | 0 | 0.8
61792_G_5002 | WECC_Northern California (not including BANC) | California | 6 | Sonoma | 97 | 61792 | 5002 | Lavio Solar | 0 | 2018 | 9999 | Solar PV | [5 empty] | Non-Fossil | G | 2030 | Solar |  | 0 | 0 | 0 | 0 | 0 | 0 | 0 | 0 | 0 | 0 | 0 | 0 | 0 | 0 | 0 | 0 | 0.37158 | 0.743 | 1.2534 | 2.368 | 0 | 0 | 0 | 0 | 0 | 0 | 0 | 0 | 0 | 0 | 0 | 0 | 0 | 0 | 0 | 0 | 0 | 0 | 0 | 0 | 0.045353 | 0 | 0 | 0 | 0 | 0 | 0 | 0 | 0 | 0 | 1
61793_G_HEYER | MISO_Minnesota and Western Wisconsin | Minnesota | 27 | Rice | 131 | 61793 | HEYER | Heyer CSG | 0 | 2018 | 9999 | Solar PV | [5 empty] | Non-Fossil | G | 2030 | Solar |  | 0 | 0 | 0 | 0 | 0 | 0 | 0 | 0 | 0 | 0 | 0 | 0 | 0 | 0 | 0 | 0 | 0.21753 | 0.50504 | 0.95866 | 1.6812 | 0 | 0 | 0 | 0 | 0 | 0 | 0 | 0 | 0 | 0 | 0 | 0 | 0 | 0 | 0 | 0 | 0 | 0 | 0 | 0 | 0.031598 | 0 | 0 | 0 | 0 | 0 | 0 | 0 | 0 | 0 | 1
61794_G_GTWYN | PJM_EMAAC | Maryland | 24 | Worcester | 47 | 61794 | GTWYN | Gateway Solar | 0 | 2019 | 9999 | Solar PV | [5 empty] | Non-Fossil | G | 2030 | Solar |  | 0 | 0 | 0 | 0 | 0 | 0 | 0 | 0 | 0 | 0 | 0 | 0 | 0 | 0 | 0 | 0 | 1.445 | 2.9149 | 4.4673 | 8.8272 | 0 | 0 | 0 | 0 | 0 | 0 | 0 | 0 | 0 | 0 | 0 | 0 | 0 | 0 | 0 | 0 | 0 | 0 | 0 | 0 | 0.17521 | 0 | 0 | 0 | 0 | 0 | 0 | 0 | 0 | 0 | 5
61794_G_GTWYS | PJM_EMAAC | Maryland | 24 | Worcester | 47 | 61794 | GTWYS | Gateway Solar | 0 | 2019 | 9999 | Solar PV | [5 empty] | Non-Fossil | G | 2030 | Solar |  | 0 | 0 | 0 | 0 | 0 | 0 | 0 | 0 | 0 | 0 | 0 | 0 | 0 | 0 | 0 | 0 | 0.75141 | 1.5157 | 2.323 | 4.5901 | 0 | 0 | 0 | 0 | 0 | 0 | 0 | 0 | 0 | 0 | 0 | 0 | 0 | 0 | 0 | 0 | 0 | 0 | 0 | 0 | 0.091108 | 0 | 0 | 0 | 0 | 0 | 0 | 0 | 0 | 0 | 2.6
61795_G_12649 | WECC_Northern California (not including BANC) | California | 6 | Napa | 55 | 61795 | 12649 | Pacific Union College BESS | 0 | 2019 | 9999 | Energy Storage | [5 empty] | Non-Fossil | G | 2030 | EnerStor |  | 0 | 0 | 0 | 0 | 0 | 0 | 0 | 0 | 0 | 0 | 0 | 0 | 0 | 0 | 0 | 0 | 0 | 0.00078168 | 0.46516 | 0.46595 | 0 | 0 | 0 | 0 | 0 | 0 | 0 | 0 | 0 | 0 | 0 | 0 | 0 | 0 | 0 | 0 | 0 | 0 | 0 | 0 | 0.036776 | 0 | 6.1519e-06 | 0.0036609 | 0.0036671 | 0 | 0 | 0 | 0 | 0 | 1
61798_G_1 | SPP North- (Kansas, Missouri) | Kansas | 20 | Butler | 15 | 61798 | 1 | Prairie Sky Solar Farm | 0 | 2017 | 9999 | Solar PV | [5 empty] | Non-Fossil | G | 2030 | Solar |  | 0 | 0 | 0 | 0 | 0 | 0 | 0 | 0 | 0 | 0 | 0 | 0 | 0 | 0 | 0 | 0 | 0.25457 | 0.57066 | 0.9857 | 1.8109 | 0 | 0 | 0 | 0 | 0 | 0 | 0 | 0 | 0 | 0 | 0 | 0 | 0 | 0 | 0 | 0 | 0 | 0 | 0 | 0 | 0.031598 | 0 | 0 | 0 | 0 | 0 | 0 | 0 | 0 | 0 | 1
61799_G_SREN2 | MISO_Indiana (including parts of Kentucky) | Indiana | 18 | Jasper | 73 | 61799 | SREN2 | Rensselaer Solar Site 2 | 0 | 2018 | 9999 | Solar PV | [5 empty] | Non-Fossil | G | 2030 | Solar |  | 0 | 0 | 0 | 0 | 0 | 0 | 0 | 0 | 0 | 0 | 0 | 0 | 0 | 0 | 0 | 0 | 0.80263 | 1.9325 | 3.4108 | 6.146 | 0 | 0 | 0 | 0 | 0 | 0 | 0 | 0 | 0 | 0 | 0 | 0 | 0 | 0 | 0 | 0 | 0 | 0 | 0 | 0 | 0.13918 | 0 | 0 | 0 | 0 | 0 | 0 | 0 | 0 | 0 | 4
6180_B_1 | ERCOT_Rest | Texas | 48 | Robertson | 395 | 6180 | 1 | Oak Grove (TX) | 10406 | 2010 | 9999 | Coal Steam | tangential | dry | Baghouse + Wet Scrubber + SCR + Mercury Control | LNC2 + NH3 | Wet Scrubber | Fossil | B | 2030 | Coal | Carbon Capture and Sequestration | 15.4455 | 20.9372 | 28.3533 | 64.736 | 0 | 0 | 0 | 0 | 0 | 0 | 0 | 0 | 15.4455 | 20.9372 | 28.3533 | 64.736 | 994.3419 | 1347.8857 | 1825.3135 | 4167.541 | 166.3939 | 225.5562 | 305.4493 | 697.3994 | 0.011488 | 0.015573 | 0.021088 | 0.048149 | 0.56446 | 0.76515 | 1.0362 | 2.3658 | 0.60413 | 0.81894 | 1.109 | 2.5321 | 0.0077227 | 0.010469 | 0.014177 | 0.032368 | 52.6269 | 12.1297 | 16.4424 | 22.2664 | 50.8385 | 18.2918 | 24.7956 | 33.5783 | 76.6658 | 174.7573 | 572.7747 | Scrubber / SCR / Mercury Control / Carbon Capture and Sequestration | Wet Scrubber
6180_B_2 | ERCOT_Rest | Texas | 48 | Robertson | 395 | 6180 | 2 | Oak Grove (TX) | 10472 | 2011 | 9999 | Coal Steam | wall | dry | Baghouse + Wet Scrubber + SCR + Mercury Control | LNB + NH3 + OFA | Wet Scrubber | Fossil | B | 2030 | Coal | Carbon Capture and Sequestration | 15.5435 | 21.07 | 28.5331 | 65.1466 | 0 | 0 | 0 | 0 | 0 | 0 | 0 | 0 | 15.5435 | 21.07 | 28.5331 | 65.1466 | 991.2108 | 1343.6413 | 1819.5658 | 4154.4179 | 166.79 | 226.9868 | 306.2382 | 700.0149 | 0.011388 | 0.015671 | 0.020921 | 0.047979 | 0.56905 | 0.77137 | 1.0446 | 2.385 | 0.4663 | 0.82413 | 0.86926 | 2.1597 | 0.0077717 | 0.010535 | 0.014267 | 0.032573 | 52.7175 | 12.1441 | 16.4621 | 22.293 | 50.8992 | 18.4449 | 24.9529 | 33.8558 | 77.2535 | 175.8655 | 570.9711 | Scrubber / SCR / Mercury Control / Carbon Capture and Sequestration | Wet Scrubber
61800_G_AMPSM | PJM_EMAAC | Delaware | 10 | Kent | 1 | 61800 | AMPSM | DG AMP Solar Smyrna | 0 | 2018 | 9999 | Solar PV | [5 empty] | Non-Fossil | G | 2030 | Solar |  | 0 | 0 | 0 | 0 | 0 | 0 | 0 | 0 | 0 | 0 | 0 | 0 | 0 | 0 | 0 | 0 | 0.35961 | 0.65171 | 0.97916 | 1.9905 | 0 | 0 | 0 | 0 | 0 | 0 | 0 | 0 | 0 | 0 | 0 | 0 | 0 | 0 | 0 | 0 | 0 | 0 | 0 | 0 | 0.04205 | 0 | 0 | 0 | 0 | 0 | 0 | 0 | 0 | 0 | 1.2
61804_G_ROC01 | NY_Zone B (Genesee) | New York | 36 | Monroe | 55 | 61804 | ROC01 | City of Rochester Solar | 0 | 2017 | 9999 | Solar PV | [5 empty] | Non-Fossil | G | 2030 | Solar |  | 0 | 0 | 0 | 0 | 0 | 0 | 0 | 0 | 0 | 0 | 0 | 0 | 0 | 0 | 0 | 0 | 0.37395 | 0.7386 | 1.3398 | 2.4523 | 0 | 0 | 0 | 0 | 0 | 0 | 0 | 0 | 0 | 0 | 0 | 0 | 0 | 0 | 0 | 0 | 0 | 0 | 0 | 0 | 0.056877 | 0 | 0 | 0 | 0 | 0 | 0 | 0 | 0 | 0 | 1.8
61805_G_AMPPS | PJM West | Ohio | 39 | Miami | 109 | 61805 | AMPPS | DG AMP Solar Piqua Staunton | 0 | 2018 | 9999 | Solar PV | [5 empty] | Non-Fossil | G | 2030 | Solar |  | 0 | 0 | 0 | 0 | 0 | 0 | 0 | 0 | 0 | 0 | 0 | 0 | 0 | 0 | 0 | 0 | 0.33623 | 0.79437 | 1.4253 | 2.5559 | 0 | 0 | 0 | 0 | 0 | 0 | 0 | 0 | 0 | 0 | 0 | 0 | 0 | 0 | 0 | 0 | 0 | 0 | 0 | 0 | 0.06845 | 0 | 0 | 0 | 0 | 0 | 0 | 0 | 0 | 0 | 1.8
61807_G_PV1 | FRCC | Florida | 12 | Hamilton | 47 | 61807 | PV1 | Hamilton Solar Power Plant | 0 | 2018 | 9999 | Solar PV | [5 empty] | Non-Fossil | G | 2030 | Solar |  | 0 | 0 | 0 | 0 | 0 | 0 | 0 | 0 | 0 | 0 | 0 | 0 | 0 | 0 | 0 | 0 | 30.1008 | 49.3932 | 61.7558 | 141.2498 | 0 | 0 | 0 | 0 | 0 | 0 | 0 | 0 | 0 | 0 | 0 | 0 | 0 | 0 | 0 | 0 | 0 | 0 | 0 | 0 | 3.136 | 0 | 0 | 0 | 0 | 0 | 0 | 0 | 0 | 0 | 74.9
61809_G_STWII | WECC_Northern Nevada | Nevada | 32 | Churchill | 1 | 61809 | STWII | EGP Stillwater Solar PV II, LLC | 0 | 2018 | 9999 | Solar PV | [5 empty] | Non-Fossil | G | 2030 | Solar |  | 0 | 0 | 0 | 0 | 0 | 0 | 0 | 0 | 0 | 0 | 0 | 0 | 0 | 0 | 0 | 0 | 6.6332 | 13.6585 | 21.456 | 41.7476 | 0 | 0 | 0 | 0 | 0 | 0 | 0 | 0 | 0 | 0 | 0 | 0 | 0 | 0 | 0 | 0 | 0 | 0 | 0 | 0 | 0.89623 | 0 | 0 | 0 | 0 | 0 | 0 | 0 | 0 | 0 | 20
61810_G_GEN1 | ERCOT_Rest | Texas | 48 | Lamar | 277 | 61810 | GEN1 | Chisum | 0 | 2018 | 9999 | Solar PV | [5 empty] | Non-Fossil | G | 2030 | Solar |  | 0 | 0 | 0 | 0 | 0 | 0 | 0 | 0 | 0 | 0 | 0 | 0 | 0 | 0 | 0 | 0 | 3.2897 | 5.9345 | 9.675 | 18.8993 | 0 | 0 | 0 | 0 | 0 | 0 | 0 | 0 | 0 | 0 | 0 | 0 | 0 | 0 | 0 | 0 | 0 | 0 | 0 | 0 | 0.37827 | 0 | 0 | 0 | 0 | 0 | 0 | 0 | 0 | 0 | 10
61811_G_PCEC | WECC_Colorado | Colorado | 8 | Arapahoe | 5 | 61811 | PCEC | Titan Solar | 0 | 2018 | 9999 | Solar PV | [5 empty] | Non-Fossil | G | 2030 | Solar |  | 0 | 0 | 0 | 0 | 0 | 0 | 0 | 0 | 0 | 0 | 0 | 0 | 0 | 0 | 0 | 0 | 17.8282 | 34.6301 | 55.3456 | 107.8038 | 0 | 0 | 0 | 0 | 0 | 0 | 0 | 0 | 0 | 0 | 0 | 0 | 0 | 0 | 0 | 0 | 0 | 0 | 0 | 0 | 2.1924 | 0 | 0 | 0 | 0 | 0 | 0 | 0 | 0 | 0 | 50
61813_G_RCHLD | PJM_Dominion | North Carolina | 37 | Currituck | 53 | 61813 | RCHLD | Ranchland Solar, LLC | 0 | 2017 | 9999 | Solar PV | [5 empty] | Non-Fossil | G | 2030 | Solar |  | 0 | 0 | 0 | 0 | 0 | 0 | 0 | 0 | 0 | 0 | 0 | 0 | 0 | 0 | 0 | 0 | 16.8811 | 34.5963 | 57.4265 | 108.9039 | 0 | 0 | 0 | 0 | 0 | 0 | 0 | 0 | 0 | 0 | 0 | 0 | 0 | 0 | 0 | 0 | 0 | 0 | 0 | 0 | 2.0879 | 0 | 0 | 0 | 0 | 0 | 0 | 0 | 0 | 0 | 60
61814_G_CII | ISONE_MA, VT, NH, RI (Rest of ISO New England) | Massachusetts | 25 | Middlesex | 17 | 61814 | CII | Kearsarge Concord II | 0 | 2017 | 9999 | Solar PV | [5 empty] | Non-Fossil | G | 2030 | Solar |  | 0 | 0 | 0 | 0 | 0 | 0 | 0 | 0 | 0 | 0 | 0 | 0 | 0 | 0 | 0 | 0 | 0.94161 | 1.8883 | 3.4666 | 6.2965 | 0 | 0 | 0 | 0 | 0 | 0 | 0 | 0 | 0 | 0 | 0 | 0 | 0 | 0 | 0 | 0 | 0 | 0 | 0 | 0 | 0.19713 | 0 | 0 | 0 | 0 | 0 | 0 | 0 | 0 | 0 | 4.5
61815_G_KSG1 | ISONE_MA, VT, NH, RI (Rest of ISO New England) | Massachusetts | 25 | Hampshire | 15 | 61815 | KSG1 | Kearsarge Granby | 0 | 2017 | 9999 | Solar PV | [5 empty] | Non-Fossil | G | 2030 | Solar |  | 0 | 0 | 0 | 0 | 0 | 0 | 0 | 0 | 0 | 0 | 0 | 0 | 0 | 0 | 0 | 0 | 0.10462 | 0.20982 | 0.38517 | 0.69961 | 0 | 0 | 0 | 0 | 0 | 0 | 0 | 0 | 0 | 0 | 0 | 0 | 0 | 0 | 0 | 0 | 0 | 0 | 0 | 0 | 0.021903 | 0 | 0 | 0 | 0 | 0 | 0 | 0 | 0 | 0 | 0.5
61815_G_KSG2 | ISONE_MA, VT, NH, RI (Rest of ISO New England) | Massachusetts | 25 | Hampshire | 15 | 61815 | KSG2 | Kearsarge Granby | 0 | 2017 | 9999 | Solar PV | [5 empty] | Non-Fossil | G | 2030 | Solar |  | 0 | 0 | 0 | 0 | 0 | 0 | 0 | 0 | 0 | 0 | 0 | 0 | 0 | 0 | 0 | 0 | 0.10462 | 0.20982 | 0.38517 | 0.69961 | 0 | 0 | 0 | 0 | 0 | 0 | 0 | 0 | 0 | 0 | 0 | 0 | 0 | 0 | 0 | 0 | 0 | 0 | 0 | 0 | 0.021903 | 0 | 0 | 0 | 0 | 0 | 0 | 0 | 0 | 0 | 0.5
61815_G_KSG5 | ISONE_MA, VT, NH, RI (Rest of ISO New England) | Massachusetts | 25 | Hampshire | 15 | 61815 | KSG5 | Kearsarge Granby | 0 | 2017 | 9999 | Solar PV | [5 empty] | Non-Fossil | G | 2030 | Solar |  | 0 | 0 | 0 | 0 | 0 | 0 | 0 | 0 | 0 | 0 | 0 | 0 | 0 | 0 | 0 | 0 | 0.10462 | 0.20982 | 0.38517 | 0.69961 | 0 | 0 | 0 | 0 | 0 | 0 | 0 | 0 | 0 | 0 | 0 | 0 | 0 | 0 | 0 | 0 | 0 | 0 | 0 | 0 | 0.021903 | 0 | 0 | 0 | 0 | 0 | 0 | 0 | 0 | 0 | 0.5
61815_G_KSG6 | ISONE_MA, VT, NH, RI (Rest of ISO New England) | Massachusetts | 25 | Hampshire | 15 | 61815 | KSG6 | Kearsarge Granby | 0 | 2017 | 9999 | Solar PV | [5 empty] | Non-Fossil | G | 2030 | Solar |  | 0 | 0 | 0 | 0 | 0 | 0 | 0 | 0 | 0 | 0 | 0 | 0 | 0 | 0 | 0 | 0 | 0.10462 | 0.20982 | 0.38517 | 0.69961 | 0 | 0 | 0 | 0 | 0 | 0 | 0 | 0 | 0 | 0 | 0 | 0 | 0 | 0 | 0 | 0 | 0 | 0 | 0 | 0 | 0.021903 | 0 | 0 | 0 | 0 | 0 | 0 | 0 | 0 | 0 | 0.5
61815_G_KSG7 | ISONE_MA, VT, NH, RI (Rest of ISO New England) | Massachusetts | 25 | Hampshire | 15 | 61815 | KSG7 | Kearsarge Granby | 0 | 2017 | 9999 | Solar PV | [5 empty] | Non-Fossil | G | 2030 | Solar |  | 0 | 0 | 0 | 0 | 0 | 0 | 0 | 0 | 0 | 0 | 0 | 0 | 0 | 0 | 0 | 0 | 0.10462 | 0.20982 | 0.38517 | 0.69961 | 0 | 0 | 0 | 0 | 0 | 0 | 0 | 0 | 0 | 0 | 0 | 0 | 0 | 0 | 0 | 0 | 0 | 0 | 0 | 0 | 0.021903 | 0 | 0 | 0 | 0 | 0 | 0 | 0 | 0 | 0 | 0.5
61817_G_BIGLA | MISO_Minnesota and Western Wisconsin | Minnesota | 27 | Sherburne | 141 | 61817 | BIGLA | Big Lake Project CSG | 0 | 2018 | 9999 | Solar PV | [5 empty] | Non-Fossil | G | 2030 | Solar |  | 0 | 0 | 0 | 0 | 0 | 0 | 0 | 0 | 0 | 0 | 0 | 0 | 0 | 0 | 0 | 0 | 1.0877 | 2.5252 | 4.7933 | 8.4061 | 0 | 0 | 0 | 0 | 0 | 0 | 0 | 0 | 0 | 0 | 0 | 0 | 0 | 0 | 0 | 0 | 0 | 0 | 0 | 0 | 0.15799 | 0 | 0 | 0 | 0 | 0 | 0 | 0 | 0 | 0 | 5
61818_G_AMPBR | PJM_ATSI | Ohio | 39 | Stark | 151 | 61818 | AMPBR | DG AMP Solar Brewster | 0 | 2018 | 9999 | Solar PV | [5 empty] | Non-Fossil | G | 2030 | Solar |  | 0 | 0 | 0 | 0 | 0 | 0 | 0 | 0 | 0 | 0 | 0 | 0 | 0 | 0 | 0 | 0 | 0.38688 | 0.93362 | 1.6478 | 2.9683 | 0 | 0 | 0 | 0 | 0 | 0 | 0 | 0 | 0 | 0 | 0 | 0 | 0 | 0 | 0 | 0 | 0 | 0 | 0 | 0 | 0.066116 | 0 | 0 | 0 | 0 | 0 | 0 | 0 | 0 | 0 | 1.9
61824_G_RPU2 | WECC_Southern California Edison | California | 6 | San Bernardino | 71 | 61824 | RPU2 | Target Shafter | 0 | 2018 | 9999 | Solar PV | [5 empty] | Non-Fossil | G | 2030 | Solar |  | 0 | 0 | 0 | 0 | 0 | 0 | 0 | 0 | 0 | 0 | 0 | 0 | 0 | 0 | 0 | 0 | 1.2072 | 2.3741 | 4.0101 | 7.5913 | 0 | 0 | 0 | 0 | 0 | 0 | 0 | 0 | 0 | 0 | 0 | 0 | 0 | 0 | 0 | 0 | 0 | 0 | 0 | 0 | 0.1376 | 0 | 0 | 0 | 0 | 0 | 0 | 0 | 0 | 0 | 3
61825_G_PV1 | WECC_Southern Nevada | Nevada | 32 | Clark | 3 | 61825 | PV1 | Dignity - Siena Campus | 0 | 2018 | 9999 | Solar PV | [5 empty] | Non-Fossil | G | 2030 | Solar |  | 0 | 0 | 0 | 0 | 0 | 0 | 0 | 0 | 0 | 0 | 0 | 0 | 0 | 0 | 0 | 0 | 0.58636 | 1.1487 | 1.769 | 3.5041 | 0 | 0 | 0 | 0 | 0 | 0 | 0 | 0 | 0 | 0 | 0 | 0 | 0 | 0 | 0 | 0 | 0 | 0 | 0 | 0 | 0.062575 | 0 | 0 | 0 | 0 | 0 | 0 | 0 | 0 | 0 | 1.4
61826_G_OREC | MISO_Missouri | Missouri | 29 | St Charles | 183 | 61826 | OREC | O'Fallon Renewable Energy Center | 0 | 2014 | 9999 | Solar PV | [5 empty] | Non-Fossil | G | 2030 | Solar |  | 0 | 0 | 0 | 0 | 0 | 0 | 0 | 0 | 0 | 0 | 0 | 0 | 0 | 0 | 0 | 0 | 1.0795 | 2.0981 | 3.6998 | 6.8773 | 0 | 0 | 0 | 0 | 0 | 0 | 0 | 0 | 0 | 0 | 0 | 0 | 0 | 0 | 0 | 0 | 0 | 0 | 0 | 0 | 0.14219 | 0 | 0 | 0 | 0 | 0 | 0 | 0 | 0 | 0 | 4.5
61827_G_PGRC3 | WECC_Pacific Northwest | Oregon | 41 | Yamhill | 71 | 61827 | PGRC3 | Dayton Cutoff Solar | 0 | 2017 | 9999 | Solar PV | [5 empty] | Non-Fossil | G | 2030 | Solar |  | 0 | 0 | 0 | 0 | 0 | 0 | 0 | 0 | 0 | 0 | 0 | 0 | 0 | 0 | 0 | 0 | 0.61576 | 1.3144 | 2.4357 | 4.3659 | 0 | 0 | 0 | 0 | 0 | 0 | 0 | 0 | 0 | 0 | 0 | 0 | 0 | 0 | 0 | 0 | 0 | 0 | 0 | 0 | 0.076943 | 0 | 0 | 0 | 0 | 0 | 0 | 0 | 0 | 0 | 2.2
61828_G_PGRC6 | WECC_Pacific Northwest | Oregon | 41 | Polk | 53 | 61828 | PGRC6 | Valley Creek Solar | 0 | 2017 | 9999 | Solar PV | [5 empty] | Non-Fossil | G | 2030 | Solar |  | 0 | 0 | 0 | 0 | 0 | 0 | 0 | 0 | 0 | 0 | 0 | 0 | 0 | 0 | 0 | 0 | 0.61576 | 1.3144 | 2.4357 | 4.3659 | 0 | 0 | 0 | 0 | 0 | 0 | 0 | 0 | 0 | 0 | 0 | 0 | 0 | 0 | 0 | 0 | 0 | 0 | 0 | 0 | 0.076943 | 0 | 0 | 0 | 0 | 0 | 0 | 0 | 0 | 0 | 2.2
61829_G_PGRC7 | WECC_Pacific Northwest | Oregon | 41 | Marion | 47 | 61829 | PGRC7 | Silverton Solar | 0 | 2017 | 9999 | Solar PV | [5 empty] | Non-Fossil | G | 2030 | Solar |  | 0 | 0 | 0 | 0 | 0 | 0 | 0 | 0 | 0 | 0 | 0 | 0 | 0 | 0 | 0 | 0 | 0.61576 | 1.3144 | 2.4357 | 4.3659 | 0 | 0 | 0 | 0 | 0 | 0 | 0 | 0 | 0 | 0 | 0 | 0 | 0 | 0 | 0 | 0 | 0 | 0 | 0 | 0 | 0.076943 | 0 | 0 | 0 | 0 | 0 | 0 | 0 | 0 | 0 | 2.2
6183_B_SM-1 | ERCOT_Rest | Texas | 48 | Atascosa | 13 | 6183 | SM-1 | San Miguel | 12358 | 1982 | 9999 | Coal Steam | wall | dry | ESPC + Wet Scrubber + SNCR + Mercury Control | LNB + OFA | Wet Scrubber | Fossil | B | 2030 | Coal | Coal Retirement | 0.12872 | 0.17449 | 0.23629 | 0.53951 | 0 | 0 | 0 | 0 | 0 | 0 | 0 | 0 | 0.12872 | 0.17449 | 0.23629 | 0.53951 | 6.3332 | 8.585 | 11.6258 | 26.5439 | 1.3683 | 1.8548 | 2.5118 | 5.7349 | 9.4306e-05 | 0.00012784 | 0.00017312 | 0.00039526 | 0.010221 | 0.013855 | 0.018763 | 0.042839 | 0.0088803 | 0.012038 | 0.016302 | 0.03722 | 6.4361e-05 | 8.7245e-05 | 0.00011815 | 0.00026975 | 0.57183 | 0.087561 | 0.11869 | 0.16074 | 0.36699 | 0.17291 | 0.23439 | 0.31742 | 0.72472 | 1.1866 | 388.6481 | Scrubber / SNCR / Mercury Control | Wet Scrubber
61830_G_PGRC8 | WECC_Pacific Northwest | Oregon | 41 | Marion | 47 | 61830 | PGRC8 | Sheep Solar | 0 | 2017 | 9999 | Solar PV | [5 empty] | Non-Fossil | G | 2030 | Solar |  | 0 | 0 | 0 | 0 | 0 | 0 | 0 | 0 | 0 | 0 | 0 | 0 | 0 | 0 | 0 | 0 | 0.61576 | 1.3144 | 2.4357 | 4.3659 | 0 | 0 | 0 | 0 | 0 | 0 | 0 | 0 | 0 | 0 | 0 | 0 | 0 | 0 | 0 | 0 | 0 | 0 | 0 | 0 | 0.076943 | 0 | 0 | 0 | 0 | 0 | 0 | 0 | 0 | 0 | 2.2
61831_G_PGRC2 | WECC_Pacific Northwest | Oregon | 41 | Clackamas | 5 | 61831 | PGRC2 | Colton Solar | 0 | 2017 | 9999 | Solar PV | [5 empty] | Non-Fossil | G | 2030 | Solar |  | 0 | 0 | 0 | 0 | 0 | 0 | 0 | 0 | 0 | 0 | 0 | 0 | 0 | 0 | 0 | 0 | 0.61576 | 1.3144 | 2.4357 | 4.3659 | 0 | 0 | 0 | 0 | 0 | 0 | 0 | 0 | 0 | 0 | 0 | 0 | 0 | 0 | 0 | 0 | 0 | 0 | 0 | 0 | 0.076943 | 0 | 0 | 0 | 0 | 0 | 0 | 0 | 0 | 0 | 2.2
61832_G_PGRC5 | WECC_Pacific Northwest | Oregon | 41 | Marion | 47 | 61832 | PGRC5 | Interstate Solar | 0 | 2017 | 9999 | Solar PV | [5 empty] | Non-Fossil | G | 2030 | Solar |  | 0 | 0 | 0 | 0 | 0 | 0 | 0 | 0 | 0 | 0 | 0 | 0 | 0 | 0 | 0 | 0 | 0.61576 | 1.3144 | 2.4357 | 4.3659 | 0 | 0 | 0 | 0 | 0 | 0 | 0 | 0 | 0 | 0 | 0 | 0 | 0 | 0 | 0 | 0 | 0 | 0 | 0 | 0 | 0.076943 | 0 | 0 | 0 | 0 | 0 | 0 | 0 | 0 | 0 | 2.2
61833_G_PGRC9 | SERC_VACAR | South Carolina | 45 | Dillon | 33 | 61833 | PGRC9 | Freedom Solar | 0 | 2017 | 9999 | Solar PV | [5 empty] | Non-Fossil | G | 2030 | Solar |  | 0 | 0 | 0 | 0 | 0 | 0 | 0 | 0 | 0 | 0 | 0 | 0 | 0 | 0 | 0 | 0 | 1.681 | 3.1192 | 4.2861 | 9.0863 | 0 | 0 | 0 | 0 | 0 | 0 | 0 | 0 | 0 | 0 | 0 | 0 | 0 | 0 | 0 | 0 | 0 | 0 | 0 | 0 | 0.15799 | 0 | 0 | 0 | 0 | 0 | 0 | 0 | 0 | 0 | 5
61834_G_SCSP1 | WECC_Southern California Edison | California | 6 | Riverside | 65 | 61834 | SCSP1 | Soboba Community Solar Project | 0 | 2016 | 9999 | Solar PV | [5 empty] | Non-Fossil | G | 2030 | Solar |  | 0 | 0 | 0 | 0 | 0 | 0 | 0 | 0 | 0 | 0 | 0 | 0 | 0 | 0 | 0 | 0 | 0.36215 | 0.71224 | 1.203 | 2.2774 | 0 | 0 | 0 | 0 | 0 | 0 | 0 | 0 | 0 | 0 | 0 | 0 | 0 | 0 | 0 | 0 | 0 | 0 | 0 | 0 | 0.041281 | 0 | 0 | 0 | 0 | 0 | 0 | 0 | 0 | 0 | 0.9
61835_G_PGRC4 | WECC_Pacific Northwest | Oregon | 41 | Polk | 53 | 61835 | PGRC4 | Grand Ronde Solar | 0 | 2017 | 9999 | Solar PV | [5 empty] | Non-Fossil | G | 2030 | Solar |  | 0 | 0 | 0 | 0 | 0 | 0 | 0 | 0 | 0 | 0 | 0 | 0 | 0 | 0 | 0 | 0 | 0.61576 | 1.3144 | 2.4357 | 4.3659 | 0 | 0 | 0 | 0 | 0 | 0 | 0 | 0 | 0 | 0 | 0 | 0 | 0 | 0 | 0 | 0 | 0 | 0 | 0 | 0 | 0.076943 | 0 | 0 | 0 | 0 | 0 | 0 | 0 | 0 | 0 | 2.2
61836_G_MIV | SPP West (Oklahoma, Arkansas, Louisiana) | Oklahoma | 40 | Canadian | 17 | 61836 | MIV | Minco Wind IV, LLC | 0 | 2018 | 9999 | Onshore Wind | [5 empty] | Non-Fossil | G | 2030 | Wind |  | 0 | 0 | 0 | 0 | 0 | 0 | 0 | 0 | 0 | 0 | 0 | 0 | 0 | 0 | 0 | 0 | 117.7884 | 174.047 | 173.2809 | 465.1163 | 0 | 0 | 0 | 0 | 0 | 0 | 0 | 0 | 0 | 0 | 0 | 0 | 0 | 0 | 0 | 0 | 0 | 0 | 0 | 0 | 5.4398 | 0 | 0 | 0 | 0 | 0 | 0 | 0 | 0 | 0 | 130
61839_G_FECC1 | MISO_Arkansas | Arkansas | 5 | Saline | 125 | 61839 | FECC1 | FECC Solar Benton | 0 | 2017 | 9999 | Solar PV | [5 empty] | Non-Fossil | G | 2030 | Solar |  | 0 | 0 | 0 | 0 | 0 | 0 | 0 | 0 | 0 | 0 | 0 | 0 | 0 | 0 | 0 | 0 | 0.30452 | 0.49492 | 0.74055 | 1.54 | 0 | 0 | 0 | 0 | 0 | 0 | 0 | 0 | 0 | 0 | 0 | 0 | 0 | 0 | 0 | 0 | 0 | 0 | 0 | 0 | 0.031598 | 0 | 0 | 0 | 0 | 0 | 0 | 0 | 0 | 0 | 1
61840_G_HOPE | ISONE_MA, VT, NH, RI (Rest of ISO New England) | Rhode Island | 44 | Providence | 7 | 61840 | HOPE | Hope Farm Solar, LLC | 0 | 2019 | 9999 | Solar PV | [5 empty] | Non-Fossil | G | 2030 | Solar |  | 0 | 0 | 0 | 0 | 0 | 0 | 0 | 0 | 0 | 0 | 0 | 0 | 0 | 0 | 0 | 0 | 2.1914 | 4.6712 | 7.6041 | 14.4667 | 0 | 0 | 0 | 0 | 0 | 0 | 0 | 0 | 0 | 0 | 0 | 0 | 0 | 0 | 0 | 0 | 0 | 0 | 0 | 0 | 0.31598 | 0 | 0 | 0 | 0 | 0 | 0 | 0 | 0 | 0 | 10
61842_G_PV1 | PJM_Dominion | North Carolina | 37 | Perquimans | 143 | 61842 | PV1 | Sun Farm VI, LLC | 0 | 2018 | 9999 | Solar PV | [5 empty] | Non-Fossil | G | 2030 | Solar |  | 0 | 0 | 0 | 0 | 0 | 0 | 0 | 0 | 0 | 0 | 0 | 0 | 0 | 0 | 0 | 0 | 1.3505 | 2.7677 | 4.5941 | 8.7123 | 0 | 0 | 0 | 0 | 0 | 0 | 0 | 0 | 0 | 0 | 0 | 0 | 0 | 0 | 0 | 0 | 0 | 0 | 0 | 0 | 0.16703 | 0 | 0 | 0 | 0 | 0 | 0 | 0 | 0 | 0 | 4.8
61843_G_10276 | WECC_San Diego Gas and Electric | California | 6 | San Diego | 73 | 61843 | 10276 | SeaWorld Aquatica | 0 | 2018 | 9999 | Solar PV | [5 empty] | Non-Fossil | G | 2030 | Solar |  | 0 | 0 | 0 | 0 | 0 | 0 | 0 | 0 | 0 | 0 | 0 | 0 | 0 | 0 | 0 | 0 | 0.35707 | 0.74846 | 1.2548 | 2.3604 | 0 | 0 | 0 | 0 | 0 | 0 | 0 | 0 | 0 | 0 | 0 | 0 | 0 | 0 | 0 | 0 | 0 | 0 | 0 | 0 | 0.043988 | 0 | 0 | 0 | 0 | 0 | 0 | 0 | 0 | 0 | 1
61844_G_BRUSH | WECC_Pacific Northwest | Oregon | 41 | Baker | 1 | 61844 | BRUSH | Brush Solar Center | 0 | 2019 | 9999 | Solar PV | [5 empty] | Non-Fossil | G | 2030 | Solar |  | 0 | 0 | 0 | 0 | 0 | 0 | 0 | 0 | 0 | 0 | 0 | 0 | 0 | 0 | 0 | 0 | 0.78369 | 1.6729 | 3.1 | 5.5566 | 0 | 0 | 0 | 0 | 0 | 0 | 0 | 0 | 0 | 0 | 0 | 0 | 0 | 0 | 0 | 0 | 0 | 0 | 0 | 0 | 0.097927 | 0 | 0 | 0 | 0 | 0 | 0 | 0 | 0 | 0 | 2.8
61845_G_MM28 | WECC_Southern California Edison | California | 6 | Kern | 29 | 61845 | MM28 | Bolthouse Farms Fuel Cell | 7648 | 2020 | 9999 | Fuel Cell | [5 empty] | Non-Fossil | G | 2030 | NaturalGas |  | 0 | 0 | 1.2742e-08 | 1.2742e-08 | 0 | 0 | 0 | 0 | 0 | 0 | 0 | 0 | 0 | 0 | 0 | 0 | 0 | 0 | 1.666e-06 | 1.666e-06 | 0 | 0 | 9.2654e-07 | 9.2654e-07 | 0 | 0 | 1.1079e-15 | 1.1079e-15 | 0 | 0 | 0 | 0 | 0 | 0 | 0 | 0 | 0 | 0 | 0 | 0 | 0 | 0 | 0 | 7.5082e-08 | 7.5082e-08 | 0 | 0 | 3.6296e-08 | 3.6296e-08 | 0 | 1e-06
61845_G_MM29 | WECC_Southern California Edison | California | 6 | Kern | 29 | 61845 | MM29 | Bolthouse Farms Fuel Cell | 7648 | 2020 | 9999 | Fuel Cell | [5 empty] | Non-Fossil | G | 2030 | NaturalGas |  | 0 | 0 | 1.2742e-08 | 1.2742e-08 | 0 | 0 | 0 | 0 | 0 | 0 | 0 | 0 | 0 | 0 | 0 | 0 | 0 | 0 | 1.666e-06 | 1.666e-06 | 0 | 0 | 9.2654e-07 | 9.2654e-07 | 0 | 0 | 1.1079e-15 | 1.1079e-15 | 0 | 0 | 0 | 0 | 0 | 0 | 0 | 0 | 0 | 0 | 0 | 0 | 0 | 0 | 0 | 7.5082e-08 | 7.5082e-08 | 0 | 0 | 3.6296e-08 | 3.6296e-08 | 0 | 1e-06
61846_G_MM27 | WECC_Southern California Edison | California | 6 | Tulare | 107 | 61846 | MM27 | Tulare WWTP BioMat Fuel Cell | 7648 | 2019 | 9999 | Fuel Cell | [5 empty] | Non-Fossil | G | 2030 | NaturalGas |  | 0 | 0 | 0.035677 | 0.035677 | 0 | 0 | 0 | 0 | 0 | 0 | 0 | 0 | 0 | 0 | 0 | 0 | 0 | 0 | 4.6649 | 4.6649 | 0 | 0 | 2.5943 | 2.5943 | 0 | 0 | 3.1022e-09 | 3.1022e-09 | 0 | 0 | 0 | 0 | 0 | 0 | 0 | 0 | 0 | 0 | 0 | 0 | 0 | 0 | 0 | 0.21023 | 0.21023 | 0 | 0 | 0.10163 | 0.10163 | 0 | 2.8
61847_G_10046 | NY_Zone F (Capital) | New York | 36 | Fulton | 35 | 61847 | 10046 | Broadalbin | 0 | 2018 | 9999 | Solar PV | [5 empty] | Non-Fossil | G | 2030 | Solar |  | 0 | 0 | 0 | 0 | 0 | 0 | 0 | 0 | 0 | 0 | 0 | 0 | 0 | 0 | 0 | 0 | 0.43984 | 0.85995 | 1.4848 | 2.7846 | 0 | 0 | 0 | 0 | 0 | 0 | 0 | 0 | 0 | 0 | 0 | 0 | 0 | 0 | 0 | 0 | 0 | 0 | 0 | 0 | 0.063197 | 0 | 0 | 0 | 0 | 0 | 0 | 0 | 0 | 0 | 2
61848_G_WT1 | SPP SPS (Texas Panhandle) | Texas | 48 | Lubbock | 303 | 61848 | WT1 | PYCO Industries, Inc. Wind Farm | 0 | 2008 | 9999 | Onshore Wind | [5 empty] | Non-Fossil | G | 2030 | Wind |  | 0 | 0 | 0 | 0 | 0 | 0 | 0 | 0 | 0 | 0 | 0 | 0 | 0 | 0 | 0 | 0 | 2.5312 | 3.7543 | 4.1476 | 10.433 | 0 | 0 | 0 | 0 | 0 | 0 | 0 | 0 | 0 | 0 | 0 | 0 | 0 | 0 | 0 | 0 | 0 | 0 | 0 | 0 | 0.12583 | 0 | 0 | 0 | 0 | 0 | 0 | 0 | 0 | 0 | 3
61849_G_SO291 | PJM_Dominion | Virginia | 51 | Pittsylvania | 143 | 61849 | SO291 | Danville | 0 | 2018 | 9999 | Solar PV | [5 empty] | Non-Fossil | G | 2030 | Solar |  | 0 | 0 | 0 | 0 | 0 | 0 | 0 | 0 | 0 | 0 | 0 | 0 | 0 | 0 | 0 | 0 | 2.9288 | 4.9828 | 6.0366 | 13.9482 | 0 | 0 | 0 | 0 | 0 | 0 | 0 | 0 | 0 | 0 | 0 | 0 | 0 | 0 | 0 | 0 | 0 | 0 | 0 | 0 | 0.18959 | 0 | 0 | 0 | 0 | 0 | 0 | 0 | 0 | 0 | 6
61850_G_IC1 | MISO_Iowa | Iowa | 19 | Iowa | 95 | 61850 | IC1 | Amana Society Service Company | 10904 | 2001 | 9999 | Combustion Turbine | [5 empty] | Fossil | G | 2030 | Oil |  | 0 | 0 | 0 | 0 | 0 | 0 | 0 | 0 | 0 | 0 | 0 | 0 | 0 | 0 | 0 | 0 | 0 | 0 | 0 | 0 | 0 | 0 | 0 | 0 | 0 | 0 | 0 | 0 | 0 | 0 | 0 | 0 | 0 | 0 | 0 | 0 | 0 | 0 | 0 | 0 | 0.077627 | 0 | 0 | 0 | 0 | 0 | 0 | 0 | 0 | 0 | 1.8
61850_G_IC10 | MISO_Iowa | Iowa | 19 | Iowa | 95 | 61850 | IC10 | Amana Society Service Company | 11011 | 2001 | 9999 | Combustion Turbine | [5 empty] | Fossil | G | 2030 | Oil |  | 0 | 0 | 0 | 0 | 0 | 0 | 0 | 0 | 0 | 0 | 0 | 0 | 0 | 0 | 0 | 0 | 0 | 0 | 0 | 0 | 0 | 0 | 0 | 0 | 0 | 0 | 0 | 0 | 0 | 0 | 0 | 0 | 0 | 0 | 0 | 0 | 0 | 0 | 0 | 0 | 0.077627 | 0 | 0 | 0 | 0 | 0 | 0 | 0 | 0 | 0 | 1.8
61850_G_IC11 | MISO_Iowa | Iowa | 19 | Iowa | 95 | 61850 | IC11 | Amana Society Service Company | 11011 | 2001 | 9999 | Combustion Turbine | [5 empty] | Fossil | G | 2030 | Oil |  | 0 | 0 | 0 | 0 | 0 | 0 | 0 | 0 | 0 | 0 | 0 | 0 | 0 | 0 | 0 | 0 | 0 | 0 | 0 | 0 | 0 | 0 | 0 | 0 | 0 | 0 | 0 | 0 | 0 | 0 | 0 | 0 | 0 | 0 | 0 | 0 | 0 | 0 | 0 | 0 | 0.077627 | 0 | 0 | 0 | 0 | 0 | 0 | 0 | 0 | 0 | 1.8
61850_G_IC12 | MISO_Iowa | Iowa | 19 | Iowa | 95 | 61850 | IC12 | Amana Society Service Company | 11011 | 2001 | 9999 | Combustion Turbine | [5 empty] | Fossil | G | 2030 | Oil |  | 0 | 0 | 0 | 0 | 0 | 0 | 0 | 0 | 0 | 0 | 0 | 0 | 0 | 0 | 0 | 0 | 0 | 0 | 0 | 0 | 0 | 0 | 0 | 0 | 0 | 0 | 0 | 0 | 0 | 0 | 0 | 0 | 0 | 0 | 0 | 0 | 0 | 0 | 0 | 0 | 0.077627 | 0 | 0 | 0 | 0 | 0 | 0 | 0 | 0 | 0 | 1.8
61850_G_IC2 | MISO_Iowa | Iowa | 19 | Iowa | 95 | 61850 | IC2 | Amana Society Service Company | 11011 | 2001 | 9999 | Combustion Turbine | [5 empty] | Fossil | G | 2030 | Oil |  | 0 | 0 | 0 | 0 | 0 | 0 | 0 | 0 | 0 | 0 | 0 | 0 | 0 | 0 | 0 | 0 | 0 | 0 | 0 | 0 | 0 | 0 | 0 | 0 | 0 | 0 | 0 | 0 | 0 | 0 | 0 | 0 | 0 | 0 | 0 | 0 | 0 | 0 | 0 | 0 | 0.077627 | 0 | 0 | 0 | 0 | 0 | 0 | 0 | 0 | 0 | 1.8
61850_G_IC3 | MISO_Iowa | Iowa | 19 | Iowa | 95 | 61850 | IC3 | Amana Society Service Company | 11011 | 2001 | 9999 | Combustion Turbine | [5 empty] | Fossil | G | 2030 | Oil |  | 0 | 0 | 0 | 0 | 0 | 0 | 0 | 0 | 0 | 0 | 0 | 0 | 0 | 0 | 0 | 0 | 0 | 0 | 0 | 0 | 0 | 0 | 0 | 0 | 0 | 0 | 0 | 0 | 0 | 0 | 0 | 0 | 0 | 0 | 0 | 0 | 0 | 0 | 0 | 0 | 0.077627 | 0 | 0 | 0 | 0 | 0 | 0 | 0 | 0 | 0 | 1.8
61850_G_IC4 | MISO_Iowa | Iowa | 19 | Iowa | 95 | 61850 | IC4 | Amana Society Service Company | 11011 | 2001 | 9999 | Combustion Turbine | [5 empty] | Fossil | G | 2030 | Oil |  | 0 | 0 | 0 | 0 | 0 | 0 | 0 | 0 | 0 | 0 | 0 | 0 | 0 | 0 | 0 | 0 | 0 | 0 | 0 | 0 | 0 | 0 | 0 | 0 | 0 | 0 | 0 | 0 | 0 | 0 | 0 | 0 | 0 | 0 | 0 | 0 | 0 | 0 | 0 | 0 | 0.077627 | 0 | 0 | 0 | 0 | 0 | 0 | 0 | 0 | 0 | 1.8
61850_G_IC5 | MISO_Iowa | Iowa | 19 | Iowa | 95 | 61850 | IC5 | Amana Society Service Company | 11011 | 2001 | 9999 | Combustion Turbine | [5 empty] | Fossil | G | 2030 | Oil |  | 0 | 0 | 0 | 0 | 0 | 0 | 0 | 0 | 0 | 0 | 0 | 0 | 0 | 0 | 0 | 0 | 0 | 0 | 0 | 0 | 0 | 0 | 0 | 0 | 0 | 0 | 0 | 0 | 0 | 0 | 0 | 0 | 0 | 0 | 0 | 0 | 0 | 0 | 0 | 0 | 0.077627 | 0 | 0 | 0 | 0 | 0 | 0 | 0 | 0 | 0 | 1.8
61850_G_IC6 | MISO_Iowa | Iowa | 19 | Iowa | 95 | 61850 | IC6 | Amana Society Service Company | 11011 | 2001 | 9999 | Combustion Turbine | [5 empty] | Fossil | G | 2030 | Oil |  | 0 | 0 | 0 | 0 | 0 | 0 | 0 | 0 | 0 | 0 | 0 | 0 | 0 | 0 | 0 | 0 | 0 | 0 | 0 | 0 | 0 | 0 | 0 | 0 | 0 | 0 | 0 | 0 | 0 | 0 | 0 | 0 | 0 | 0 | 0 | 0 | 0 | 0 | 0 | 0 | 0.077627 | 0 | 0 | 0 | 0 | 0 | 0 | 0 | 0 | 0 | 1.8
61850_G_IC7 | MISO_Iowa | Iowa | 19 | Iowa | 95 | 61850 | IC7 | Amana Society Service Company | 11011 | 2001 | 9999 | Combustion Turbine | [5 empty] | Fossil | G | 2030 | Oil |  | 0 | 0 | 0 | 0 | 0 | 0 | 0 | 0 | 0 | 0 | 0 | 0 | 0 | 0 | 0 | 0 | 0 | 0 | 0 | 0 | 0 | 0 | 0 | 0 | 0 | 0 | 0 | 0 | 0 | 0 | 0 | 0 | 0 | 0 | 0 | 0 | 0 | 0 | 0 | 0 | 0.077627 | 0 | 0 | 0 | 0 | 0 | 0 | 0 | 0 | 0 | 1.8
61850_G_IC8 | MISO_Iowa | Iowa | 19 | Iowa | 95 | 61850 | IC8 | Amana Society Service Company | 11011 | 2001 | 9999 | Combustion Turbine | [5 empty] | Fossil | G | 2030 | Oil |  | 0 | 0 | 0 | 0 | 0 | 0 | 0 | 0 | 0 | 0 | 0 | 0 | 0 | 0 | 0 | 0 | 0 | 0 | 0 | 0 | 0 | 0 | 0 | 0 | 0 | 0 | 0 | 0 | 0 | 0 | 0 | 0 | 0 | 0 | 0 | 0 | 0 | 0 | 0 | 0 | 0.077627 | 0 | 0 | 0 | 0 | 0 | 0 | 0 | 0 | 0 | 1.8
61850_G_IC9 | MISO_Iowa | Iowa | 19 | Iowa | 95 | 61850 | IC9 | Amana Society Service Company | 11011 | 2001 | 9999 | Combustion Turbine | [5 empty] | Fossil | G | 2030 | Oil |  | 0 | 0 | 0 | 0 | 0 | 0 | 0 | 0 | 0 | 0 | 0 | 0 | 0 | 0 | 0 | 0 | 0 | 0 | 0 | 0 | 0 | 0 | 0 | 0 | 0 | 0 | 0 | 0 | 0 | 0 | 0 | 0 | 0 | 0 | 0 | 0 | 0 | 0 | 0 | 0 | 0.077627 | 0 | 0 | 0 | 0 | 0 | 0 | 0 | 0 | 0 | 1.8
61853_G_GEN 1 | WECC_Utah | Utah | 49 | Wasatch | 51 | 61853 | GEN 1 | Jordanelle Dam Hydroelectric Project | 0 | 2008 | 9999 | Hydro | [5 empty] | Non-Fossil | G | 2030 | Hydro |  | 0 | 0 | 0 | 0 | 0 | 0 | 0 | 0 | 0 | 0 | 0 | 0 | 0 | 0 | 0 | 0 | 4.5699 | 6.5166 | 10.1399 | 21.2264 | 0 | 0 | 0 | 0 | 0 | 0 | 0 | 0 | 0 | 0 | 0 | 0 | 0 | 0 | 0 | 0 | 0 | 0 | 0 | 0 | 0.10275 | 0.0063521 | 0.0090581 | 0.014095 | 0.029505 | 0 | 0 | 0 | 0 | 0 | 6.5
61853_G_GEN 2 | WECC_Utah | Utah | 49 | Wasatch | 51 | 61853 | GEN 2 | Jordanelle Dam Hydroelectric Project | 0 | 2008 | 9999 | Hydro | [5 empty] | Non-Fossil | G | 2030 | Hydro |  | 0 | 0 | 0 | 0 | 0 | 0 | 0 | 0 | 0 | 0 | 0 | 0 | 0 | 0 | 0 | 0 | 4.5699 | 6.5166 | 10.1399 | 21.2264 | 0 | 0 | 0 | 0 | 0 | 0 | 0 | 0 | 0 | 0 | 0 | 0 | 0 | 0 | 0 | 0 | 0 | 0 | 0 | 0 | 0.10275 | 0.0063521 | 0.0090581 | 0.014095 | 0.029505 | 0 | 0 | 0 | 0 | 0 | 6.5
61854_G_BAKER | WECC_Pacific Northwest | Oregon | 41 | Baker | 1 | 61854 | BAKER | Baker City Solar | 0 | 2019 | 9999 | Solar PV | [5 empty] | Non-Fossil | G | 2030 | Solar |  | 0 | 0 | 0 | 0 | 0 | 0 | 0 | 0 | 0 | 0 | 0 | 0 | 0 | 0 | 0 | 0 | 4.1983 | 8.962 | 16.607 | 29.7674 | 0 | 0 | 0 | 0 | 0 | 0 | 0 | 0 | 0 | 0 | 0 | 0 | 0 | 0 | 0 | 0 | 0 | 0 | 0 | 0 | 0.52461 | 0 | 0 | 0 | 0 | 0 | 0 | 0 | 0 | 0 | 15
61855_G_MORGN | WECC_Pacific Northwest | Oregon | 41 | Malheur | 45 | 61855 | MORGN | Morgan Solar Center | 0 | 2019 | 9999 | Solar PV | [5 empty] | Non-Fossil | G | 2030 | Solar |  | 0 | 0 | 0 | 0 | 0 | 0 | 0 | 0 | 0 | 0 | 0 | 0 | 0 | 0 | 0 | 0 | 0.83967 | 1.7924 | 3.3214 | 5.9535 | 0 | 0 | 0 | 0 | 0 | 0 | 0 | 0 | 0 | 0 | 0 | 0 | 0 | 0 | 0 | 0 | 0 | 0 | 0 | 0 | 0.10492 | 0 | 0 | 0 | 0 | 0 | 0 | 0 | 0 | 0 | 3
61856_G_VALE | WECC_Pacific Northwest | Oregon | 41 | Malheur | 45 | 61856 | VALE | Vale Solar Center | 0 | 2019 | 9999 | Solar PV | [5 empty] | Non-Fossil | G | 2030 | Solar |  | 0 | 0 | 0 | 0 | 0 | 0 | 0 | 0 | 0 | 0 | 0 | 0 | 0 | 0 | 0 | 0 | 0.83967 | 1.7924 | 3.3214 | 5.9535 | 0 | 0 | 0 | 0 | 0 | 0 | 0 | 0 | 0 | 0 | 0 | 0 | 0 | 0 | 0 | 0 | 0 | 0 | 0 | 0 | 0.10492 | 0 | 0 | 0 | 0 | 0 | 0 | 0 | 0 | 0 | 3
61858_G_WT | WECC_Montana | Montana | 30 | Stillwater | 95 | 61858 | WT | Stillwater Wind, LLC | 0 | 2018 | 9999 | Onshore Wind | [5 empty] | Non-Fossil | G | 2030 | Wind |  | 0 | 0 | 0 | 0 | 0 | 0 | 0 | 0 | 0 | 0 | 0 | 0 | 0 | 0 | 0 | 0 | 74.053 | 90.5793 | 75.7055 | 240.3379 | 0 | 0 | 0 | 0 | 0 | 0 | 0 | 0 | 0 | 0 | 0 | 0 | 0 | 0 | 0 | 0 | 0 | 0 | 0 | 0 | 3.3345 | 0 | 0 | 0 | 0 | 0 | 0 | 0 | 0 | 0 | 80
61860_G_ONTRO | WECC_Pacific Northwest | Oregon | 41 | Malheur | 45 | 61860 | ONTRO | Ontario Solar Center | 0 | 2019 | 9999 | Solar PV | [5 empty] | Non-Fossil | G | 2030 | Solar |  | 0 | 0 | 0 | 0 | 0 | 0 | 0 | 0 | 0 | 0 | 0 | 0 | 0 | 0 | 0 | 0 | 0.83967 | 1.7924 | 3.3214 | 5.9535 | 0 | 0 | 0 | 0 | 0 | 0 | 0 | 0 | 0 | 0 | 0 | 0 | 0 | 0 | 0 | 0 | 0 | 0 | 0 | 0 | 0.10492 | 0 | 0 | 0 | 0 | 0 | 0 | 0 | 0 | 0 | 3
61861_G_SRP | WECC_Arizona | Arizona | 4 | Maricopa | 13 | 61861 | SRP | AES ES GILBERT | 0 | 2019 | 9999 | Energy Storage | [5 empty] | Non-Fossil | G | 2030 | EnerStor |  | 0 | 0 | 0 | 0 | 0 | 0 | 0 | 0 | 0 | 0 | 0 | 0 | 0 | 0 | 0 | 0 | 0 | 2.6019 | 3.263 | 5.8649 | 0 | 0 | 0 | 0 | 0 | 0 | 0 | 0 | 0 | 0 | 0 | 0 | 0 | 0 | 0 | 0 | 0 | 0 | 0 | 0 | 0.36776 | 0 | 0.020477 | 0.02568 | 0.046158 | 0 | 0 | 0 | 0 | 0 | 10
61862_G_PV1 | WECC_Southern Nevada | Nevada | 32 | Clark | 3 | 61862 | PV1 | Dignity - San Martin | 0 | 2018 | 9999 | Solar PV | [5 empty] | Non-Fossil | G | 2030 | Solar |  | 0 | 0 | 0 | 0 | 0 | 0 | 0 | 0 | 0 | 0 | 0 | 0 | 0 | 0 | 0 | 0 | 0.71201 | 1.3949 | 2.1481 | 4.255 | 0 | 0 | 0 | 0 | 0 | 0 | 0 | 0 | 0 | 0 | 0 | 0 | 0 | 0 | 0 | 0 | 0 | 0 | 0 | 0 | 0.075984 | 0 | 0 | 0 | 0 | 0 | 0 | 0 | 0 | 0 | 1.7
61863_G_10048 | NY_Zone F (Capital) | New York | 36 | Montgomery | 57 | 61863 | 10048 | Duanesburg | 0 | 2018 | 9999 | Solar PV | [5 empty] | Non-Fossil | G | 2030 | Solar |  | 0 | 0 | 0 | 0 | 0 | 0 | 0 | 0 | 0 | 0 | 0 | 0 | 0 | 0 | 0 | 0 | 0.43984 | 0.85995 | 1.4848 | 2.7846 | 0 | 0 | 0 | 0 | 0 | 0 | 0 | 0 | 0 | 0 | 0 | 0 | 0 | 0 | 0 | 0 | 0 | 0 | 0 | 0 | 0.063197 | 0 | 0 | 0 | 0 | 0 | 0 | 0 | 0 | 0 | 2
61864_G_DIXSL | PJM_EMAAC | New Jersey | 34 | Burlington | 5 | 61864 | DIXSL | Dix Solar, L.L.C | 0 | 2017 | 9999 | Solar PV | [5 empty] | Non-Fossil | G | 2030 | Solar |  | 0 | 0 | 0 | 0 | 0 | 0 | 0 | 0 | 0 | 0 | 0 | 0 | 0 | 0 | 0 | 0 | 2.7404 | 5.9212 | 9.8186 | 18.4802 | 0 | 0 | 0 | 0 | 0 | 0 | 0 | 0 | 0 | 0 | 0 | 0 | 0 | 0 | 0 | 0 | 0 | 0 | 0 | 0 | 0.59497 | 0 | 0 | 0 | 0 | 0 | 0 | 0 | 0 | 0 | 13
61865_G_1 | ERCOT_Rest | Texas | 48 | Starr | 427 | 61865 | 1 | Rio Bravo Windpower, LLC | 0 | 2019 | 9999 | Onshore Wind | [5 empty] | Non-Fossil | G | 2030 | Wind |  | 0 | 0 | 0 | 0 | 0 | 0 | 0 | 0 | 0 | 0 | 0 | 0 | 0 | 0 | 0 | 0 | 180.76 | 256.3139 | 299.9735 | 737.0474 | 0 | 0 | 0 | 0 | 0 | 0 | 0 | 0 | 0 | 0 | 0 | 0 | 0 | 0 | 0 | 0 | 0 | 0 | 0 | 0 | 9.6382 | 0 | 0 | 0 | 0 | 0 | 0 | 0 | 0 | 0 | 237.6
61866_G_1 | SPP West (Oklahoma, Arkansas, Louisiana) | Oklahoma | 40 | Pushmataha | 127 | 61866 | 1 | Wildhorse Mountain Wind Facility | 0 | 2019 | 9999 | Onshore Wind | [5 empty] | Non-Fossil | G | 2030 | Wind |  | 0 | 0 | 0 | 0 | 0 | 0 | 0 | 0 | 0 | 0 | 0 | 0 | 0 | 0 | 0 | 0 | 90.6064 | 133.8823 | 133.293 | 357.7818 | 0 | 0 | 0 | 0 | 0 | 0 | 0 | 0 | 0 | 0 | 0 | 0 | 0 | 0 | 0 | 0 | 0 | 0 | 0 | 0 | 4.1845 | 0 | 0 | 0 | 0 | 0 | 0 | 0 | 0 | 0 | 100
61867_G_GEN1 | ERCOT_Rest | Texas | 48 | Austin | 15 | 61867 | GEN1 | Bovine | 0 | 2018 | 9999 | Solar PV | [5 empty] | Non-Fossil | G | 2030 | Solar |  | 0 | 0 | 0 | 0 | 0 | 0 | 0 | 0 | 0 | 0 | 0 | 0 | 0 | 0 | 0 | 0 | 3.2897 | 5.9345 | 9.675 | 18.8993 | 0 | 0 | 0 | 0 | 0 | 0 | 0 | 0 | 0 | 0 | 0 | 0 | 0 | 0 | 0 | 0 | 0 | 0 | 0 | 0 | 0.37827 | 0 | 0 | 0 | 0 | 0 | 0 | 0 | 0 | 0 | 10
61868_G_GEN1 | ERCOT_Rest | Texas | 48 | Fort Bend | 157 | 61868 | GEN1 | Bronson | 0 | 2018 | 9999 | Solar PV | [5 empty] | Non-Fossil | G | 2030 | Solar |  | 0 | 0 | 0 | 0 | 0 | 0 | 0 | 0 | 0 | 0 | 0 | 0 | 0 | 0 | 0 | 0 | 3.2897 | 5.9345 | 9.675 | 18.8993 | 0 | 0 | 0 | 0 | 0 | 0 | 0 | 0 | 0 | 0 | 0 | 0 | 0 | 0 | 0 | 0 | 0 | 0 | 0 | 0 | 0.37827 | 0 | 0 | 0 | 0 | 0 | 0 | 0 | 0 | 0 | 10
61869_G_SHS3 | SPP West (Oklahoma, Arkansas, Louisiana) | Arkansas | 5 | Johnson | 71 | 61869 | SHS3 | Scenic Hill Solar III | 0 | 2017 | 9999 | Solar PV | [5 empty] | Non-Fossil | G | 2030 | Solar |  | 0 | 0 | 0 | 0 | 0 | 0 | 0 | 0 | 0 | 0 | 0 | 0 | 0 | 0 | 0 | 0 | 1.6041 | 3.5268 | 5.7115 | 10.8424 | 0 | 0 | 0 | 0 | 0 | 0 | 0 | 0 | 0 | 0 | 0 | 0 | 0 | 0 | 0 | 0 | 0 | 0 | 0 | 0 | 0.15799 | 0 | 0 | 0 | 0 | 0 | 0 | 0 | 0 | 0 | 5
61870_G_MONTE | MISO_Minnesota and Western Wisconsin | Minnesota | 27 | Yellow Medicine | 173 | 61870 | MONTE | Montevideo Solar LLC, CSG | 0 | 2019 | 9999 | Solar PV | [5 empty] | Non-Fossil | G | 2030 | Solar |  | 0 | 0 | 0 | 0 | 0 | 0 | 0 | 0 | 0 | 0 | 0 | 0 | 0 | 0 | 0 | 0 | 1.0877 | 2.5252 | 4.7933 | 8.4061 | 0 | 0 | 0 | 0 | 0 | 0 | 0 | 0 | 0 | 0 | 0 | 0 | 0 | 0 | 0 | 0 | 0 | 0 | 0 | 0 | 0.15799 | 0 | 0 | 0 | 0 | 0 | 0 | 0 | 0 | 0 | 5
61871_G_GEN1 | ERCOT_Rest | Texas | 48 | Hunt | 231 | 61871 | GEN1 | Sterling Solar (TX) | 0 | 2018 | 9999 | Solar PV | [5 empty] | Non-Fossil | G | 2030 | Solar |  | 0 | 0 | 0 | 0 | 0 | 0 | 0 | 0 | 0 | 0 | 0 | 0 | 0 | 0 | 0 | 0 | 3.2897 | 5.9345 | 9.675 | 18.8993 | 0 | 0 | 0 | 0 | 0 | 0 | 0 | 0 | 0 | 0 | 0 | 0 | 0 | 0 | 0 | 0 | 0 | 0 | 0 | 0 | 0.37827 | 0 | 0 | 0 | 0 | 0 | 0 | 0 | 0 | 0 | 10
61872_G_GEN1 | ERCOT_Rest | Texas | 48 | Menard | 327 | 61872 | GEN1 | Lampwick | 0 | 2019 | 9999 | Solar PV | [5 empty] | Non-Fossil | G | 2030 | Solar |  | 0 | 0 | 0 | 0 | 0 | 0 | 0 | 0 | 0 | 0 | 0 | 0 | 0 | 0 | 0 | 0 | 2.4673 | 4.4509 | 7.2563 | 14.1745 | 0 | 0 | 0 | 0 | 0 | 0 | 0 | 0 | 0 | 0 | 0 | 0 | 0 | 0 | 0 | 0 | 0 | 0 | 0 | 0 | 0.2837 | 0 | 0 | 0 | 0 | 0 | 0 | 0 | 0 | 0 | 7.5
61873_G_GEN1 | ERCOT_Rest | Texas | 48 | Bosque | 35 | 61873 | GEN1 | Yellow Jacket | 0 | 2018 | 9999 | Solar PV | [5 empty] | Non-Fossil | G | 2030 | Solar |  | 0 | 0 | 0 | 0 | 0 | 0 | 0 | 0 | 0 | 0 | 0 | 0 | 0 | 0 | 0 | 0 | 1.6449 | 2.9673 | 4.8375 | 9.4496 | 0 | 0 | 0 | 0 | 0 | 0 | 0 | 0 | 0 | 0 | 0 | 0 | 0 | 0 | 0 | 0 | 0 | 0 | 0 | 0 | 0.18913 | 0 | 0 | 0 | 0 | 0 | 0 | 0 | 0 | 0 | 5
61874_G_GEN1 | ERCOT_Rest | Texas | 48 | McLennan | 309 | 61874 | GEN1 | Eddy II | 0 | 2018 | 9999 | Solar PV | [5 empty] | Non-Fossil | G | 2030 | Solar |  | 0 | 0 | 0 | 0 | 0 | 0 | 0 | 0 | 0 | 0 | 0 | 0 | 0 | 0 | 0 | 0 | 3.2897 | 5.9345 | 9.675 | 18.8993 | 0 | 0 | 0 | 0 | 0 | 0 | 0 | 0 | 0 | 0 | 0 | 0 | 0 | 0 | 0 | 0 | 0 | 0 | 0 | 0 | 0.37827 | 0 | 0 | 0 | 0 | 0 | 0 | 0 | 0 | 0 | 10
61875_G_GEN1 | ERCOT_Rest | Texas | 48 | Wharton | 481 | 61875 | GEN1 | Cascade Solar (TX) | 0 | 2019 | 9999 | Solar PV | [5 empty] | Non-Fossil | G | 2030 | Solar |  | 0 | 0 | 0 | 0 | 0 | 0 | 0 | 0 | 0 | 0 | 0 | 0 | 0 | 0 | 0 | 0 | 3.2897 | 5.9345 | 9.675 | 18.8993 | 0 | 0 | 0 | 0 | 0 | 0 | 0 | 0 | 0 | 0 | 0 | 0 | 0 | 0 | 0 | 0 | 0 | 0 | 0 | 0 | 0.37827 | 0 | 0 | 0 | 0 | 0 | 0 | 0 | 0 | 0 | 10
61876_G_PCWF1 | SPP West (Oklahoma, Arkansas, Louisiana) | Oklahoma | 40 | Woodward | 153 | 61876 | PCWF1 | Persimmon Creek Wind Farm 1, LLC | 0 | 2018 | 9999 | Onshore Wind | [5 empty] | Non-Fossil | G | 2030 | Wind |  | 0 | 0 | 0 | 0 | 0 | 0 | 0 | 0 | 0 | 0 | 0 | 0 | 0 | 0 | 0 | 0 | 179.9444 | 265.8903 | 264.7199 | 710.5546 | 0 | 0 | 0 | 0 | 0 | 0 | 0 | 0 | 0 | 0 | 0 | 0 | 0 | 0 | 0 | 0 | 0 | 0 | 0 | 0 | 8.3104 | 0 | 0 | 0 | 0 | 0 | 0 | 0 | 0 | 0 | 198.6
61877_G_HAN01 | SERC_VACAR | North Carolina | 37 | Jones | 103 | 61877 | HAN01 | Hanover Solar, LLC | 0 | 2018 | 9999 | Solar PV | [5 empty] | Non-Fossil | G | 2030 | Solar |  | 0 | 0 | 0 | 0 | 0 | 0 | 0 | 0 | 0 | 0 | 0 | 0 | 0 | 0 | 0 | 0 | 1.4563 | 2.8953 | 4.6316 | 8.9833 | 0 | 0 | 0 | 0 | 0 | 0 | 0 | 0 | 0 | 0 | 0 | 0 | 0 | 0 | 0 | 0 | 0 | 0 | 0 | 0 | 0.21326 | 0 | 0 | 0 | 0 | 0 | 0 | 0 | 0 | 0 | 5
61878_G_JALC | MISO_Illinois | Illinois | 17 | Williamson | 199 | 61878 | JALC | John A Logan College Solar | 0 | 2019 | 9999 | Solar PV | [5 empty] | Non-Fossil | G | 2030 | Solar |  | 0 | 0 | 0 | 0 | 0 | 0 | 0 | 0 | 0 | 0 | 0 | 0 | 0 | 0 | 0 | 0 | 0.35579 | 1.0167 | 1.8116 | 3.184 | 0 | 0 | 0 | 0 | 0 | 0 | 0 | 0 | 0 | 0 | 0 | 0 | 0 | 0 | 0 | 0 | 0 | 0 | 0 | 0 | 0.050557 | 0 | 0 | 0 | 0 | 0 | 0 | 0 | 0 | 0 | 1.6
61879_G_PV | FRCC | Florida | 12 | Polk | 105 | 61879 | PV | Bartow Solar Energy LLC | 0 | 2018 | 9999 | Solar PV | [5 empty] | Non-Fossil | G | 2030 | Solar |  | 0 | 0 | 0 | 0 | 0 | 0 | 0 | 0 | 0 | 0 | 0 | 0 | 0 | 0 | 0 | 0 | 2.9337 | 4.814 | 6.0189 | 13.7667 | 0 | 0 | 0 | 0 | 0 | 0 | 0 | 0 | 0 | 0 | 0 | 0 | 0 | 0 | 0 | 0 | 0 | 0 | 0 | 0 | 0.30565 | 0 | 0 | 0 | 0 | 0 | 0 | 0 | 0 | 0 | 7.3
6188_G_1 | SERC_Southeastern | Alabama | 1 | Randolph | 111 | 6188 | 1 | Harris Dam | 0 | 1983 | 9999 | Hydro | [5 empty] | Non-Fossil | G | 2030 | Hydro |  | 0 | 0 | 0 | 0 | 0 | 0 | 0 | 0 | 0 | 0 | 0 | 0 | 0 | 0 | 0 | 0 | 47.8116 | 49.6385 | 41.6024 | 139.0525 | 0 | 0 | 0 | 0 | 0 | 0 | 0 | 0 | 0 | 0 | 0 | 0 | 0 | 0 | 0 | 0 | 0 | 0 | 0 | 0 | 1.0512 | 0.066458 | 0.068998 | 0.057827 | 0.19328 | 0 | 0 | 0 | 0 | 0 | 66.5
6188_G_2 | SERC_Southeastern | Alabama | 1 | Randolph | 111 | 6188 | 2 | Harris Dam | 0 | 1983 | 9999 | Hydro | [5 empty] | Non-Fossil | G | 2030 | Hydro |  | 0 | 0 | 0 | 0 | 0 | 0 | 0 | 0 | 0 | 0 | 0 | 0 | 0 | 0 | 0 | 0 | 47.8116 | 49.6385 | 41.6024 | 139.0525 | 0 | 0 | 0 | 0 | 0 | 0 | 0 | 0 | 0 | 0 | 0 | 0 | 0 | 0 | 0 | 0 | 0 | 0 | 0 | 0 | 1.0512 | 0.066458 | 0.068998 | 0.057827 | 0.19328 | 0 | 0 | 0 | 0 | 0 | 66.5
61881_G_GEN1 | SERC_VACAR | North Carolina | 37 | Randolph | 151 | 61881 | GEN1 | Morning View | 0 | 2018 | 9999 | Solar PV | [5 empty] | Non-Fossil | G | 2030 | Solar |  | 0 | 0 | 0 | 0 | 0 | 0 | 0 | 0 | 0 | 0 | 0 | 0 | 0 | 0 | 0 | 0 | 0.58252 | 1.1581 | 1.8527 | 3.5933 | 0 | 0 | 0 | 0 | 0 | 0 | 0 | 0 | 0 | 0 | 0 | 0 | 0 | 0 | 0 | 0 | 0 | 0 | 0 | 0 | 0.085302 | 0 | 0 | 0 | 0 | 0 | 0 | 0 | 0 | 0 | 2
61882_G_GEN1 | SERC_VACAR | North Carolina | 37 | Montgomery | 123 | 61882 | GEN1 | Copperfield | 0 | 2018 | 9999 | Solar PV | [5 empty] | Non-Fossil | G | 2030 | Solar |  | 0 | 0 | 0 | 0 | 0 | 0 | 0 | 0 | 0 | 0 | 0 | 0 | 0 | 0 | 0 | 0 | 0.58252 | 1.1581 | 1.8527 | 3.5933 | 0 | 0 | 0 | 0 | 0 | 0 | 0 | 0 | 0 | 0 | 0 | 0 | 0 | 0 | 0 | 0 | 0 | 0 | 0 | 0 | 0.085302 | 0 | 0 | 0 | 0 | 0 | 0 | 0 | 0 | 0 | 2
61883_G_GEN1 | SERC_VACAR | North Carolina | 37 | Randolph | 151 | 61883 | GEN1 | Hopewell Friends | 0 | 2018 | 9999 | Solar PV | [5 empty] | Non-Fossil | G | 2030 | Solar |  | 0 | 0 | 0 | 0 | 0 | 0 | 0 | 0 | 0 | 0 | 0 | 0 | 0 | 0 | 0 | 0 | 0.37864 | 0.75278 | 1.2042 | 2.3356 | 0 | 0 | 0 | 0 | 0 | 0 | 0 | 0 | 0 | 0 | 0 | 0 | 0 | 0 | 0 | 0 | 0 | 0 | 0 | 0 | 0.055447 | 0 | 0 | 0 | 0 | 0 | 0 | 0 | 0 | 0 | 1.3
61884_G_PV1 | SPP Nebraska | Nebraska | 31 | Buffalo | 19 | 61884 | PV1 | Kearney NPPD Solar Project | 0 | 2017 | 9999 | Solar PV | [5 empty] | Non-Fossil | G | 2030 | Solar |  | 0 | 0 | 0 | 0 | 0 | 0 | 0 | 0 | 0 | 0 | 0 | 0 | 0 | 0 | 0 | 0 | 1.3422 | 2.8912 | 5.5417 | 9.7751 | 0 | 0 | 0 | 0 | 0 | 0 | 0 | 0 | 0 | 0 | 0 | 0 | 0 | 0 | 0 | 0 | 0 | 0 | 0 | 0 | 0.18327 | 0 | 0 | 0 | 0 | 0 | 0 | 0 | 0 | 0 | 5.8
61885_G_GEN1 | MISO_Indiana (including parts of Kentucky) | Indiana | 18 | Clay | 21 | 61885 | GEN1 | Staunton | 0 | 2018 | 9999 | Solar PV | [5 empty] | Non-Fossil | G | 2030 | Solar |  | 0 | 0 | 0 | 0 | 0 | 0 | 0 | 0 | 0 | 0 | 0 | 0 | 0 | 0 | 0 | 0 | 0.80263 | 1.9325 | 3.4108 | 6.146 | 0 | 0 | 0 | 0 | 0 | 0 | 0 | 0 | 0 | 0 | 0 | 0 | 0 | 0 | 0 | 0 | 0 | 0 | 0 | 0 | 0.13918 | 0 | 0 | 0 | 0 | 0 | 0 | 0 | 0 | 0 | 4
61886_G_GEN1 | WECC_Colorado | Colorado | 8 | Rio Blanco | 103 | 61886 | GEN1 | Bar D | 0 | 2018 | 9999 | Solar PV | [5 empty] | Non-Fossil | G | 2030 | Solar |  | 0 | 0 | 0 | 0 | 0 | 0 | 0 | 0 | 0 | 0 | 0 | 0 | 0 | 0 | 0 | 0 | 1.4263 | 2.7704 | 4.4276 | 8.6243 | 0 | 0 | 0 | 0 | 0 | 0 | 0 | 0 | 0 | 0 | 0 | 0 | 0 | 0 | 0 | 0 | 0 | 0 | 0 | 0 | 0.17539 | 0 | 0 | 0 | 0 | 0 | 0 | 0 | 0 | 0 | 4
61887_G_DEPIC | WECC_New Mexico | Texas | 48 | El Paso | 141 | 61887 | DEPIC | Fort Bliss (DEA EPIC) | 0 | 2018 | 9999 | Solar PV | [5 empty] | Non-Fossil | G | 2030 | Solar |  | 0 | 0 | 0 | 0 | 0 | 0 | 0 | 0 | 0 | 0 | 0 | 0 | 0 | 0 | 0 | 0 | 0.99085 | 1.631 | 2.6559 | 5.2778 | 0 | 0 | 0 | 0 | 0 | 0 | 0 | 0 | 0 | 0 | 0 | 0 | 0 | 0 | 0 | 0 | 0 | 0 | 0 | 0 | 0.063197 | 0 | 0 | 0 | 0 | 0 | 0 | 0 | 0 | 0 | 2
61888_G_10049 | NY_Zone F (Capital) | New York | 36 | Fulton | 35 | 61888 | 10049 | Johnstown | 0 | 2018 | 9999 | Solar PV | [5 empty] | Non-Fossil | G | 2030 | Solar |  | 0 | 0 | 0 | 0 | 0 | 0 | 0 | 0 | 0 | 0 | 0 | 0 | 0 | 0 | 0 | 0 | 0.43984 | 0.85995 | 1.4848 | 2.7846 | 0 | 0 | 0 | 0 | 0 | 0 | 0 | 0 | 0 | 0 | 0 | 0 | 0 | 0 | 0 | 0 | 0 | 0 | 0 | 0 | 0.063197 | 0 | 0 | 0 | 0 | 0 | 0 | 0 | 0 | 0 | 2
61889_G_WSN1 | SPP Nebraska | Nebraska | 31 | Wayne | 179 | 61889 | WSN1 | Sholes Wind Energy Center | 0 | 2019 | 9999 | Onshore Wind | [5 empty] | Non-Fossil | G | 2030 | Wind |  | 0 | 0 | 0 | 0 | 0 | 0 | 0 | 0 | 0 | 0 | 0 | 0 | 0 | 0 | 0 | 0 | 170.5058 | 222.8503 | 211.7443 | 605.1004 | 0 | 0 | 0 | 0 | 0 | 0 | 0 | 0 | 0 | 0 | 0 | 0 | 0 | 0 | 0 | 0 | 0 | 0 | 0 | 0 | 6.7359 | 0 | 0 | 0 | 0 | 0 | 0 | 0 | 0 | 0 | 160
6189_G_1 | SERC_Southeastern | Georgia | 13 | Floyd | 115 | 6189 | 1 | Rocky Mountain Hydroelectric Plant | 0 | 1995 | 9999 | Pumped Storage | [5 empty] | Non-Fossil | G | 2030 | Pumps |  | 0 | 0 | 0 | 0 | 0 | 0 | 0 | 0 | 0 | 0 | 0 | 0 | 0 | 0 | 0 | 0 | 171.8875 | 169.7252 | 292.2088 | 633.8214 | 0 | 0 | 0 | 0 | 0 | 0 | 0 | 0 | 0 | 0 | 0 | 0 | 0 | 0 | 0 | 0 | 0 | 0 | 0 | 0 | 6.3084 | 0.0026122 | 0.0025793 | 0.0044407 | 0.0096321 | 0 | 0 | 0 | 0 | 0 | 345
6189_G_2 | SERC_Southeastern | Georgia | 13 | Floyd | 115 | 6189 | 2 | Rocky Mountain Hydroelectric Plant | 0 | 1995 | 9999 | Pumped Storage | [5 empty] | Non-Fossil | G | 2030 | Pumps |  | 0 | 0 | 0 | 0 | 0 | 0 | 0 | 0 | 0 | 0 | 0 | 0 | 0 | 0 | 0 | 0 | 171.8875 | 169.7252 | 292.2088 | 633.8214 | 0 | 0 | 0 | 0 | 0 | 0 | 0 | 0 | 0 | 0 | 0 | 0 | 0 | 0 | 0 | 0 | 0 | 0 | 0 | 0 | 6.3084 | 0.0026122 | 0.0025793 | 0.0044407 | 0.0096321 | 0 | 0 | 0 | 0 | 0 | 345
6189_G_3 | SERC_Southeastern | Georgia | 13 | Floyd | 115 | 6189 | 3 | Rocky Mountain Hydroelectric Plant | 0 | 1995 | 9999 | Pumped Storage | [5 empty] | Non-Fossil | G | 2030 | Pumps |  | 0 | 0 | 0 | 0 | 0 | 0 | 0 | 0 | 0 | 0 | 0 | 0 | 0 | 0 | 0 | 0 | 171.8875 | 169.7252 | 292.2088 | 633.8214 | 0 | 0 | 0 | 0 | 0 | 0 | 0 | 0 | 0 | 0 | 0 | 0 | 0 | 0 | 0 | 0 | 0 | 0 | 0 | 0 | 6.3084 | 0.0026122 | 0.0025793 | 0.0044407 | 0.0096321 | 0 | 0 | 0 | 0 | 0 | 345
61890_G_SGT1 | PJM_SWMAAC | Maryland | 24 | Prince Georges | 33 | 61890 | SGT1 | NRG Chalk Point CT | 14753 | 1990 | 9999 | Combustion Turbine | [5 empty] | Fossil | G | 2030 | NaturalGas |  | 0.0062615 | 0 | 0.036994 | 0.043255 | 0 | 0 | 0 | 0 | 0 | 0 | 0 | 0 | 0 | 0 | 0 | 0 | 0.42442 | 0 | 2.5075 | 2.932 | 0.36655 | 0 | 2.1656 | 2.5322 | 4.383e-10 | 0 | 2.5896e-09 | 3.0279e-09 | 0.0032964 | 0 | 0.019476 | 0.022772 | 0 | 0 | 0 | 0 | 0 | 0 | 0 | 0 | 2.4923 | 0.0020033 | 0 | 0.011836 | 0.013839 | 0.019239 | 0 | 0.071647 | 0.090886 | 0 | 71
61891_G_EDGRD | PJM_EMAAC | New Jersey | 34 | Warren | 41 | 61891 | EDGRD | Stryker 22, L.L.C. | 0 | 2018 | 9999 | Energy Storage | [5 empty] | Non-Fossil | G | 2030 | EnerStor |  | 0 | 0 | 0 | 0 | 0 | 0 | 0 | 0 | 0 | 0 | 0 | 0 | 0 | 0 | 0 | 0 | 1.192 | 0.26722 | 1.6606 | 3.1198 | 0 | 0 | 0 | 0 | 0 | 0 | 0 | 0 | 0 | 0 | 0 | 0 | 0 | 0 | 0 | 0 | 0 | 0 | 0 | 0 | 0.72817 | 0.0093811 | 0.0021031 | 0.013069 | 0.024553 | 0 | 0 | 0 | 0 | 0 | 19.8
61892_G_PLMST | PJM_EMAAC | New Jersey | 34 | Ocean | 29 | 61892 | PLMST | Plumsted 537 LLC | 0 | 2019 | 9999 | Energy Storage | [5 empty] | Non-Fossil | G | 2030 | EnerStor |  | 0 | 0 | 0 | 0 | 0 | 0 | 0 | 0 | 0 | 0 | 0 | 0 | 0 | 0 | 0 | 0 | 1.192 | 0.26722 | 1.6606 | 3.1198 | 0 | 0 | 0 | 0 | 0 | 0 | 0 | 0 | 0 | 0 | 0 | 0 | 0 | 0 | 0 | 0 | 0 | 0 | 0 | 0 | 0.72817 | 0.0093811 | 0.0021031 | 0.013069 | 0.024553 | 0 | 0 | 0 | 0 | 0 | 19.8
61893_G_BNBHQ | PJM_EMAAC | New Jersey | 34 | Camden | 7 | 61893 | BNBHQ | BNB Camden Solar | 0 | 2017 | 9999 | Solar PV | [5 empty] | Non-Fossil | G | 2030 | Solar |  | 0 | 0 | 0 | 0 | 0 | 0 | 0 | 0 | 0 | 0 | 0 | 0 | 0 | 0 | 0 | 0 | 0.44268 | 0.9565 | 1.5861 | 2.9853 | 0 | 0 | 0 | 0 | 0 | 0 | 0 | 0 | 0 | 0 | 0 | 0 | 0 | 0 | 0 | 0 | 0 | 0 | 0 | 0 | 0.096111 | 0 | 0 | 0 | 0 | 0 | 0 | 0 | 0 | 0 | 2.1
61893_G_BNBSO | PJM_EMAAC | New Jersey | 34 | Camden | 7 | 61893 | BNBSO | BNB Camden Solar | 0 | 2017 | 9999 | Solar PV | [5 empty] | Non-Fossil | G | 2030 | Solar |  | 0 | 0 | 0 | 0 | 0 | 0 | 0 | 0 | 0 | 0 | 0 | 0 | 0 | 0 | 0 | 0 | 0.29512 | 0.63767 | 1.0574 | 1.9902 | 0 | 0 | 0 | 0 | 0 | 0 | 0 | 0 | 0 | 0 | 0 | 0 | 0 | 0 | 0 | 0 | 0 | 0 | 0 | 0 | 0.064074 | 0 | 0 | 0 | 0 | 0 | 0 | 0 | 0 | 0 | 1.4
61895_G_TOYHQ | ERCOT_Rest | Texas | 48 | Collin | 85 | 61895 | TOYHQ | Toyota HQ Plan | 0 | 2017 | 9999 | Solar PV | [5 empty] | Non-Fossil | G | 2030 | Solar |  | 0 | 0 | 0 | 0 | 0 | 0 | 0 | 0 | 0 | 0 | 0 | 0 | 0 | 0 | 0 | 0 | 1.9409 | 3.5014 | 5.7083 | 11.1506 | 0 | 0 | 0 | 0 | 0 | 0 | 0 | 0 | 0 | 0 | 0 | 0 | 0 | 0 | 0 | 0 | 0 | 0 | 0 | 0 | 0.22318 | 0 | 0 | 0 | 0 | 0 | 0 | 0 | 0 | 0 | 5.9
61898_G_SOLEA | NY_Zone A (West) | New York | 36 | Cattaraugus | 9 | 61898 | SOLEA | Solean Solar Project | 0 | 2016 | 9999 | Solar PV | [5 empty] | Non-Fossil | G | 2030 | Solar |  | 0 | 0 | 0 | 0 | 0 | 0 | 0 | 0 | 0 | 0 | 0 | 0 | 0 | 0 | 0 | 0 | 1.0242 | 1.9293 | 3.385 | 6.3385 | 0 | 0 | 0 | 0 | 0 | 0 | 0 | 0 | 0 | 0 | 0 | 0 | 0 | 0 | 0 | 0 | 0 | 0 | 0 | 0 | 0.12639 | 0 | 0 | 0 | 0 | 0 | 0 | 0 | 0 | 0 | 4
61899_G_LINC | NY_Zone K (LI) | New York | 36 | Suffolk | 103 | 61899 | LINC | Lincoln Ave Solar Project | 0 | 2018 | 9999 | Solar PV | [5 empty] | Non-Fossil | G | 2030 | Solar |  | 0 | 0 | 0 | 0 | 0 | 0 | 0 | 0 | 0 | 0 | 0 | 0 | 0 | 0 | 0 | 0 | 0.51216 | 1.0263 | 1.6426 | 3.181 | 0 | 0 | 0 | 0 | 0 | 0 | 0 | 0 | 0 | 0 | 0 | 0 | 0 | 0 | 0 | 0 | 0 | 0 | 0 | 0 | 0.07035 | 0 | 0 | 0 | 0 | 0 | 0 | 0 | 0 | 0 | 2
619_G_5A | FRCC | Florida | 12 | Palm Beach | 99 | 619 | 5A | Riviera | 7050 | 2014 | 9999 | Combined Cycle |  |  | SCR | DLNB + H2O |  | Fossil | G | 2030 | NaturalGas |  | 3.353 | 4.5451 | 6.2849 | 14.183 | 0 | 0 | 0 | 0 | 0 | 0 | 0 | 0 | 0 | 0 | 0 | 0 | 475.5958 | 644.6965 | 891.4811 | 2011.7734 | 196.2817 | 266.0708 | 367.9205 | 830.273 | 2.3471e-07 | 3.1816e-07 | 4.3995e-07 | 9.9281e-07 | 0.013639 | 0.018488 | 0.025565 | 0.057691 | 0 | 0 | 0 | 0 | 0 | 0 | 0 | 0 | 8.5446 | 1.0868 | 1.4732 | 2.0371 | 4.597 | 10.1064 | 12.0663 | 20.6832 | 42.8559 | 0 | 270.5 | SCR
619_G_5B | FRCC | Florida | 12 | Palm Beach | 99 | 619 | 5B | Riviera | 7050 | 2014 | 9999 | Combined Cycle |  |  | SCR | DLNB + H2O |  | Fossil | G | 2030 | NaturalGas |  | 3.353 | 4.5451 | 6.2849 | 14.183 | 0 | 0 | 0 | 0 | 0 | 0 | 0 | 0 | 0 | 0 | 0 | 0 | 475.5958 | 644.6965 | 891.4811 | 2011.7734 | 196.2817 | 266.0708 | 367.9205 | 830.273 | 2.3471e-07 | 3.1816e-07 | 4.3995e-07 | 9.9281e-07 | 0.013639 | 0.018488 | 0.025565 | 0.057691 | 0 | 0 | 0 | 0 | 0 | 0 | 0 | 0 | 8.5446 | 1.0868 | 1.4732 | 2.0371 | 4.597 | 10.1064 | 12.0663 | 20.6832 | 42.8559 | 0 | 270.5 | SCR
619_G_5C | FRCC | Florida | 12 | Palm Beach | 99 | 619 | 5C | Riviera | 7050 | 2014 | 9999 | Combined Cycle |  |  | SCR | DLNB + H2O |  | Fossil | G | 2030 | NaturalGas |  | 3.353 | 4.5451 | 6.2849 | 14.183 | 0 | 0 | 0 | 0 | 0 | 0 | 0 | 0 | 0 | 0 | 0 | 0 | 475.5958 | 644.6965 | 891.4811 | 2011.7734 | 196.2817 | 266.0708 | 367.9205 | 830.273 | 2.3471e-07 | 3.1816e-07 | 4.3995e-07 | 9.9281e-07 | 0.013639 | 0.018488 | 0.025565 | 0.057691 | 0 | 0 | 0 | 0 | 0 | 0 | 0 | 0 | 8.5446 | 1.0868 | 1.4732 | 2.0371 | 4.597 | 10.1064 | 12.0663 | 20.6832 | 42.8559 | 0 | 270.5 | SCR
619_G_5ST | FRCC | Florida | 12 | Palm Beach | 99 | 619 | 5ST | Riviera | 7050 | 2014 | 9999 | Combined Cycle |  |  | SCR | DLNB + H2O |  | Fossil | G | 2030 | NaturalGas |  | 5.9312 | 8.0401 | 11.1177 | 25.089 | 0 | 0 | 0 | 0 | 0 | 0 | 0 | 0 | 0 | 0 | 0 | 0 | 841.3035 | 1140.4336 | 1576.9823 | 3558.7193 | 347.2118 | 470.6649 | 650.8316 | 1468.7084 | 4.1518e-07 | 5.628e-07 | 7.7824e-07 | 1.7562e-06 | 0.024126 | 0.032704 | 0.045223 | 0.10205 | 0 | 0 | 0 | 0 | 0 | 0 | 0 | 0 | 15.1149 | 1.9224 | 2.606 | 3.6035 | 8.1319 | 17.8777 | 21.3446 | 36.5875 | 75.8098 | 0 | 478.5 | SCR
6190_B_1 | MISO_Louisiana | Louisiana | 22 | Rapides | 79 | 6190 | 1 | Brame Energy Center | 10312 | 1975 | 9999 | O/G Steam | wall | dry |  |  |  | Fossil | B | 2030 | NaturalGas |  | 3.4072 | 0 | 0 | 3.4072 | 0 | 0 | 0 | 0 | 0 | 0 | 0 | 0 | 0 | 0 | 0 | 0 | 330.4127 | 0 | 0 | 330.4127 | 199.4584 | 0 | 0 | 199.4584 | 2.3851e-07 | 0 | 0 | 2.3851e-07 | 0.32725 | 0 | 0 | 0.32725 | 0 | 0 | 0 | 0 | 0 | 0 | 0 | 0 | 18.3233 | 0.30196 | 0 | 0 | 0.30196 | 9.1676 | 0 | 0 | 9.1676 | 0 | 416
6190_B_2 | MISO_Louisiana | Louisiana | 22 | Rapides | 79 | 6190 | 2 | Brame Energy Center | 10691 | 1982 | 9999 | Coal Steam | wall | dry | ESPH + Baghouse + SNCR + Mercury Control + DSI | LNBO |  | Fossil | B | 2030 | NaturalGas | Coal to Gas | 0.45332 | 0.25337 | 0.16672 | 0.87341 | 0 | 0 | 0 | 0 | 0 | 0 | 0 | 0 | 0 | 0 | 0 | 0 | 40.3825 | 22.5708 | 14.852 | 77.8053 | 26.5371 | 14.8323 | 9.7599 | 51.1293 | 3.1732e-09 | 1.7736e-09 | 1.1671e-09 | 6.1139e-09 | 0.024645 | 0.013774 | 0.0090638 | 0.047483 | 0 | 0 | 0 | 0 | 0 | 0 | 0 | 0 | 21.3692 | 0.19466 | 0.1088 | 0.071593 | 0.37506 | 1.2197 | 0.60285 | 0.37508 | 2.1976 | 0 | 493 | SNCR / Mercury Control / DSI / Coal to Gas
61900_G_BLYD | NY_Zone K (LI) | New York | 36 | Suffolk | 103 | 61900 | BLYD | Blydenburgh Solar Project | 0 | 2018 | 9999 | Solar PV | [5 empty] | Non-Fossil | G | 2030 | Solar |  | 0 | 0 | 0 | 0 | 0 | 0 | 0 | 0 | 0 | 0 | 0 | 0 | 0 | 0 | 0 | 0 | 0.38412 | 0.7697 | 1.2319 | 2.3858 | 0 | 0 | 0 | 0 | 0 | 0 | 0 | 0 | 0 | 0 | 0 | 0 | 0 | 0 | 0 | 0 | 0 | 0 | 0 | 0 | 0.052763 | 0 | 0 | 0 | 0 | 0 | 0 | 0 | 0 | 0 | 1.5
61901_G_BA | SERC_Central_TVA | Alabama | 1 | Madison | 89 | 61901 | BA | Redstone Arsenal Hybrid | 0 | 2017 | 9999 | Energy Storage | [5 empty] | Non-Fossil | G | 2030 | EnerStor |  | 0 | 0 | 0 | 0 | 0 | 0 | 0 | 0 | 0 | 0 | 0 | 0 | 0 | 0 | 0 | 0 | 0.090273 | 0.027956 | 0 | 0.11823 | 0 | 0 | 0 | 0 | 0 | 0 | 0 | 0 | 0 | 0 | 0 | 0 | 0 | 0 | 0 | 0 | 0 | 0 | 0 | 0 | 0.036776 | 0.00071046 | 0.00022002 | 0 | 0.00093048 | 0 | 0 | 0 | 0 | 0 | 1
61901_G_REDST | SERC_Central_TVA | Alabama | 1 | Madison | 89 | 61901 | REDST | Redstone Arsenal Hybrid | 0 | 2017 | 9999 | Solar PV | [5 empty] | Non-Fossil | G | 2030 | Solar |  | 0 | 0 | 0 | 0 | 0 | 0 | 0 | 0 | 0 | 0 | 0 | 0 | 0 | 0 | 0 | 0 | 2.6348 | 4.7703 | 7.0618 | 14.4669 | 0 | 0 | 0 | 0 | 0 | 0 | 0 | 0 | 0 | 0 | 0 | 0 | 0 | 0 | 0 | 0 | 0 | 0 | 0 | 0 | 0.22751 | 0 | 0 | 0 | 0 | 0 | 0 | 0 | 0 | 0 | 7.2
61902_G_HOLTS | NY_Zone K (LI) | New York | 36 | Suffolk | 103 | 61902 | HOLTS | Holtsville Solar Project | 0 | 2017 | 9999 | Solar PV | [5 empty] | Non-Fossil | G | 2030 | Solar |  | 0 | 0 | 0 | 0 | 0 | 0 | 0 | 0 | 0 | 0 | 0 | 0 | 0 | 0 | 0 | 0 | 0.3073 | 0.61576 | 0.98554 | 1.9086 | 0 | 0 | 0 | 0 | 0 | 0 | 0 | 0 | 0 | 0 | 0 | 0 | 0 | 0 | 0 | 0 | 0 | 0 | 0 | 0 | 0.04221 | 0 | 0 | 0 | 0 | 0 | 0 | 0 | 0 | 0 | 1.2
61903_G_10116 | NY_Zone F (Capital) | New York | 36 | Schoharie | 95 | 61903 | 10116 | Sharon Springs | 0 | 2018 | 9999 | Solar PV | [5 empty] | Non-Fossil | G | 2030 | Solar |  | 0 | 0 | 0 | 0 | 0 | 0 | 0 | 0 | 0 | 0 | 0 | 0 | 0 | 0 | 0 | 0 | 0.43984 | 0.85995 | 1.4848 | 2.7846 | 0 | 0 | 0 | 0 | 0 | 0 | 0 | 0 | 0 | 0 | 0 | 0 | 0 | 0 | 0 | 0 | 0 | 0 | 0 | 0 | 0.063197 | 0 | 0 | 0 | 0 | 0 | 0 | 0 | 0 | 0 | 2
61904_G_10044 | NY_Zone F (Capital) | New York | 36 | Montgomery | 57 | 61904 | 10044 | Amsterdam North | 0 | 2018 | 9999 | Solar PV | [5 empty] | Non-Fossil | G | 2030 | Solar |  | 0 | 0 | 0 | 0 | 0 | 0 | 0 | 0 | 0 | 0 | 0 | 0 | 0 | 0 | 0 | 0 | 0.43984 | 0.85995 | 1.4848 | 2.7846 | 0 | 0 | 0 | 0 | 0 | 0 | 0 | 0 | 0 | 0 | 0 | 0 | 0 | 0 | 0 | 0 | 0 | 0 | 0 | 0 | 0.063197 | 0 | 0 | 0 | 0 | 0 | 0 | 0 | 0 | 0 | 2
61905_G_10045 | NY_Zone F (Capital) | New York | 36 | Montgomery | 57 | 61905 | 10045 | Amsterdam South | 0 | 2018 | 9999 | Solar PV | [5 empty] | Non-Fossil | G | 2030 | Solar |  | 0 | 0 | 0 | 0 | 0 | 0 | 0 | 0 | 0 | 0 | 0 | 0 | 0 | 0 | 0 | 0 | 0.43984 | 0.85995 | 1.4848 | 2.7846 | 0 | 0 | 0 | 0 | 0 | 0 | 0 | 0 | 0 | 0 | 0 | 0 | 0 | 0 | 0 | 0 | 0 | 0 | 0 | 0 | 0.063197 | 0 | 0 | 0 | 0 | 0 | 0 | 0 | 0 | 0 | 2
61906_G_PHOEB | ERCOT_West | Texas | 48 | Winkler | 495 | 61906 | PHOEB | Phoebe Solar | 0 | 2019 | 9999 | Solar PV | [5 empty] | Non-Fossil | G | 2030 | Solar |  | 0 | 0 | 0 | 0 | 0 | 0 | 0 | 0 | 0 | 0 | 0 | 0 | 0 | 0 | 0 | 0 | 113.8931 | 188.5704 | 283.1547 | 585.6182 | 0 | 0 | 0 | 0 | 0 | 0 | 0 | 0 | 0 | 0 | 0 | 0 | 0 | 0 | 0 | 0 | 0 | 0 | 0 | 0 | 7.8996 | 0 | 0 | 0 | 0 | 0 | 0 | 0 | 0 | 0 | 250
61907_G_NJLND | PJM_EMAAC | New Jersey | 34 | Burlington | 5 | 61907 | NJLND | Springfield Solar Project | 0 | 2018 | 9999 | Solar PV | [5 empty] | Non-Fossil | G | 2030 | Solar |  | 0 | 0 | 0 | 0 | 0 | 0 | 0 | 0 | 0 | 0 | 0 | 0 | 0 | 0 | 0 | 0 | 1.581 | 3.4161 | 5.6646 | 10.6616 | 0 | 0 | 0 | 0 | 0 | 0 | 0 | 0 | 0 | 0 | 0 | 0 | 0 | 0 | 0 | 0 | 0 | 0 | 0 | 0 | 0.34325 | 0 | 0 | 0 | 0 | 0 | 0 | 0 | 0 | 0 | 7.5
61909_G_PKVWB | MISO_Lower Michigan | Michigan | 26 | Kalamazoo | 77 | 61909 | PKVWB | Parkview Battery | 0 | 2018 | 9999 | Energy Storage | [5 empty] | Non-Fossil | G | 2030 | EnerStor |  | 0 | 0 | 0 | 0 | 0 | 0 | 0 | 0 | 0 | 0 | 0 | 0 | 0 | 0 | 0 | 0 | 0.003856 | 0 | 0.027956 | 0.031812 | 0 | 0 | 0 | 0 | 0 | 0 | 0 | 0 | 0 | 0 | 0 | 0 | 0 | 0 | 0 | 0 | 0 | 0 | 0 | 0 | 0.036776 | 3.0347e-05 | 0 | 0.00022002 | 0.00025036 | 0 | 0 | 0 | 0 | 0 | 1
61911_G_WT1 | MISO_Iowa | Iowa | 19 | Grundy | 75 | 61911 | WT1 | Ivester Wind Farm | 0 | 2018 | 9999 | Onshore Wind | [5 empty] | Non-Fossil | G | 2030 | Wind |  | 0 | 0 | 0 | 0 | 0 | 0 | 0 | 0 | 0 | 0 | 0 | 0 | 0 | 0 | 0 | 0 | 79.2342 | 110.3217 | 88.4327 | 277.9887 | 0 | 0 | 0 | 0 | 0 | 0 | 0 | 0 | 0 | 0 | 0 | 0 | 0 | 0 | 0 | 0 | 0 | 0 | 0 | 0 | 3.8298 | 0 | 0 | 0 | 0 | 0 | 0 | 0 | 0 | 0 | 90.8
61912_G_OEC31 | WECC_Northern Nevada | Nevada | 32 | Lander | 15 | 61912 | OEC31 | McGinness Hills 3 | 9770 | 2018 | 9999 | Geothermal | [5 empty] | Non-Fossil | G | 2030 | Geothermal |  | 0.44188 | 0.55933 | 0.6486 | 1.6498 | 0 | 0 | 0 | 0 | 0 | 0 | 0 | 0 | 0 | 0 | 0 | 0 | 45.228 | 57.2502 | 66.3866 | 168.8648 | 0 | 0 | 0 | 0 | 0.00080652 | 0.0010209 | 0.0011838 | 0.0030112 | 0 | 0 | 0 | 0 | 0 | 0 | 0 | 0 | 0 | 0 | 0 | 0 | 3.3682 | 0.052464 | 0.06641 | 0.077008 | 0.19588 | 0 | 0 | 0 | 0 | 0 | 24.7
61912_G_OEC32 | WECC_Northern Nevada | Nevada | 32 | Lander | 15 | 61912 | OEC32 | McGinness Hills 3 | 9770 | 2018 | 9999 | Geothermal | [5 empty] | Non-Fossil | G | 2030 | Geothermal |  | 0.44188 | 0.55933 | 0.6486 | 1.6498 | 0 | 0 | 0 | 0 | 0 | 0 | 0 | 0 | 0 | 0 | 0 | 0 | 45.228 | 57.2502 | 66.3866 | 168.8648 | 0 | 0 | 0 | 0 | 0.00080652 | 0.0010209 | 0.0011838 | 0.0030112 | 0 | 0 | 0 | 0 | 0 | 0 | 0 | 0 | 0 | 0 | 0 | 0 | 3.3682 | 0.052464 | 0.06641 | 0.077008 | 0.19588 | 0 | 0 | 0 | 0 | 0 | 24.7
61913_G_B1 | WECC_Arizona | Arizona | 4 | Gila | 7 | 61913 | B1 | Punkin Center Battery Storage | 0 | 2018 | 9999 | Energy Storage | [5 empty] | Non-Fossil | G | 2030 | EnerStor |  | 0 | 0 | 0 | 0 | 0 | 0 | 0 | 0 | 0 | 0 | 0 | 0 | 0 | 0 | 0 | 0 | 0 | 0.52038 | 0.6526 | 1.173 | 0 | 0 | 0 | 0 | 0 | 0 | 0 | 0 | 0 | 0 | 0 | 0 | 0 | 0 | 0 | 0 | 0 | 0 | 0 | 0 | 0.073553 | 0 | 0.0040954 | 0.0051361 | 0.0092315 | 0 | 0 | 0 | 0 | 0 | 2
61914_G_SO829 | PJM_Western MAAC | Pennsylvania | 42 | Snyder | 109 | 61914 | SO829 | Susquehanna University Solar | 0 | 2018 | 9999 | Solar PV | [5 empty] | Non-Fossil | G | 2030 | Solar |  | 0 | 0 | 0 | 0 | 0 | 0 | 0 | 0 | 0 | 0 | 0 | 0 | 0 | 0 | 0 | 0 | 0.58602 | 1.2246 | 2.011 | 3.8217 | 0 | 0 | 0 | 0 | 0 | 0 | 0 | 0 | 0 | 0 | 0 | 0 | 0 | 0 | 0 | 0 | 0 | 0 | 0 | 0 | 0.11525 | 0 | 0 | 0 | 0 | 0 | 0 | 0 | 0 | 0 | 3
61915_G_SO285 | PJM_SWMAAC | Maryland | 24 | Prince Georges | 33 | 61915 | SO285 | Bowie State Solar | 0 | 2018 | 9999 | Solar PV | [5 empty] | Non-Fossil | G | 2030 | Solar |  | 0 | 0 | 0 | 0 | 0 | 0 | 0 | 0 | 0 | 0 | 0 | 0 | 0 | 0 | 0 | 0 | 0.32873 | 0.66332 | 1.0319 | 2.0239 | 0 | 0 | 0 | 0 | 0 | 0 | 0 | 0 | 0 | 0 | 0 | 0 | 0 | 0 | 0 | 0 | 0 | 0 | 0 | 0 | 0.049804 | 0 | 0 | 0 | 0 | 0 | 0 | 0 | 0 | 0 | 1.3
61916_G_PWEC | MISO_Lower Michigan | Michigan | 26 | Tuscola | 157 | 61916 | PWEC | Pegasus Wind | 0 | 2020 | 9999 | Onshore Wind | [5 empty] | Non-Fossil | G | 2030 | Wind |  | 0 | 0 | 0 | 0 | 0 | 0 | 0 | 0 | 0 | 0 | 0 | 0 | 0 | 0 | 0 | 0 | 136.7061 | 170.955 | 123.9293 | 431.5904 | 0 | 0 | 0 | 0 | 0 | 0 | 0 | 0 | 0 | 0 | 0 | 0 | 0 | 0 | 0 | 0 | 0 | 0 | 0 | 0 | 6.3095 | 0 | 0 | 0 | 0 | 0 | 0 | 0 | 0 | 0 | 150
61917_G_OPPEN | NY_Zone F (Capital) | New York | 36 | Fulton | 35 | 61917 | OPPEN | Kearsarge Oppenheim CSG | 0 | 2018 | 9999 | Solar PV | [5 empty] | Non-Fossil | G | 2030 | Solar |  | 0 | 0 | 0 | 0 | 0 | 0 | 0 | 0 | 0 | 0 | 0 | 0 | 0 | 0 | 0 | 0 | 0.30789 | 0.60197 | 1.0394 | 1.9492 | 0 | 0 | 0 | 0 | 0 | 0 | 0 | 0 | 0 | 0 | 0 | 0 | 0 | 0 | 0 | 0 | 0 | 0 | 0 | 0 | 0.044238 | 0 | 0 | 0 | 0 | 0 | 0 | 0 | 0 | 0 | 1.4
61918_G_1 | SERC_VACAR | South Carolina | 45 | Barnwell | 11 | 61918 | 1 | Blackville Solar Farm, LLC | 0 | 2020 | 9999 | Solar PV | [5 empty] | Non-Fossil | G | 2030 | Solar |  | 0 | 0 | 0 | 0 | 0 | 0 | 0 | 0 | 0 | 0 | 0 | 0 | 0 | 0 | 0 | 0 | 2.4207 | 4.4917 | 6.1719 | 13.0843 | 0 | 0 | 0 | 0 | 0 | 0 | 0 | 0 | 0 | 0 | 0 | 0 | 0 | 0 | 0 | 0 | 0 | 0 | 0 | 0 | 0.22751 | 0 | 0 | 0 | 0 | 0 | 0 | 0 | 0 | 0 | 7.2
61919_G_FRONT | MISO_Minnesota and Western Wisconsin | Minnesota | 27 | Goodhue | 49 | 61919 | FRONT | Frontenac Holdco LLC, CSG | 0 | 2019 | 9999 | Solar PV | [5 empty] | Non-Fossil | G | 2030 | Solar |  | 0 | 0 | 0 | 0 | 0 | 0 | 0 | 0 | 0 | 0 | 0 | 0 | 0 | 0 | 0 | 0 | 1.0877 | 2.5252 | 4.7933 | 8.4061 | 0 | 0 | 0 | 0 | 0 | 0 | 0 | 0 | 0 | 0 | 0 | 0 | 0 | 0 | 0 | 0 | 0 | 0 | 0 | 0 | 0.15799 | 0 | 0 | 0 | 0 | 0 | 0 | 0 | 0 | 0 | 5
61921_G_TAH | SPP SPS (Texas Panhandle) | Texas | 48 | Lynn | 305 | 61921 | TAH | Tahoka Wind | 0 | 2018 | 9999 | Onshore Wind | [5 empty] | Non-Fossil | G | 2030 | Wind |  | 0 | 0 | 0 | 0 | 0 | 0 | 0 | 0 | 0 | 0 | 0 | 0 | 0 | 0 | 0 | 0 | 253.1169 | 375.4292 | 414.7576 | 1043.3036 | 0 | 0 | 0 | 0 | 0 | 0 | 0 | 0 | 0 | 0 | 0 | 0 | 0 | 0 | 0 | 0 | 0 | 0 | 0 | 0 | 12.5827 | 0 | 0 | 0 | 0 | 0 | 0 | 0 | 0 | 0 | 300
61922_G_BEACO | NY_Zone G-I (Downstate NY) | New York | 36 | Dutchess | 27 | 61922 | BEACO | Sunlight Beacon | 0 | 2018 | 9999 | Solar PV | [5 empty] | Non-Fossil | G | 2030 | Solar |  | 0 | 0 | 0 | 0 | 0 | 0 | 0 | 0 | 0 | 0 | 0 | 0 | 0 | 0 | 0 | 0 | 0.34617 | 0.67314 | 1.1635 | 2.1828 | 0 | 0 | 0 | 0 | 0 | 0 | 0 | 0 | 0 | 0 | 0 | 0 | 0 | 0 | 0 | 0 | 0 | 0 | 0 | 0 | 0.063197 | 0 | 0 | 0 | 0 | 0 | 0 | 0 | 0 | 0 | 2
61923_G_VACUA | PJM_EMAAC | New Jersey | 34 | Atlantic | 1 | 61923 | VACUA | Viridity Energy Solutions ACUA | 0 | 2018 | 9999 | Energy Storage | [5 empty] | Non-Fossil | G | 2030 | EnerStor |  | 0 | 0 | 0 | 0 | 0 | 0 | 0 | 0 | 0 | 0 | 0 | 0 | 0 | 0 | 0 | 0 | 0.060201 | 0.013496 | 0.083868 | 0.15757 | 0 | 0 | 0 | 0 | 0 | 0 | 0 | 0 | 0 | 0 | 0 | 0 | 0 | 0 | 0 | 0 | 0 | 0 | 0 | 0 | 0.036776 | 0.00047379 | 0.00010622 | 0.00066005 | 0.0012401 | 0 | 0 | 0 | 0 | 0 | 1
61924_G_CUMB | SERC_Central_TVA | Alabama | 1 | Limestone | 83 | 61924 | CUMB | Cumblerland Land Holdings, LLC | 0 | 2018 | 9999 | Solar PV | [5 empty] | Non-Fossil | G | 2030 | Solar |  | 0 | 0 | 0 | 0 | 0 | 0 | 0 | 0 | 0 | 0 | 0 | 0 | 0 | 0 | 0 | 0 | 5.3793 | 9.7393 | 14.4179 | 29.5365 | 0 | 0 | 0 | 0 | 0 | 0 | 0 | 0 | 0 | 0 | 0 | 0 | 0 | 0 | 0 | 0 | 0 | 0 | 0 | 0 | 0.4645 | 0 | 0 | 0 | 0 | 0 | 0 | 0 | 0 | 0 | 14.7
61925_G_CMNM | SPP SPS (Texas Panhandle) | New Mexico | 35 | Quay | 37 | 61925 | CMNM | Casa Mesa Wind Energy Center | 0 | 2018 | 9999 | Onshore Wind | [5 empty] | Non-Fossil | G | 2030 | Wind |  | 0 | 0 | 0 | 0 | 0 | 0 | 0 | 0 | 0 | 0 | 0 | 0 | 0 | 0 | 0 | 0 | 49.181 | 69.6912 | 70.8419 | 189.7141 | 0 | 0 | 0 | 0 | 0 | 0 | 0 | 0 | 0 | 0 | 0 | 0 | 0 | 0 | 0 | 0 | 0 | 0 | 0 | 0 | 2.1349 | 0 | 0 | 0 | 0 | 0 | 0 | 0 | 0 | 0 | 50.9
61925_G_CMNMB | SPP SPS (Texas Panhandle) | New Mexico | 35 | Quay | 37 | 61925 | CMNMB | Casa Mesa Wind Energy Center | 0 | 2018 | 9999 | Energy Storage | [5 empty] | Non-Fossil | G | 2030 | EnerStor |  | 0 | 0 | 0 | 0 | 0 | 0 | 0 | 0 | 0 | 0 | 0 | 0 | 0 | 0 | 0 | 0 | 0.047236 | 0.10204 | 0.016388 | 0.16567 | 0 | 0 | 0 | 0 | 0 | 0 | 0 | 0 | 0 | 0 | 0 | 0 | 0 | 0 | 0 | 0 | 0 | 0 | 0 | 0 | 0.036776 | 0.00037175 | 0.00080308 | 0.00012898 | 0.0013038 | 0 | 0 | 0 | 0 | 0 | 1
61926_G_ARM | SPP West (Oklahoma, Arkansas, Louisiana) | Oklahoma | 40 | Garfield | 47 | 61926 | ARM | Armadillo Flats Wind Project, LLC | 0 | 2018 | 9999 | Onshore Wind | [5 empty] | Non-Fossil | G | 2030 | Wind |  | 0 | 0 | 0 | 0 | 0 | 0 | 0 | 0 | 0 | 0 | 0 | 0 | 0 | 0 | 0 | 0 | 224.0697 | 331.091 | 329.6336 | 884.7943 | 0 | 0 | 0 | 0 | 0 | 0 | 0 | 0 | 0 | 0 | 0 | 0 | 0 | 0 | 0 | 0 | 0 | 0 | 0 | 0 | 10.3483 | 0 | 0 | 0 | 0 | 0 | 0 | 0 | 0 | 0 | 247.3
61928_G_GEN1 | ISONE_MA, VT, NH, RI (Rest of ISO New England) | Vermont | 50 | Franklin | 11 | 61928 | GEN1 | Saint Albans Solar | 0 | 2018 | 9999 | Solar PV | [5 empty] | Non-Fossil | G | 2030 | Solar |  | 0 | 0 | 0 | 0 | 0 | 0 | 0 | 0 | 0 | 0 | 0 | 0 | 0 | 0 | 0 | 0 | 1.0611 | 2.2464 | 3.7069 | 7.0144 | 0 | 0 | 0 | 0 | 0 | 0 | 0 | 0 | 0 | 0 | 0 | 0 | 0 | 0 | 0 | 0 | 0 | 0 | 0 | 0 | 0.17132 | 0 | 0 | 0 | 0 | 0 | 0 | 0 | 0 | 0 | 4.9
6193_B_061B | SPP SPS (Texas Panhandle) | Texas | 48 | Potter | 375 | 6193 | 061B | Harrington | 10689 | 1976 | 9999 | Coal Steam | tangential | dry | ESPC + Mercury Control | LNC3 |  | Fossil | B | 2030 | NaturalGas | Coal to Gas | 0 | 0 | 0 | 0 | 0 | 0 | 0 | 0 | 0 | 0 | 0 | 0 | 0 | 0 | 0 | 0 | 0 | 0 | 0 | 0 | 0 | 0 | 0 | 0 | 0 | 0 | 0 | 0 | 0 | 0 | 0 | 0 | 0 | 0 | 0 | 0 | 0 | 0 | 0 | 0 | 13.8345 | 0 | 0 | 0 | 0 | 0 | 0 | 0 | 0 | 0 | 339 | Mercury Control / Coal to Gas
6193_B_062B | SPP SPS (Texas Panhandle) | Texas | 48 | Potter | 375 | 6193 | 062B | Harrington | 10600 | 1978 | 9999 | Coal Steam | tangential | dry | Baghouse + Mercury Control | LNC3 + OFA |  | Fossil | B | 2030 | NaturalGas | Coal to Gas | 0 | 0 | 0 | 0 | 0 | 0 | 0 | 0 | 0 | 0 | 0 | 0 | 0 | 0 | 0 | 0 | 0 | 0 | 0 | 0 | 0 | 0 | 0 | 0 | 0 | 0 | 0 | 0 | 0 | 0 | 0 | 0 | 0 | 0 | 0 | 0 | 0 | 0 | 0 | 0 | 13.8345 | 0 | 0 | 0 | 0 | 0 | 0 | 0 | 0 | 0 | 339 | Mercury Control / Coal to Gas
6193_B_063B | SPP SPS (Texas Panhandle) | Texas | 48 | Potter | 375 | 6193 | 063B | Harrington | 10633 | 1980 | 9999 | Coal Steam | tangential | dry | Baghouse + Mercury Control | LNC3 + OFA |  | Fossil | B | 2030 | NaturalGas | Coal to Gas | 0 | 0 | 0 | 0 | 0 | 0 | 0 | 0 | 0 | 0 | 0 | 0 | 0 | 0 | 0 | 0 | 0 | 0 | 0 | 0 | 0 | 0 | 0 | 0 | 0 | 0 | 0 | 0 | 0 | 0 | 0 | 0 | 0 | 0 | 0 | 0 | 0 | 0 | 0 | 0 | 13.8753 | 0 | 0 | 0 | 0 | 0 | 0 | 0 | 0 | 0 | 340 | Mercury Control / Coal to Gas
61930_G_TECH2 | WECC_Southern Nevada | Nevada | 32 | Clark | 3 | 61930 | TECH2 | Techren Solar II LLC | 0 | 2019 | 9999 | Solar PV | [5 empty] | Non-Fossil | G | 2030 | Solar |  | 0 | 0 | 0 | 0 | 0 | 0 | 0 | 0 | 0 | 0 | 0 | 0 | 0 | 0 | 0 | 0 | 83.7663 | 164.1035 | 252.7187 | 500.5885 | 0 | 0 | 0 | 0 | 0 | 0 | 0 | 0 | 0 | 0 | 0 | 0 | 0 | 0 | 0 | 0 | 0 | 0 | 0 | 0 | 8.9393 | 0 | 0 | 0 | 0 | 0 | 0 | 0 | 0 | 0 | 200
61933_G_ADAMS | WECC_Pacific Northwest | Washington | 53 | Adams | 1 | 61933 | ADAMS | Adams Nielson Solar | 0 | 2018 | 9999 | Solar PV | [5 empty] | Non-Fossil | G | 2030 | Solar |  | 0 | 0 | 0 | 0 | 0 | 0 | 0 | 0 | 0 | 0 | 0 | 0 | 0 | 0 | 0 | 0 | 2.665 | 6.5741 | 12.3072 | 21.5462 | 0 | 0 | 0 | 0 | 0 | 0 | 0 | 0 | 0 | 0 | 0 | 0 | 0 | 0 | 0 | 0 | 0 | 0 | 0 | 0 | 0.85764 | 0 | 0 | 0 | 0 | 0 | 0 | 0 | 0 | 0 | 19.2
61934_G_2 | PJM_EMAAC | Delaware | 10 | New Castle | 3 | 61934 | 2 | WHA Southbridge Solar Park | 0 | 2018 | 9999 | Solar PV | [5 empty] | Non-Fossil | G | 2030 | Solar |  | 0 | 0 | 0 | 0 | 0 | 0 | 0 | 0 | 0 | 0 | 0 | 0 | 0 | 0 | 0 | 0 | 0.44951 | 0.81464 | 1.2239 | 2.4881 | 0 | 0 | 0 | 0 | 0 | 0 | 0 | 0 | 0 | 0 | 0 | 0 | 0 | 0 | 0 | 0 | 0 | 0 | 0 | 0 | 0.052562 | 0 | 0 | 0 | 0 | 0 | 0 | 0 | 0 | 0 | 1.5
61936_G_2 | SERC_VACAR | South Carolina | 45 | Clarendon | 27 | 61936 | 2 | Abbot Solar | 0 | 2018 | 9999 | Solar PV | [5 empty] | Non-Fossil | G | 2030 | Solar |  | 0 | 0 | 0 | 0 | 0 | 0 | 0 | 0 | 0 | 0 | 0 | 0 | 0 | 0 | 0 | 0 | 0.67241 | 1.2477 | 1.7144 | 3.6345 | 0 | 0 | 0 | 0 | 0 | 0 | 0 | 0 | 0 | 0 | 0 | 0 | 0 | 0 | 0 | 0 | 0 | 0 | 0 | 0 | 0.063197 | 0 | 0 | 0 | 0 | 0 | 0 | 0 | 0 | 0 | 2
61937_G_18 | SERC_VACAR | South Carolina | 45 | Anderson | 7 | 61937 | 18 | Ace Solar | 0 | 2020 | 9999 | Solar PV | [5 empty] | Non-Fossil | G | 2030 | Solar |  | 0 | 0 | 0 | 0 | 0 | 0 | 0 | 0 | 0 | 0 | 0 | 0 | 0 | 0 | 0 | 0 | 0.33621 | 0.62384 | 0.85721 | 1.8173 | 0 | 0 | 0 | 0 | 0 | 0 | 0 | 0 | 0 | 0 | 0 | 0 | 0 | 0 | 0 | 0 | 0 | 0 | 0 | 0 | 0.031598 | 0 | 0 | 0 | 0 | 0 | 0 | 0 | 0 | 0 | 1
61939_G_5 | SERC_VACAR | South Carolina | 45 | Florence | 41 | 61939 | 5 | Blacktip Solar | 0 | 2018 | 9999 | Solar PV | [5 empty] | Non-Fossil | G | 2030 | Solar |  | 0 | 0 | 0 | 0 | 0 | 0 | 0 | 0 | 0 | 0 | 0 | 0 | 0 | 0 | 0 | 0 | 0.67241 | 1.2477 | 1.7144 | 3.6345 | 0 | 0 | 0 | 0 | 0 | 0 | 0 | 0 | 0 | 0 | 0 | 0 | 0 | 0 | 0 | 0 | 0 | 0 | 0 | 0 | 0.063197 | 0 | 0 | 0 | 0 | 0 | 0 | 0 | 0 | 0 | 2
6194_B_171B | SPP SPS (Texas Panhandle) | Texas | 48 | Lamb | 279 | 6194 | 171B | Tolk | 10342 | 1982 | 9999 | Coal Steam | tangential | dry | Baghouse + Mercury Control | LNC3 |  | Fossil | B | 2030 |  | Coal Retirement | 0 | 0 | 0 | 0 | 0 | 0 | 0 | 0 | 0 | 0 | 0 | 0 | 0 | 0 | 0 | 0 | 0 | 0 | 0 | 0 | 0 | 0 | 0 | 0 | 0 | 0 | 0 | 0 | 0 | 0 | 0 | 0 | 0 | 0 | 0 | 0 | 0 | 0 | 0 | 0 | 0 | 0 | 0 | 0 | 0 | 0 | 0 | 0 | 0 | 0 | 532 | Mercury Control
6194_B_172B | SPP SPS (Texas Panhandle) | Texas | 48 | Lamb | 279 | 6194 | 172B | Tolk | 10255 | 1985 | 9999 | Coal Steam | tangential | dry | Baghouse + Mercury Control | LNC3 |  | Fossil | B | 2030 |  | Coal Retirement | 0 | 0 | 0 | 0 | 0 | 0 | 0 | 0 | 0 | 0 | 0 | 0 | 0 | 0 | 0 | 0 | 0 | 0 | 0 | 0 | 0 | 0 | 0 | 0 | 0 | 0 | 0 | 0 | 0 | 0 | 0 | 0 | 0 | 0 | 0 | 0 | 0 | 0 | 0 | 0 | 0 | 0 | 0 | 0 | 0 | 0 | 0 | 0 | 0 | 0 | 535 | Mercury Control
61940_G_6 | SERC_VACAR | South Carolina | 45 | Clarendon | 27 | 61940 | 6 | Bloom Solar | 0 | 2019 | 9999 | Solar PV | [5 empty] | Non-Fossil | G | 2030 | Solar |  | 0 | 0 | 0 | 0 | 0 | 0 | 0 | 0 | 0 | 0 | 0 | 0 | 0 | 0 | 0 | 0 | 0.67241 | 1.2477 | 1.7144 | 3.6345 | 0 | 0 | 0 | 0 | 0 | 0 | 0 | 0 | 0 | 0 | 0 | 0 | 0 | 0 | 0 | 0 | 0 | 0 | 0 | 0 | 0.063197 | 0 | 0 | 0 | 0 | 0 | 0 | 0 | 0 | 0 | 2
61941_G_7 | SERC_VACAR | South Carolina | 45 | Clarendon | 27 | 61941 | 7 | Bond Solar | 0 | 2018 | 9999 | Solar PV | [5 empty] | Non-Fossil | G | 2030 | Solar |  | 0 | 0 | 0 | 0 | 0 | 0 | 0 | 0 | 0 | 0 | 0 | 0 | 0 | 0 | 0 | 0 | 0.67241 | 1.2477 | 1.7144 | 3.6345 | 0 | 0 | 0 | 0 | 0 | 0 | 0 | 0 | 0 | 0 | 0 | 0 | 0 | 0 | 0 | 0 | 0 | 0 | 0 | 0 | 0.063197 | 0 | 0 | 0 | 0 | 0 | 0 | 0 | 0 | 0 | 2
61942_G_8 | SERC_VACAR | South Carolina | 45 | Lee | 61 | 61942 | 8 | Gary Solar | 0 | 2018 | 9999 | Solar PV | [5 empty] | Non-Fossil | G | 2030 | Solar |  | 0 | 0 | 0 | 0 | 0 | 0 | 0 | 0 | 0 | 0 | 0 | 0 | 0 | 0 | 0 | 0 | 0.67241 | 1.2477 | 1.7144 | 3.6345 | 0 | 0 | 0 | 0 | 0 | 0 | 0 | 0 | 0 | 0 | 0 | 0 | 0 | 0 | 0 | 0 | 0 | 0 | 0 | 0 | 0.063197 | 0 | 0 | 0 | 0 | 0 | 0 | 0 | 0 | 0 | 2
61943_G_9 | SERC_VACAR | South Carolina | 45 | Florence | 41 | 61943 | 9 | Goldenrod Solar | 0 | 2019 | 9999 | Solar PV | [5 empty] | Non-Fossil | G | 2030 | Solar |  | 0 | 0 | 0 | 0 | 0 | 0 | 0 | 0 | 0 | 0 | 0 | 0 | 0 | 0 | 0 | 0 | 0.67241 | 1.2477 | 1.7144 | 3.6345 | 0 | 0 | 0 | 0 | 0 | 0 | 0 | 0 | 0 | 0 | 0 | 0 | 0 | 0 | 0 | 0 | 0 | 0 | 0 | 0 | 0.063197 | 0 | 0 | 0 | 0 | 0 | 0 | 0 | 0 | 0 | 2
61944_G_10 | SERC_VACAR | South Carolina | 45 | Marion | 67 | 61944 | 10 | Jessamine Solar | 0 | 2019 | 9999 | Solar PV | [5 empty] | Non-Fossil | G | 2030 | Solar |  | 0 | 0 | 0 | 0 | 0 | 0 | 0 | 0 | 0 | 0 | 0 | 0 | 0 | 0 | 0 | 0 | 0.63879 | 1.1853 | 1.6287 | 3.4528 | 0 | 0 | 0 | 0 | 0 | 0 | 0 | 0 | 0 | 0 | 0 | 0 | 0 | 0 | 0 | 0 | 0 | 0 | 0 | 0 | 0.060037 | 0 | 0 | 0 | 0 | 0 | 0 | 0 | 0 | 0 | 1.9
61945_G_19 | SERC_VACAR | South Carolina | 45 | Anderson | 7 | 61945 | 19 | Pelzer Solar I | 0 | 2019 | 9999 | Solar PV | [5 empty] | Non-Fossil | G | 2030 | Solar |  | 0 | 0 | 0 | 0 | 0 | 0 | 0 | 0 | 0 | 0 | 0 | 0 | 0 | 0 | 0 | 0 | 0.33621 | 0.62384 | 0.85721 | 1.8173 | 0 | 0 | 0 | 0 | 0 | 0 | 0 | 0 | 0 | 0 | 0 | 0 | 0 | 0 | 0 | 0 | 0 | 0 | 0 | 0 | 0.031598 | 0 | 0 | 0 | 0 | 0 | 0 | 0 | 0 | 0 | 1
61946_G_11 | SERC_VACAR | South Carolina | 45 | Darlington | 31 | 61946 | 11 | Redwing Solar | 0 | 2019 | 9999 | Solar PV | [5 empty] | Non-Fossil | G | 2030 | Solar |  | 0 | 0 | 0 | 0 | 0 | 0 | 0 | 0 | 0 | 0 | 0 | 0 | 0 | 0 | 0 | 0 | 0.67241 | 1.2477 | 1.7144 | 3.6345 | 0 | 0 | 0 | 0 | 0 | 0 | 0 | 0 | 0 | 0 | 0 | 0 | 0 | 0 | 0 | 0 | 0 | 0 | 0 | 0 | 0.063197 | 0 | 0 | 0 | 0 | 0 | 0 | 0 | 0 | 0 | 2
61947_G_12 | SERC_VACAR | South Carolina | 45 | Lee | 61 | 61947 | 12 | River Solar | 0 | 2018 | 9999 | Solar PV | [5 empty] | Non-Fossil | G | 2030 | Solar |  | 0 | 0 | 0 | 0 | 0 | 0 | 0 | 0 | 0 | 0 | 0 | 0 | 0 | 0 | 0 | 0 | 0.67241 | 1.2477 | 1.7144 | 3.6345 | 0 | 0 | 0 | 0 | 0 | 0 | 0 | 0 | 0 | 0 | 0 | 0 | 0 | 0 | 0 | 0 | 0 | 0 | 0 | 0 | 0.063197 | 0 | 0 | 0 | 0 | 0 | 0 | 0 | 0 | 0 | 2
61948_G_17 | SERC_VACAR | South Carolina | 45 | Florence | 41 | 61948 | 17 | Sapphire Solar | 0 | 2018 | 9999 | Solar PV | [5 empty] | Non-Fossil | G | 2030 | Solar |  | 0 | 0 | 0 | 0 | 0 | 0 | 0 | 0 | 0 | 0 | 0 | 0 | 0 | 0 | 0 | 0 | 0.67241 | 1.2477 | 1.7144 | 3.6345 | 0 | 0 | 0 | 0 | 0 | 0 | 0 | 0 | 0 | 0 | 0 | 0 | 0 | 0 | 0 | 0 | 0 | 0 | 0 | 0 | 0.063197 | 0 | 0 | 0 | 0 | 0 | 0 | 0 | 0 | 0 | 2
61949_G_13 | SERC_VACAR | South Carolina | 45 | Florence | 41 | 61949 | 13 | South Solar | 0 | 2018 | 9999 | Solar PV | [5 empty] | Non-Fossil | G | 2030 | Solar |  | 0 | 0 | 0 | 0 | 0 | 0 | 0 | 0 | 0 | 0 | 0 | 0 | 0 | 0 | 0 | 0 | 0.67241 | 1.2477 | 1.7144 | 3.6345 | 0 | 0 | 0 | 0 | 0 | 0 | 0 | 0 | 0 | 0 | 0 | 0 | 0 | 0 | 0 | 0 | 0 | 0 | 0 | 0 | 0.063197 | 0 | 0 | 0 | 0 | 0 | 0 | 0 | 0 | 0 | 2
6195_B_1 | SPP North- (Kansas, Missouri) | Missouri | 29 | Greene | 77 | 6195 | 1 | John Twitty Energy Center | 10328 | 1976 | 9999 | Coal Steam | wall | dry | Baghouse + SCR + Mercury Control | LA |  | Fossil | B | 2030 |  | Coal Retirement | 0 | 0 | 0 | 0 | 0 | 0 | 0 | 0 | 0 | 0 | 0 | 0 | 0 | 0 | 0 | 0 | 0 | 0 | 0 | 0 | 0 | 0 | 0 | 0 | 0 | 0 | 0 | 0 | 0 | 0 | 0 | 0 | 0 | 0 | 0 | 0 | 0 | 0 | 0 | 0 | 0 | 0 | 0 | 0 | 0 | 0 | 0 | 0 | 0 | 0 | 184 | SCR / Mercury Control
6195_B_2 | SPP North- (Kansas, Missouri) | Missouri | 29 | Greene | 77 | 6195 | 2 | John Twitty Energy Center | 10188 | 1976 | 9999 | Coal Steam | wall | dry | Baghouse + Dry Scrubber + SCR + Mercury Control | AA + LNB | Dry Scrubber | Fossil | B | 2030 |  | Coal Retirement | 0 | 0 | 0 | 0 | 0 | 0 | 0 | 0 | 0 | 0 | 0 | 0 | 0 | 0 | 0 | 0 | 0 | 0 | 0 | 0 | 0 | 0 | 0 | 0 | 0 | 0 | 0 | 0 | 0 | 0 | 0 | 0 | 0 | 0 | 0 | 0 | 0 | 0 | 0 | 0 | 0 | 0 | 0 | 0 | 0 | 0 | 0 | 0 | 0 | 0 | 275 | Scrubber / SCR / Mercury Control | Dry Scrubber
6195_G_GT1 | SPP North- (Kansas, Missouri) | Missouri | 29 | Greene | 77 | 6195 | GT1 | John Twitty Energy Center | 15558 | 1983 | 9999 | Combustion Turbine |  |  |  | H2O |  | Fossil | G | 2030 | NaturalGas |  | 0.011054 | 0 | 0 | 0.011054 | 0 | 0 | 0 | 0 | 0 | 0 | 0 | 0 | 0 | 0 | 0 | 0 | 0.7105 | 0 | 0 | 0.7105 | 0.6471 | 0 | 0 | 0.6471 | 7.7378e-10 | 0 | 0 | 7.7378e-10 | 0.00071523 | 0 | 0 | 0.00071523 | 0 | 0 | 0 | 0 | 0 | 0 | 0 | 0 | 2.3704 | 0.0040285 | 0 | 0 | 0.0040285 | 0.030958 | 0 | 0 | 0.030958 | 0 | 52
6195_G_GT2 | SPP North- (Kansas, Missouri) | Missouri | 29 | Greene | 77 | 6195 | GT2 | John Twitty Energy Center | 15558 | 1983 | 9999 | Combustion Turbine |  |  |  | H2O |  | Fossil | G | 2030 | NaturalGas |  | 0.011054 | 0 | 0.0024534 | 0.013507 | 0 | 0 | 0 | 0 | 0 | 0 | 0 | 0 | 0 | 0 | 0 | 0 | 0.7105 | 0 | 0.15769 | 0.86819 | 0.6471 | 0 | 0.14362 | 0.79072 | 7.7378e-10 | 0 | 1.7174e-10 | 9.4552e-10 | 0.00062687 | 0 | 0.00013913 | 0.000766 | 0 | 0 | 0 | 0 | 0 | 0 | 0 | 0 | 2.2602 | 0.0039504 | 0 | 0.00087678 | 0.0048272 | 0.030958 | 0 | 0.0053534 | 0.036311 | 0 | 52
61950_G_14 | SERC_VACAR | South Carolina | 45 | Lee | 61 | 61950 | 14 | Vincent Solar | 0 | 2019 | 9999 | Solar PV | [5 empty] | Non-Fossil | G | 2030 | Solar |  | 0 | 0 | 0 | 0 | 0 | 0 | 0 | 0 | 0 | 0 | 0 | 0 | 0 | 0 | 0 | 0 | 0.67241 | 1.2477 | 1.7144 | 3.6345 | 0 | 0 | 0 | 0 | 0 | 0 | 0 | 0 | 0 | 0 | 0 | 0 | 0 | 0 | 0 | 0 | 0 | 0 | 0 | 0 | 0.063197 | 0 | 0 | 0 | 0 | 0 | 0 | 0 | 0 | 0 | 2
61951_G_15 | SERC_VACAR | South Carolina | 45 | Darlington | 31 | 61951 | 15 | Watauga Solar | 0 | 2019 | 9999 | Solar PV | [5 empty] | Non-Fossil | G | 2030 | Solar |  | 0 | 0 | 0 | 0 | 0 | 0 | 0 | 0 | 0 | 0 | 0 | 0 | 0 | 0 | 0 | 0 | 0.67241 | 1.2477 | 1.7144 | 3.6345 | 0 | 0 | 0 | 0 | 0 | 0 | 0 | 0 | 0 | 0 | 0 | 0 | 0 | 0 | 0 | 0 | 0 | 0 | 0 | 0 | 0.063197 | 0 | 0 | 0 | 0 | 0 | 0 | 0 | 0 | 0 | 2
61952_G_20 | SERC_VACAR | South Carolina | 45 | Anderson | 7 | 61952 | 20 | Whitt Solar | 0 | 2019 | 9999 | Solar PV | [5 empty] | Non-Fossil | G | 2030 | Solar |  | 0 | 0 | 0 | 0 | 0 | 0 | 0 | 0 | 0 | 0 | 0 | 0 | 0 | 0 | 0 | 0 | 0.67241 | 1.2477 | 1.7144 | 3.6345 | 0 | 0 | 0 | 0 | 0 | 0 | 0 | 0 | 0 | 0 | 0 | 0 | 0 | 0 | 0 | 0 | 0 | 0 | 0 | 0 | 0.063197 | 0 | 0 | 0 | 0 | 0 | 0 | 0 | 0 | 0 | 2
61953_G_16 | SERC_VACAR | South Carolina | 45 | Florence | 41 | 61953 | 16 | Willis Solar | 0 | 2018 | 9999 | Solar PV | [5 empty] | Non-Fossil | G | 2030 | Solar |  | 0 | 0 | 0 | 0 | 0 | 0 | 0 | 0 | 0 | 0 | 0 | 0 | 0 | 0 | 0 | 0 | 0.67241 | 1.2477 | 1.7144 | 3.6345 | 0 | 0 | 0 | 0 | 0 | 0 | 0 | 0 | 0 | 0 | 0 | 0 | 0 | 0 | 0 | 0 | 0 | 0 | 0 | 0 | 0.063197 | 0 | 0 | 0 | 0 | 0 | 0 | 0 | 0 | 0 | 2
61954_G_DSPI | MISO_Lower Michigan | Michigan | 26 | Eaton | 45 | 61954 | DSPI | Delta Solar Power I | 0 | 2018 | 9999 | Solar PV | [5 empty] | Non-Fossil | G | 2030 | Solar |  | 0 | 0 | 0 | 0 | 0 | 0 | 0 | 0 | 0 | 0 | 0 | 0 | 0 | 0 | 0 | 0 | 0.97839 | 3.2749 | 6.2001 | 10.4533 | 0 | 0 | 0 | 0 | 0 | 0 | 0 | 0 | 0 | 0 | 0 | 0 | 0 | 0 | 0 | 0 | 0 | 0 | 0 | 0 | 0.24331 | 0 | 0 | 0 | 0 | 0 | 0 | 0 | 0 | 0 | 7.7
61955_G_DSPII | MISO_Lower Michigan | Michigan | 26 | Eaton | 45 | 61955 | DSPII | Delta Solar Power II | 0 | 2018 | 9999 | Solar PV | [5 empty] | Non-Fossil | G | 2030 | Solar |  | 0 | 0 | 0 | 0 | 0 | 0 | 0 | 0 | 0 | 0 | 0 | 0 | 0 | 0 | 0 | 0 | 1.9314 | 6.4647 | 12.2391 | 20.6351 | 0 | 0 | 0 | 0 | 0 | 0 | 0 | 0 | 0 | 0 | 0 | 0 | 0 | 0 | 0 | 0 | 0 | 0 | 0 | 0 | 0.4803 | 0 | 0 | 0 | 0 | 0 | 0 | 0 | 0 | 0 | 15.2
61956_G_BAKUP | SERC_VACAR | South Carolina | 45 | Beaufort | 13 | 61956 | BAKUP | MCRD Parris Island PV Hybrid | 10745 | 2019 | 9999 | Combustion Turbine | [5 empty] | Fossil | G | 2030 | Oil |  | 0 | 0 | 0 | 0 | 0 | 0 | 0 | 0 | 0 | 0 | 0 | 0 | 0 | 0 | 0 | 0 | 0 | 0 | 0 | 0 | 0 | 0 | 0 | 0 | 0 | 0 | 0 | 0 | 0 | 0 | 0 | 0 | 0 | 0 | 0 | 0 | 0 | 0 | 0 | 0 | 0.049313 | 0 | 0 | 0 | 0 | 0 | 0 | 0 | 0 | 0 | 2.5
61956_G_BLKST | SERC_VACAR | South Carolina | 45 | Beaufort | 13 | 61956 | BLKST | MCRD Parris Island PV Hybrid | 10745 | 2019 | 9999 | Combustion Turbine | [5 empty] | Fossil | G | 2030 | Oil |  | 0 | 0 | 0 | 0 | 0 | 0 | 0 | 0 | 0 | 0 | 0 | 0 | 0 | 0 | 0 | 0 | 0 | 0 | 0 | 0 | 0 | 0 | 0 | 0 | 0 | 0 | 0 | 0 | 0 | 0 | 0 | 0 | 0 | 0 | 0 | 0 | 0 | 0 | 0 | 0 | 0.019725 | 0 | 0 | 0 | 0 | 0 | 0 | 0 | 0 | 0 | 1
61956_G_CARPT | SERC_VACAR | South Carolina | 45 | Beaufort | 13 | 61956 | CARPT | MCRD Parris Island PV Hybrid | 0 | 2018 | 9999 | Solar PV | [5 empty] | Non-Fossil | G | 2030 | Solar |  | 0 | 0 | 0 | 0 | 0 | 0 | 0 | 0 | 0 | 0 | 0 | 0 | 0 | 0 | 0 | 0 | 0.53793 | 0.99815 | 1.3715 | 2.9076 | 0 | 0 | 0 | 0 | 0 | 0 | 0 | 0 | 0 | 0 | 0 | 0 | 0 | 0 | 0 | 0 | 0 | 0 | 0 | 0 | 0.050557 | 0 | 0 | 0 | 0 | 0 | 0 | 0 | 0 | 0 | 1.6
61956_G_CHPP | SERC_VACAR | South Carolina | 45 | Beaufort | 13 | 61956 | CHPP | MCRD Parris Island PV Hybrid | 10745 | 2019 | 9999 | Combustion Turbine | [5 empty] | Fossil | G | 2030 | NaturalGas |  | 0.0029588 | 0.00065028 | 0.0037349 | 0.007344 | 0 | 0 | 0 | 0 | 0 | 0 | 0 | 0 | 0 | 0 | 0 | 0 | 0.27536 | 0.060519 | 0.3476 | 0.68348 | 0.17321 | 0.038067 | 0.21864 | 0.42992 | 2.0711e-10 | 4.552e-11 | 2.6144e-10 | 5.1408e-10 | 1.6273e-05 | 3.5765e-06 | 2.0542e-05 | 4.0392e-05 | 0 | 0 | 0 | 0 | 0 | 0 | 0 | 0 | 0.069038 | 0.0012694 | 0.00027899 | 0.0016024 | 0.0031508 | 0.0095806 | 0.0018006 | 0.010225 | 0.021606 | 0 | 3.5
61956_G_GRDMT | SERC_VACAR | South Carolina | 45 | Beaufort | 13 | 61956 | GRDMT | MCRD Parris Island PV Hybrid | 0 | 2018 | 9999 | Solar PV | [5 empty] | Non-Fossil | G | 2030 | Solar |  | 0 | 0 | 0 | 0 | 0 | 0 | 0 | 0 | 0 | 0 | 0 | 0 | 0 | 0 | 0 | 0 | 1.4793 | 2.7449 | 3.7717 | 7.996 | 0 | 0 | 0 | 0 | 0 | 0 | 0 | 0 | 0 | 0 | 0 | 0 | 0 | 0 | 0 | 0 | 0 | 0 | 0 | 0 | 0.13903 | 0 | 0 | 0 | 0 | 0 | 0 | 0 | 0 | 0 | 4.4
61956_G_TBESS | SERC_VACAR | South Carolina | 45 | Beaufort | 13 | 61956 | TBESS | MCRD Parris Island PV Hybrid | 0 | 2018 | 9999 | Energy Storage | [5 empty] | Non-Fossil | G | 2030 | EnerStor |  | 0 | 0 | 0 | 0 | 0 | 0 | 0 | 0 | 0 | 0 | 0 | 0 | 0 | 0 | 0 | 0 | 0.3509 | 0.07712 | 0.065661 | 0.49368 | 0 | 0 | 0 | 0 | 0 | 0 | 0 | 0 | 0 | 0 | 0 | 0 | 0 | 0 | 0 | 0 | 0 | 0 | 0 | 0 | 0.14711 | 0.0027616 | 0.00060694 | 0.00051676 | 0.0038853 | 0 | 0 | 0 | 0 | 0 | 4
61957_G_PW | SPP North- (Kansas, Missouri) | Kansas | 20 | Pratt | 151 | 61957 | PW | Pratt Wind, LLC | 0 | 2018 | 9999 | Onshore Wind | [5 empty] | Non-Fossil | G | 2030 | Wind |  | 0 | 0 | 0 | 0 | 0 | 0 | 0 | 0 | 0 | 0 | 0 | 0 | 0 | 0 | 0 | 0 | 218.0055 | 321.9425 | 327.8409 | 867.7889 | 0 | 0 | 0 | 0 | 0 | 0 | 0 | 0 | 0 | 0 | 0 | 0 | 0 | 0 | 0 | 0 | 0 | 0 | 0 | 0 | 10.2297 | 0 | 0 | 0 | 0 | 0 | 0 | 0 | 0 | 0 | 243.5
61958_G_BAP1 | NY_Zone F (Capital) | New York | 36 | Montgomery | 57 | 61958 | BAP1 | Broadalbin-Perth Solar | 0 | 2018 | 9999 | Solar PV | [5 empty] | Non-Fossil | G | 2030 | Solar |  | 0 | 0 | 0 | 0 | 0 | 0 | 0 | 0 | 0 | 0 | 0 | 0 | 0 | 0 | 0 | 0 | 0.32988 | 0.64496 | 1.1136 | 2.0885 | 0 | 0 | 0 | 0 | 0 | 0 | 0 | 0 | 0 | 0 | 0 | 0 | 0 | 0 | 0 | 0 | 0 | 0 | 0 | 0 | 0.047398 | 0 | 0 | 0 | 0 | 0 | 0 | 0 | 0 | 0 | 1.5
61959_G_COLS | ISONE_MA, VT, NH, RI (Rest of ISO New England) | Vermont | 50 | Windsor | 27 | 61959 | COLS | Coolidge Solar 1, LLC | 0 | 2018 | 9999 | Solar PV | [5 empty] | Non-Fossil | G | 2030 | Solar |  | 0 | 0 | 0 | 0 | 0 | 0 | 0 | 0 | 0 | 0 | 0 | 0 | 0 | 0 | 0 | 0 | 4.2444 | 8.9854 | 14.8277 | 28.0575 | 0 | 0 | 0 | 0 | 0 | 0 | 0 | 0 | 0 | 0 | 0 | 0 | 0 | 0 | 0 | 0 | 0 | 0 | 0 | 0 | 0.68527 | 0 | 0 | 0 | 0 | 0 | 0 | 0 | 0 | 0 | 19.6
6196_G_1 | WECC_Southern California Edison | California | 6 | Los Angeles | 37 | 6196 | 1 | W E Warne | 0 | 1982 | 9999 | Hydro | [5 empty] | Non-Fossil | G | 2030 | Hydro |  | 0 | 0 | 0 | 0 | 0 | 0 | 0 | 0 | 0 | 0 | 0 | 0 | 0 | 0 | 0 | 0 | 18.577 | 32.7394 | 70.8279 | 122.1444 | 0 | 0 | 0 | 0 | 0 | 0 | 0 | 0 | 0 | 0 | 0 | 0 | 0 | 0 | 0 | 0 | 0 | 0 | 0 | 0 | 0.60071 | 0.025822 | 0.045508 | 0.098451 | 0.16978 | 0 | 0 | 0 | 0 | 0 | 38
6196_G_2 | WECC_Southern California Edison | California | 6 | Los Angeles | 37 | 6196 | 2 | W E Warne | 0 | 1983 | 9999 | Hydro | [5 empty] | Non-Fossil | G | 2030 | Hydro |  | 0 | 0 | 0 | 0 | 0 | 0 | 0 | 0 | 0 | 0 | 0 | 0 | 0 | 0 | 0 | 0 | 18.577 | 32.7394 | 70.8279 | 122.1444 | 0 | 0 | 0 | 0 | 0 | 0 | 0 | 0 | 0 | 0 | 0 | 0 | 0 | 0 | 0 | 0 | 0 | 0 | 0 | 0 | 0.60071 | 0.025822 | 0.045508 | 0.098451 | 0.16978 | 0 | 0 | 0 | 0 | 0 | 38
61960_G_GEN1 | SERC_VACAR | South Carolina | 45 | Spartanburg | 83 | 61960 | GEN1 | Atood II | 0 | 2018 | 9999 | Solar PV | [5 empty] | Non-Fossil | G | 2030 | Solar |  | 0 | 0 | 0 | 0 | 0 | 0 | 0 | 0 | 0 | 0 | 0 | 0 | 0 | 0 | 0 | 0 | 0.67241 | 1.2477 | 1.7144 | 3.6345 | 0 | 0 | 0 | 0 | 0 | 0 | 0 | 0 | 0 | 0 | 0 | 0 | 0 | 0 | 0 | 0 | 0 | 0 | 0 | 0 | 0.063197 | 0 | 0 | 0 | 0 | 0 | 0 | 0 | 0 | 0 | 2
61961_G_GEN1 | SERC_VACAR | South Carolina | 45 | Lexington | 63 | 61961 | GEN1 | Gaston II | 0 | 2018 | 9999 | Solar PV | [5 empty] | Non-Fossil | G | 2030 | Solar |  | 0 | 0 | 0 | 0 | 0 | 0 | 0 | 0 | 0 | 0 | 0 | 0 | 0 | 0 | 0 | 0 | 2.5215 | 4.6788 | 6.4291 | 13.6295 | 0 | 0 | 0 | 0 | 0 | 0 | 0 | 0 | 0 | 0 | 0 | 0 | 0 | 0 | 0 | 0 | 0 | 0 | 0 | 0 | 0.23699 | 0 | 0 | 0 | 0 | 0 | 0 | 0 | 0 | 0 | 7.5
61962_G_HSF01 | ERCOT_West | Texas | 48 | Nolan | 353 | 61962 | HSF01 | Holstein 1 Solar Farm | 0 | 2020 | 9999 | Solar PV | [5 empty] | Non-Fossil | G | 2030 | Solar |  | 0 | 0 | 0 | 0 | 0 | 0 | 0 | 0 | 0 | 0 | 0 | 0 | 0 | 0 | 0 | 0 | 91.1145 | 150.8563 | 226.5238 | 468.4946 | 0 | 0 | 0 | 0 | 0 | 0 | 0 | 0 | 0 | 0 | 0 | 0 | 0 | 0 | 0 | 0 | 0 | 0 | 0 | 0 | 6.3197 | 0 | 0 | 0 | 0 | 0 | 0 | 0 | 0 | 0 | 200
61965_G_QKRTN | PJM_EMAAC | New Jersey | 34 | Hunterdon | 19 | 61965 | QKRTN | Quakertown Solar Farm, LLC | 0 | 2018 | 9999 | Solar PV | [5 empty] | Non-Fossil | G | 2030 | Solar |  | 0 | 0 | 0 | 0 | 0 | 0 | 0 | 0 | 0 | 0 | 0 | 0 | 0 | 0 | 0 | 0 | 1.855 | 4.0082 | 6.6464 | 12.5097 | 0 | 0 | 0 | 0 | 0 | 0 | 0 | 0 | 0 | 0 | 0 | 0 | 0 | 0 | 0 | 0 | 0 | 0 | 0 | 0 | 0.40275 | 0 | 0 | 0 | 0 | 0 | 0 | 0 | 0 | 0 | 8.8
61968_G_CHIS | MISO_Minnesota and Western Wisconsin | Minnesota | 27 | Chisago | 25 | 61968 | CHIS | Chisago Holdco LLC, CSG | 0 | 2019 | 9999 | Solar PV | [5 empty] | Non-Fossil | G | 2030 | Solar |  | 0 | 0 | 0 | 0 | 0 | 0 | 0 | 0 | 0 | 0 | 0 | 0 | 0 | 0 | 0 | 0 | 0.6526 | 1.5151 | 2.876 | 5.0437 | 0 | 0 | 0 | 0 | 0 | 0 | 0 | 0 | 0 | 0 | 0 | 0 | 0 | 0 | 0 | 0 | 0 | 0 | 0 | 0 | 0.094795 | 0 | 0 | 0 | 0 | 0 | 0 | 0 | 0 | 0 | 3
61969_G_TWE | ERCOT_Rest | Texas | 48 | Webb | 479 | 61969 | TWE | Torrecillas Wind Energy, LLC | 0 | 2019 | 9999 | Onshore Wind | [5 empty] | Non-Fossil | G | 2030 | Wind |  | 0 | 0 | 0 | 0 | 0 | 0 | 0 | 0 | 0 | 0 | 0 | 0 | 0 | 0 | 0 | 0 | 228.2323 | 323.6287 | 378.7545 | 930.6155 | 0 | 0 | 0 | 0 | 0 | 0 | 0 | 0 | 0 | 0 | 0 | 0 | 0 | 0 | 0 | 0 | 0 | 0 | 0 | 0 | 12.1694 | 0 | 0 | 0 | 0 | 0 | 0 | 0 | 0 | 0 | 300
61970_G_BSII | ERCOT_West | Texas | 48 | Wilbarger | 487 | 61970 | BSII | Blue Summit II Wind, LLC | 0 | 2019 | 9999 | Onshore Wind | [5 empty] | Non-Fossil | G | 2030 | Wind |  | 0 | 0 | 0 | 0 | 0 | 0 | 0 | 0 | 0 | 0 | 0 | 0 | 0 | 0 | 0 | 0 | 70.9147 | 104.0596 | 105.7801 | 280.7544 | 0 | 0 | 0 | 0 | 0 | 0 | 0 | 0 | 0 | 0 | 0 | 0 | 0 | 0 | 0 | 0 | 0 | 0 | 0 | 0 | 4.1581 | 0 | 0 | 0 | 0 | 0 | 0 | 0 | 0 | 0 | 99.4
61971_G_201 | MISO_Minnesota and Western Wisconsin | Minnesota | 27 | Hennepin | 53 | 61971 | 201 | Corcoran CSG | 0 | 2019 | 9999 | Solar PV | [5 empty] | Non-Fossil | G | 2030 | Solar |  | 0 | 0 | 0 | 0 | 0 | 0 | 0 | 0 | 0 | 0 | 0 | 0 | 0 | 0 | 0 | 0 | 0.21753 | 0.50504 | 0.95866 | 1.6812 | 0 | 0 | 0 | 0 | 0 | 0 | 0 | 0 | 0 | 0 | 0 | 0 | 0 | 0 | 0 | 0 | 0 | 0 | 0 | 0 | 0.031598 | 0 | 0 | 0 | 0 | 0 | 0 | 0 | 0 | 0 | 1
61971_G_202 | MISO_Minnesota and Western Wisconsin | Minnesota | 27 | Hennepin | 53 | 61971 | 202 | Corcoran CSG | 0 | 2019 | 9999 | Solar PV | [5 empty] | Non-Fossil | G | 2030 | Solar |  | 0 | 0 | 0 | 0 | 0 | 0 | 0 | 0 | 0 | 0 | 0 | 0 | 0 | 0 | 0 | 0 | 0.21753 | 0.50504 | 0.95866 | 1.6812 | 0 | 0 | 0 | 0 | 0 | 0 | 0 | 0 | 0 | 0 | 0 | 0 | 0 | 0 | 0 | 0 | 0 | 0 | 0 | 0 | 0.031598 | 0 | 0 | 0 | 0 | 0 | 0 | 0 | 0 | 0 | 1
61971_G_203 | MISO_Minnesota and Western Wisconsin | Minnesota | 27 | Hennepin | 53 | 61971 | 203 | Corcoran CSG | 0 | 2019 | 9999 | Solar PV | [5 empty] | Non-Fossil | G | 2030 | Solar |  | 0 | 0 | 0 | 0 | 0 | 0 | 0 | 0 | 0 | 0 | 0 | 0 | 0 | 0 | 0 | 0 | 0.21753 | 0.50504 | 0.95866 | 1.6812 | 0 | 0 | 0 | 0 | 0 | 0 | 0 | 0 | 0 | 0 | 0 | 0 | 0 | 0 | 0 | 0 | 0 | 0 | 0 | 0 | 0.031598 | 0 | 0 | 0 | 0 | 0 | 0 | 0 | 0 | 0 | 1
61971_G_204 | MISO_Minnesota and Western Wisconsin | Minnesota | 27 | Hennepin | 53 | 61971 | 204 | Corcoran CSG | 0 | 2019 | 9999 | Solar PV | [5 empty] | Non-Fossil | G | 2030 | Solar |  | 0 | 0 | 0 | 0 | 0 | 0 | 0 | 0 | 0 | 0 | 0 | 0 | 0 | 0 | 0 | 0 | 0.21753 | 0.50504 | 0.95866 | 1.6812 | 0 | 0 | 0 | 0 | 0 | 0 | 0 | 0 | 0 | 0 | 0 | 0 | 0 | 0 | 0 | 0 | 0 | 0 | 0 | 0 | 0.031598 | 0 | 0 | 0 | 0 | 0 | 0 | 0 | 0 | 0 | 1
61971_G_205 | MISO_Minnesota and Western Wisconsin | Minnesota | 27 | Hennepin | 53 | 61971 | 205 | Corcoran CSG | 0 | 2019 | 9999 | Solar PV | [5 empty] | Non-Fossil | G | 2030 | Solar |  | 0 | 0 | 0 | 0 | 0 | 0 | 0 | 0 | 0 | 0 | 0 | 0 | 0 | 0 | 0 | 0 | 0.21753 | 0.50504 | 0.95866 | 1.6812 | 0 | 0 | 0 | 0 | 0 | 0 | 0 | 0 | 0 | 0 | 0 | 0 | 0 | 0 | 0 | 0 | 0 | 0 | 0 | 0 | 0.031598 | 0 | 0 | 0 | 0 | 0 | 0 | 0 | 0 | 0 | 1
61972_G_C2BV | SERC_VACAR | South Carolina | 45 | Barnwell | 11 | 61972 | C2BV | Richardson Solar II | 0 | 2019 | 9999 | Solar PV | [5 empty] | Non-Fossil | G | 2030 | Solar |  | 0 | 0 | 0 | 0 | 0 | 0 | 0 | 0 | 0 | 0 | 0 | 0 | 0 | 0 | 0 | 0 | 1.2103 | 2.2458 | 3.086 | 6.5421 | 0 | 0 | 0 | 0 | 0 | 0 | 0 | 0 | 0 | 0 | 0 | 0 | 0 | 0 | 0 | 0 | 0 | 0 | 0 | 0 | 0.11375 | 0 | 0 | 0 | 0 | 0 | 0 | 0 | 0 | 0 | 3.6
61973_G_C2BV | SERC_VACAR | South Carolina | 45 | Barnwell | 11 | 61973 | C2BV | Blackville Solar II | 0 | 2019 | 9999 | Solar PV | [5 empty] | Non-Fossil | G | 2030 | Solar |  | 0 | 0 | 0 | 0 | 0 | 0 | 0 | 0 | 0 | 0 | 0 | 0 | 0 | 0 | 0 | 0 | 6.7241 | 12.4768 | 17.1443 | 36.3453 | 0 | 0 | 0 | 0 | 0 | 0 | 0 | 0 | 0 | 0 | 0 | 0 | 0 | 0 | 0 | 0 | 0 | 0 | 0 | 0 | 0.63197 | 0 | 0 | 0 | 0 | 0 | 0 | 0 | 0 | 0 | 20
61974_G_C2BV | SERC_VACAR | South Carolina | 45 | Lexington | 63 | 61974 | C2BV | Diamond Solar II | 0 | 2019 | 9999 | Solar PV | [5 empty] | Non-Fossil | G | 2030 | Solar |  | 0 | 0 | 0 | 0 | 0 | 0 | 0 | 0 | 0 | 0 | 0 | 0 | 0 | 0 | 0 | 0 | 2.7569 | 5.1155 | 7.0292 | 14.9016 | 0 | 0 | 0 | 0 | 0 | 0 | 0 | 0 | 0 | 0 | 0 | 0 | 0 | 0 | 0 | 0 | 0 | 0 | 0 | 0 | 0.25911 | 0 | 0 | 0 | 0 | 0 | 0 | 0 | 0 | 0 | 8.2
61975_G_C2BV | SERC_VACAR | South Carolina | 45 | Barnwell | 11 | 61975 | C2BV | Edison Solar II | 0 | 2019 | 9999 | Solar PV | [5 empty] | Non-Fossil | G | 2030 | Solar |  | 0 | 0 | 0 | 0 | 0 | 0 | 0 | 0 | 0 | 0 | 0 | 0 | 0 | 0 | 0 | 0 | 1.6138 | 2.9944 | 4.1146 | 8.7229 | 0 | 0 | 0 | 0 | 0 | 0 | 0 | 0 | 0 | 0 | 0 | 0 | 0 | 0 | 0 | 0 | 0 | 0 | 0 | 0 | 0.15167 | 0 | 0 | 0 | 0 | 0 | 0 | 0 | 0 | 0 | 4.8
61976_G_PGRG1 | SERC_VACAR | South Carolina | 45 | Orangeburg | 75 | 61976 | PGRG1 | Peony Solar | 0 | 2018 | 9999 | Solar PV | [5 empty] | Non-Fossil | G | 2030 | Solar |  | 0 | 0 | 0 | 0 | 0 | 0 | 0 | 0 | 0 | 0 | 0 | 0 | 0 | 0 | 0 | 0 | 13.112 | 24.3298 | 33.4314 | 70.8732 | 0 | 0 | 0 | 0 | 0 | 0 | 0 | 0 | 0 | 0 | 0 | 0 | 0 | 0 | 0 | 0 | 0 | 0 | 0 | 0 | 1.2323 | 0 | 0 | 0 | 0 | 0 | 0 | 0 | 0 | 0 | 39
61977_G_SO334 | MISO_Minnesota and Western Wisconsin | Minnesota | 27 | Chisago | 25 | 61977 | SO334 | Cornillie | 0 | 2018 | 9999 | Solar PV | [5 empty] | Non-Fossil | G | 2030 | Solar |  | 0 | 0 | 0 | 0 | 0 | 0 | 0 | 0 | 0 | 0 | 0 | 0 | 0 | 0 | 0 | 0 | 0.21753 | 0.50504 | 0.95866 | 1.6812 | 0 | 0 | 0 | 0 | 0 | 0 | 0 | 0 | 0 | 0 | 0 | 0 | 0 | 0 | 0 | 0 | 0 | 0 | 0 | 0 | 0.031598 | 0 | 0 | 0 | 0 | 0 | 0 | 0 | 0 | 0 | 1
61978_G_GEN1 | SERC_VACAR | North Carolina | 37 | Moore | 125 | 61978 | GEN1 | Pinesage | 0 | 2018 | 9999 | Solar PV | [5 empty] | Non-Fossil | G | 2030 | Solar |  | 0 | 0 | 0 | 0 | 0 | 0 | 0 | 0 | 0 | 0 | 0 | 0 | 0 | 0 | 0 | 0 | 1.4563 | 2.8953 | 4.6316 | 8.9833 | 0 | 0 | 0 | 0 | 0 | 0 | 0 | 0 | 0 | 0 | 0 | 0 | 0 | 0 | 0 | 0 | 0 | 0 | 0 | 0 | 0.21326 | 0 | 0 | 0 | 0 | 0 | 0 | 0 | 0 | 0 | 5
61979_G_SYPRN | MISO_Minnesota and Western Wisconsin | Minnesota | 27 | Kandiyohi | 67 | 61979 | SYPRN | Syncarpha Prinsburg CSG (Ledeboer) | 0 | 2018 | 9999 | Solar PV | [5 empty] | Non-Fossil | G | 2030 | Solar |  | 0 | 0 | 0 | 0 | 0 | 0 | 0 | 0 | 0 | 0 | 0 | 0 | 0 | 0 | 0 | 0 | 0.21753 | 0.50504 | 0.95866 | 1.6812 | 0 | 0 | 0 | 0 | 0 | 0 | 0 | 0 | 0 | 0 | 0 | 0 | 0 | 0 | 0 | 0 | 0 | 0 | 0 | 0 | 0.031598 | 0 | 0 | 0 | 0 | 0 | 0 | 0 | 0 | 0 | 1
61980_G_SCSG1 | MISO_Minnesota and Western Wisconsin | Minnesota | 27 | Chippewa | 23 | 61980 | SCSG1 | Syncarpha Clara City CSG I (Stamer) | 0 | 2018 | 9999 | Solar PV | [5 empty] | Non-Fossil | G | 2030 | Solar |  | 0 | 0 | 0 | 0 | 0 | 0 | 0 | 0 | 0 | 0 | 0 | 0 | 0 | 0 | 0 | 0 | 0.21753 | 0.50504 | 0.95866 | 1.6812 | 0 | 0 | 0 | 0 | 0 | 0 | 0 | 0 | 0 | 0 | 0 | 0 | 0 | 0 | 0 | 0 | 0 | 0 | 0 | 0 | 0.031598 | 0 | 0 | 0 | 0 | 0 | 0 | 0 | 0 | 0 | 1
61983_G_COTG | MISO_Minnesota and Western Wisconsin | Minnesota | 27 | Washington | 163 | 61983 | COTG | Cottage Grove Project CSG | 0 | 2018 | 9999 | Solar PV | [5 empty] | Non-Fossil | G | 2030 | Solar |  | 0 | 0 | 0 | 0 | 0 | 0 | 0 | 0 | 0 | 0 | 0 | 0 | 0 | 0 | 0 | 0 | 1.0659 | 2.4747 | 4.6974 | 8.238 | 0 | 0 | 0 | 0 | 0 | 0 | 0 | 0 | 0 | 0 | 0 | 0 | 0 | 0 | 0 | 0 | 0 | 0 | 0 | 0 | 0.15483 | 0 | 0 | 0 | 0 | 0 | 0 | 0 | 0 | 0 | 4.9
61984_G_WTGS | SPP North- (Kansas, Missouri) | Kansas | 20 | Thomas | 193 | 61984 | WTGS | Solomon Forks Wind Project, LLC | 0 | 2019 | 9999 | Onshore Wind | [5 empty] | Non-Fossil | G | 2030 | Wind |  | 0 | 0 | 0 | 0 | 0 | 0 | 0 | 0 | 0 | 0 | 0 | 0 | 0 | 0 | 0 | 0 | 246.7446 | 364.3834 | 371.0593 | 982.1873 | 0 | 0 | 0 | 0 | 0 | 0 | 0 | 0 | 0 | 0 | 0 | 0 | 0 | 0 | 0 | 0 | 0 | 0 | 0 | 0 | 11.5782 | 0 | 0 | 0 | 0 | 0 | 0 | 0 | 0 | 0 | 275.6
61985_G_CTWS | PJM_Dominion | Virginia | 51 | Surry | 181 | 61985 | CTWS | Colonial Trail West | 0 | 2019 | 9999 | Solar PV | [5 empty] | Non-Fossil | G | 2030 | Solar |  | 0 | 0 | 0 | 0 | 0 | 0 | 0 | 0 | 0 | 0 | 0 | 0 | 0 | 0 | 0 | 0 | 69.5093 | 118.2588 | 143.2691 | 331.0372 | 0 | 0 | 0 | 0 | 0 | 0 | 0 | 0 | 0 | 0 | 0 | 0 | 0 | 0 | 0 | 0 | 0 | 0 | 0 | 0 | 4.4996 | 0 | 0 | 0 | 0 | 0 | 0 | 0 | 0 | 0 | 142.4
61986_G_SGIS | PJM_Dominion | Virginia | 51 | Surry | 181 | 61986 | SGIS | Spring Grove I | 0 | 2020 | 9999 | Solar PV | [5 empty] | Non-Fossil | G | 2030 | Solar |  | 0 | 0 | 0 | 0 | 0 | 0 | 0 | 0 | 0 | 0 | 0 | 0 | 0 | 0 | 0 | 0 | 47.7876 | 81.3029 | 98.4975 | 227.5881 | 0 | 0 | 0 | 0 | 0 | 0 | 0 | 0 | 0 | 0 | 0 | 0 | 0 | 0 | 0 | 0 | 0 | 0 | 0 | 0 | 3.0935 | 0 | 0 | 0 | 0 | 0 | 0 | 0 | 0 | 0 | 97.9
61988_G_FL501 | FRCC | Florida | 12 | Orange | 95 | 61988 | FL501 | Citrus Ridge Solar | 0 | 2018 | 9999 | Solar PV | [5 empty] | Non-Fossil | G | 2030 | Solar |  | 0 | 0 | 0 | 0 | 0 | 0 | 0 | 0 | 0 | 0 | 0 | 0 | 0 | 0 | 0 | 0 | 20.8977 | 34.2917 | 42.8745 | 98.0639 | 0 | 0 | 0 | 0 | 0 | 0 | 0 | 0 | 0 | 0 | 0 | 0 | 0 | 0 | 0 | 0 | 0 | 0 | 0 | 0 | 2.1772 | 0 | 0 | 0 | 0 | 0 | 0 | 0 | 0 | 0 | 52
61990_G_BA | MISO_Illinois | Illinois | 17 | Champaign | 19 | 61990 | BA | TAC-Distributed Energy Resource Hybrid | 0 | 2017 | 9999 | Energy Storage | [5 empty] | Non-Fossil | G | 2030 | EnerStor |  | 0 | 0 | 0 | 0 | 0 | 0 | 0 | 0 | 0 | 0 | 0 | 0 | 0 | 0 | 0 | 0 | 0.0046272 | 0.0034704 | 0.052924 | 0.061021 | 0 | 0 | 0 | 0 | 0 | 0 | 0 | 0 | 0 | 0 | 0 | 0 | 0 | 0 | 0 | 0 | 0 | 0 | 0 | 0 | 0.011033 | 3.6417e-05 | 2.7312e-05 | 0.00041652 | 0.00048024 | 0 | 0 | 0 | 0 | 0 | 0.3
61990_G_NG | MISO_Illinois | Illinois | 17 | Champaign | 19 | 61990 | NG | TAC-Distributed Energy Resource Hybrid | 18000 | 2017 | 9999 | Combustion Turbine | [5 empty] | Fossil | G | 2030 | NaturalGas |  | 6.4912e-05 | 0 | 0 | 6.4912e-05 | 0 | 0 | 0 | 0 | 0 | 0 | 0 | 0 | 0 | 0 | 0 | 0 | 0.0036062 | 0 | 0 | 0.0036062 | 0.0038 | 0 | 0 | 0.0038 | 4.544e-12 | 0 | 0 | 4.544e-12 | 3.4434e-05 | 0 | 0 | 3.4434e-05 | 0 | 0 | 0 | 0 | 0 | 0 | 0 | 0 | 0.019725 | 1.7021e-05 | 0 | 0 | 1.7021e-05 | 0.00018331 | 0 | 0 | 0.00018331 | 0 | 1
61990_G_SOLAR | MISO_Illinois | Illinois | 17 | Champaign | 19 | 61990 | SOLAR | TAC-Distributed Energy Resource Hybrid | 0 | 2017 | 9999 | Solar PV | [5 empty] | Non-Fossil | G | 2030 | Solar |  | 0 | 0 | 0 | 0 | 0 | 0 | 0 | 0 | 0 | 0 | 0 | 0 | 0 | 0 | 0 | 0 | 0.022237 | 0.063541 | 0.11322 | 0.199 | 0 | 0 | 0 | 0 | 0 | 0 | 0 | 0 | 0 | 0 | 0 | 0 | 0 | 0 | 0 | 0 | 0 | 0 | 0 | 0 | 0.0031598 | 0 | 0 | 0 | 0 | 0 | 0 | 0 | 0 | 0 | 0.1
61990_G_WIND | MISO_Illinois | Illinois | 17 | Champaign | 19 | 61990 | WIND | TAC-Distributed Energy Resource Hybrid | 0 | 2017 | 9999 | Onshore Wind | [5 empty] | Non-Fossil | G | 2030 | Wind |  | 0 | 0 | 0 | 0 | 0 | 0 | 0 | 0 | 0 | 0 | 0 | 0 | 0 | 0 | 0 | 0 | 0.097558 | 0.12674 | 0.08691 | 0.31121 | 0 | 0 | 0 | 0 | 0 | 0 | 0 | 0 | 0 | 0 | 0 | 0 | 0 | 0 | 0 | 0 | 0 | 0 | 0 | 0 | 0.0041528 | 0 | 0 | 0 | 0 | 0 | 0 | 0 | 0 | 0 | 0.1
61992_G_CRUX | MISO_Minnesota and Western Wisconsin | Minnesota | 27 | Stearns | 145 | 61992 | CRUX | Pisces Community Solar Garden | 0 | 2019 | 9999 | Solar PV | [5 empty] | Non-Fossil | G | 2030 | Solar |  | 0 | 0 | 0 | 0 | 0 | 0 | 0 | 0 | 0 | 0 | 0 | 0 | 0 | 0 | 0 | 0 | 0.15227 | 0.35353 | 0.67106 | 1.1769 | 0 | 0 | 0 | 0 | 0 | 0 | 0 | 0 | 0 | 0 | 0 | 0 | 0 | 0 | 0 | 0 | 0 | 0 | 0 | 0 | 0.022119 | 0 | 0 | 0 | 0 | 0 | 0 | 0 | 0 | 0 | 0.7
61993_G_GDCBA | WECC_Northern California (not including BANC) | California | 6 | Santa Clara | 85 | 61993 | GDCBA | Gavilan District College Solar Project | 0 | 2019 | 9999 | Energy Storage | [5 empty] | Non-Fossil | G | 2030 | EnerStor |  | 0 | 0 | 0 | 0 | 0 | 0 | 0 | 0 | 0 | 0 | 0 | 0 | 0 | 0 | 0 | 0 | 0 | 0 | 0.13904 | 0.13904 | 0 | 0 | 0 | 0 | 0 | 0 | 0 | 0 | 0 | 0 | 0 | 0 | 0 | 0 | 0 | 0 | 0 | 0 | 0 | 0 | 0.018388 | 0 | 0 | 0.0010943 | 0.0010943 | 0 | 0 | 0 | 0 | 0 | 0.5
61993_G_GDCPV | WECC_Northern California (not including BANC) | California | 6 | Santa Clara | 85 | 61993 | GDCPV | Gavilan District College Solar Project | 0 | 2018 | 9999 | Solar PV | [5 empty] | Non-Fossil | G | 2030 | Solar |  | 0 | 0 | 0 | 0 | 0 | 0 | 0 | 0 | 0 | 0 | 0 | 0 | 0 | 0 | 0 | 0 | 0.4459 | 0.89161 | 1.5041 | 2.8416 | 0 | 0 | 0 | 0 | 0 | 0 | 0 | 0 | 0 | 0 | 0 | 0 | 0 | 0 | 0 | 0 | 0 | 0 | 0 | 0 | 0.054424 | 0 | 0 | 0 | 0 | 0 | 0 | 0 | 0 | 0 | 1.2
61994_G_CRUX | MISO_Minnesota and Western Wisconsin | Minnesota | 27 | Meeker | 93 | 61994 | CRUX | Sagittarius Community Solar Gardens LLC | 0 | 2019 | 9999 | Solar PV | [5 empty] | Non-Fossil | G | 2030 | Solar |  | 0 | 0 | 0 | 0 | 0 | 0 | 0 | 0 | 0 | 0 | 0 | 0 | 0 | 0 | 0 | 0 | 0.15227 | 0.35353 | 0.67106 | 1.1769 | 0 | 0 | 0 | 0 | 0 | 0 | 0 | 0 | 0 | 0 | 0 | 0 | 0 | 0 | 0 | 0 | 0 | 0 | 0 | 0 | 0.022119 | 0 | 0 | 0 | 0 | 0 | 0 | 0 | 0 | 0 | 0.7
61995_G_UCMBA | WECC_Northern California (not including BANC) | California | 6 | Merced | 47 | 61995 | UCMBA | UC Merced Solar Hybrid | 0 | 2018 | 9999 | Energy Storage | [5 empty] | Non-Fossil | G | 2030 | EnerStor |  | 0 | 0 | 0 | 0 | 0 | 0 | 0 | 0 | 0 | 0 | 0 | 0 | 0 | 0 | 0 | 0 | 0 | 0 | 0.13904 | 0.13904 | 0 | 0 | 0 | 0 | 0 | 0 | 0 | 0 | 0 | 0 | 0 | 0 | 0 | 0 | 0 | 0 | 0 | 0 | 0 | 0 | 0.018388 | 0 | 0 | 0.0010943 | 0.0010943 | 0 | 0 | 0 | 0 | 0 | 0.5
61995_G_UCMPV | WECC_Northern California (not including BANC) | California | 6 | Merced | 47 | 61995 | UCMPV | UC Merced Solar Hybrid | 0 | 2018 | 9999 | Solar PV | [5 empty] | Non-Fossil | G | 2030 | Solar |  | 0 | 0 | 0 | 0 | 0 | 0 | 0 | 0 | 0 | 0 | 0 | 0 | 0 | 0 | 0 | 0 | 1.5978 | 3.1949 | 5.3895 | 10.1822 | 0 | 0 | 0 | 0 | 0 | 0 | 0 | 0 | 0 | 0 | 0 | 0 | 0 | 0 | 0 | 0 | 0 | 0 | 0 | 0 | 0.19502 | 0 | 0 | 0 | 0 | 0 | 0 | 0 | 0 | 0 | 4.3
61996_G_RANKI | SERC_VACAR | South Carolina | 45 | Florence | 41 | 61996 | RANKI | Rankin Solar Center, LLC | 0 | 2019 | 9999 | Solar PV | [5 empty] | Non-Fossil | G | 2030 | Solar |  | 0 | 0 | 0 | 0 | 0 | 0 | 0 | 0 | 0 | 0 | 0 | 0 | 0 | 0 | 0 | 0 | 3.3621 | 6.2384 | 8.5721 | 18.1726 | 0 | 0 | 0 | 0 | 0 | 0 | 0 | 0 | 0 | 0 | 0 | 0 | 0 | 0 | 0 | 0 | 0 | 0 | 0 | 0 | 0.31598 | 0 | 0 | 0 | 0 | 0 | 0 | 0 | 0 | 0 | 10
61997_G_USSBL | MISO_Minnesota and Western Wisconsin | Minnesota | 27 | Sherburne | 141 | 61997 | USSBL | USS Big Lake 1 Solar CSG | 0 | 2018 | 9999 | Solar PV | [5 empty] | Non-Fossil | G | 2030 | Solar |  | 0 | 0 | 0 | 0 | 0 | 0 | 0 | 0 | 0 | 0 | 0 | 0 | 0 | 0 | 0 | 0 | 0.21753 | 0.50504 | 0.95866 | 1.6812 | 0 | 0 | 0 | 0 | 0 | 0 | 0 | 0 | 0 | 0 | 0 | 0 | 0 | 0 | 0 | 0 | 0 | 0 | 0 | 0 | 0.031598 | 0 | 0 | 0 | 0 | 0 | 0 | 0 | 0 | 0 | 1
61998_G_USSGO | MISO_Minnesota and Western Wisconsin | Minnesota | 27 | Chisago | 25 | 61998 | USSGO | USS Good Solar CSG | 0 | 2018 | 9999 | Solar PV | [5 empty] | Non-Fossil | G | 2030 | Solar |  | 0 | 0 | 0 | 0 | 0 | 0 | 0 | 0 | 0 | 0 | 0 | 0 | 0 | 0 | 0 | 0 | 0.21753 | 0.50504 | 0.95866 | 1.6812 | 0 | 0 | 0 | 0 | 0 | 0 | 0 | 0 | 0 | 0 | 0 | 0 | 0 | 0 | 0 | 0 | 0 | 0 | 0 | 0 | 0.031598 | 0 | 0 | 0 | 0 | 0 | 0 | 0 | 0 | 0 | 1
61999_G_USSKA | MISO_Minnesota and Western Wisconsin | Minnesota | 27 | Benton | 9 | 61999 | USSKA | USS Kasch Solar CSG | 0 | 2018 | 9999 | Solar PV | [5 empty] | Non-Fossil | G | 2030 | Solar |  | 0 | 0 | 0 | 0 | 0 | 0 | 0 | 0 | 0 | 0 | 0 | 0 | 0 | 0 | 0 | 0 | 0.21753 | 0.50504 | 0.95866 | 1.6812 | 0 | 0 | 0 | 0 | 0 | 0 | 0 | 0 | 0 | 0 | 0 | 0 | 0 | 0 | 0 | 0 | 0 | 0 | 0 | 0 | 0.031598 | 0 | 0 | 0 | 0 | 0 | 0 | 0 | 0 | 0 | 1
620_G_4 | FRCC | Florida | 12 | Volusia | 127 | 620 | 4 | Sanford | 7438 | 1969 | 9999 | Combined Cycle |  |  | SCR | DLNB |  | Fossil | G | 2030 | NaturalGas |  | 1.5857 | 3.1971 | 6.6059 | 11.3887 | 0 | 0 | 0 | 0 | 0 | 0 | 0 | 0 | 0 | 0 | 0 | 0 | 213.183 | 429.84 | 888.1303 | 1531.1532 | 92.8242 | 187.1612 | 386.7101 | 666.6955 | 1.11e-07 | 2.238e-07 | 4.6241e-07 | 7.9721e-07 | 0.023299 | 0.046979 | 0.097067 | 0.16734 | 0 | 0 | 0 | 0 | 0 | 0 | 0 | 0 | 15.1542 | 0.71141 | 1.1669 | 2.1067 | 3.985 | 4.7795 | 8.4877 | 21.7395 | 35.0067 | 0 | 388 | SCR
620_G_4A | FRCC | Florida | 12 | Volusia | 127 | 620 | 4A | Sanford | 7438 | 2002 | 9999 | Combined Cycle |  |  | SCR | DLNB |  | Fossil | G | 2030 | NaturalGas |  | 0.80509 | 1.6233 | 3.354 | 5.7824 | 0 | 0 | 0 | 0 | 0 | 0 | 0 | 0 | 0 | 0 | 0 | 0 | 108.2398 | 218.2435 | 450.9321 | 777.4154 | 47.1298 | 95.0277 | 196.3451 | 338.5026 | 5.6356e-08 | 1.1363e-07 | 2.3478e-07 | 4.0477e-07 | 0.01183 | 0.023853 | 0.049284 | 0.084966 | 0 | 0 | 0 | 0 | 0 | 0 | 0 | 0 | 7.6943 | 0.36121 | 0.59247 | 1.0696 | 2.0233 | 2.4267 | 4.3095 | 11.0379 | 17.774 | 0 | 197 | SCR
620_G_4B | FRCC | Florida | 12 | Volusia | 127 | 620 | 4B | Sanford | 7438 | 2002 | 9999 | Combined Cycle |  |  | SCR | DLNB |  | Fossil | G | 2030 | NaturalGas |  | 0.80509 | 1.6233 | 3.354 | 5.7824 | 0 | 0 | 0 | 0 | 0 | 0 | 0 | 0 | 0 | 0 | 0 | 0 | 108.2398 | 218.2435 | 450.9321 | 777.4154 | 47.1298 | 95.0277 | 196.3451 | 338.5026 | 5.6356e-08 | 1.1363e-07 | 2.3478e-07 | 4.0477e-07 | 0.01183 | 0.023853 | 0.049284 | 0.084966 | 0 | 0 | 0 | 0 | 0 | 0 | 0 | 0 | 7.6943 | 0.36121 | 0.59247 | 1.0696 | 2.0233 | 2.4267 | 4.3095 | 11.0379 | 17.774 | 0 | 197 | SCR
620_G_4C | FRCC | Florida | 12 | Volusia | 127 | 620 | 4C | Sanford | 7438 | 2002 | 9999 | Combined Cycle |  |  | SCR | DLNB |  | Fossil | G | 2030 | NaturalGas |  | 0.80509 | 1.6233 | 3.354 | 5.7824 | 0 | 0 | 0 | 0 | 0 | 0 | 0 | 0 | 0 | 0 | 0 | 0 | 108.2398 | 218.2435 | 450.9321 | 777.4154 | 47.1298 | 95.0277 | 196.3451 | 338.5026 | 5.6356e-08 | 1.1363e-07 | 2.3478e-07 | 4.0477e-07 | 0.01183 | 0.023853 | 0.049284 | 0.084966 | 0 | 0 | 0 | 0 | 0 | 0 | 0 | 0 | 7.6943 | 0.36121 | 0.59247 | 1.0696 | 2.0233 | 2.4267 | 4.3095 | 11.0379 | 17.774 | 0 | 197 | SCR
620_G_4D | FRCC | Florida | 12 | Volusia | 127 | 620 | 4D | Sanford | 7438 | 2003 | 9999 | Combined Cycle |  |  | SCR | DLNB |  | Fossil | G | 2030 | NaturalGas |  | 0.80509 | 1.6233 | 3.354 | 5.7824 | 0 | 0 | 0 | 0 | 0 | 0 | 0 | 0 | 0 | 0 | 0 | 0 | 108.2398 | 218.2435 | 450.9321 | 777.4154 | 47.1298 | 95.0277 | 196.3451 | 338.5026 | 5.6356e-08 | 1.1363e-07 | 2.3478e-07 | 4.0477e-07 | 0.01183 | 0.023853 | 0.049284 | 0.084966 | 0 | 0 | 0 | 0 | 0 | 0 | 0 | 0 | 7.6943 | 0.36121 | 0.59247 | 1.0696 | 2.0233 | 2.4267 | 4.3095 | 11.0379 | 17.774 | 0 | 197 | SCR
620_G_5 | FRCC | Florida | 12 | Volusia | 127 | 620 | 5 | Sanford | 7438 | 1974 | 9999 | Combined Cycle | other |  | SCR | DLNB |  | Fossil | G | 2030 | NaturalGas |  | 1.5857 | 3.1971 | 6.6059 | 11.3887 | 0 | 0 | 0 | 0 | 0 | 0 | 0 | 0 | 0 | 0 | 0 | 0 | 213.183 | 429.84 | 888.1303 | 1531.1532 | 92.8242 | 187.1612 | 386.7101 | 666.6955 | 1.11e-07 | 2.238e-07 | 4.6241e-07 | 7.9721e-07 | 0.024407 | 0.049211 | 0.10168 | 0.1753 | 0 | 0 | 0 | 0 | 0 | 0 | 0 | 0 | 15.1542 | 0.71141 | 1.1669 | 2.1067 | 3.985 | 4.7795 | 8.4877 | 21.7395 | 35.0067 | 0 | 388 | SCR
620_G_5A | FRCC | Florida | 12 | Volusia | 127 | 620 | 5A | Sanford | 7438 | 2002 | 9999 | Combined Cycle |  |  | SCR | DLNB |  | Fossil | G | 2030 | NaturalGas |  | 0.80509 | 1.6233 | 3.354 | 5.7824 | 0 | 0 | 0 | 0 | 0 | 0 | 0 | 0 | 0 | 0 | 0 | 0 | 108.2398 | 218.2435 | 450.9321 | 777.4154 | 47.1298 | 95.0277 | 196.3451 | 338.5026 | 5.6356e-08 | 1.1363e-07 | 2.3478e-07 | 4.0477e-07 | 0.012392 | 0.024986 | 0.051626 | 0.089005 | 0 | 0 | 0 | 0 | 0 | 0 | 0 | 0 | 7.6943 | 0.36121 | 0.59247 | 1.0696 | 2.0233 | 2.4267 | 4.3095 | 11.0379 | 17.774 | 0 | 197 | SCR
620_G_5B | FRCC | Florida | 12 | Volusia | 127 | 620 | 5B | Sanford | 7438 | 2002 | 9999 | Combined Cycle |  |  | SCR | DLNB |  | Fossil | G | 2030 | NaturalGas |  | 0.80509 | 1.6233 | 3.354 | 5.7824 | 0 | 0 | 0 | 0 | 0 | 0 | 0 | 0 | 0 | 0 | 0 | 0 | 108.2398 | 218.2435 | 450.9321 | 777.4154 | 47.1298 | 95.0277 | 196.3451 | 338.5026 | 5.6356e-08 | 1.1363e-07 | 2.3478e-07 | 4.0477e-07 | 0.012392 | 0.024986 | 0.051626 | 0.089005 | 0 | 0 | 0 | 0 | 0 | 0 | 0 | 0 | 7.6943 | 0.36121 | 0.59247 | 1.0696 | 2.0233 | 2.4267 | 4.3095 | 11.0379 | 17.774 | 0 | 197 | SCR
620_G_5C | FRCC | Florida | 12 | Volusia | 127 | 620 | 5C | Sanford | 7438 | 2002 | 9999 | Combined Cycle |  |  | SCR | DLNB |  | Fossil | G | 2030 | NaturalGas |  | 0.80509 | 1.6233 | 3.354 | 5.7824 | 0 | 0 | 0 | 0 | 0 | 0 | 0 | 0 | 0 | 0 | 0 | 0 | 108.2398 | 218.2435 | 450.9321 | 777.4154 | 47.1298 | 95.0277 | 196.3451 | 338.5026 | 5.6356e-08 | 1.1363e-07 | 2.3478e-07 | 4.0477e-07 | 0.012392 | 0.024986 | 0.051626 | 0.089005 | 0 | 0 | 0 | 0 | 0 | 0 | 0 | 0 | 7.6943 | 0.36121 | 0.59247 | 1.0696 | 2.0233 | 2.4267 | 4.3095 | 11.0379 | 17.774 | 0 | 197 | SCR
620_G_5D | FRCC | Florida | 12 | Volusia | 127 | 620 | 5D | Sanford | 7438 | 2002 | 9999 | Combined Cycle |  |  | SCR | DLNB |  | Fossil | G | 2030 | NaturalGas |  | 0.80509 | 1.6233 | 3.354 | 5.7824 | 0 | 0 | 0 | 0 | 0 | 0 | 0 | 0 | 0 | 0 | 0 | 0 | 108.2398 | 218.2435 | 450.9321 | 777.4154 | 47.1298 | 95.0277 | 196.3451 | 338.5026 | 5.6356e-08 | 1.1363e-07 | 2.3478e-07 | 4.0477e-07 | 0.012392 | 0.024986 | 0.051626 | 0.089005 | 0 | 0 | 0 | 0 | 0 | 0 | 0 | 0 | 7.6943 | 0.36121 | 0.59247 | 1.0696 | 2.0233 | 2.4267 | 4.3095 | 11.0379 | 17.774 | 0 | 197 | SCR
6200_G_A | WECC_Pacific Northwest | Washington | 53 | Chelan | 7 | 6200 | A | Rock Island | 0 | 1931 | 9999 | Hydro | [5 empty] | Non-Fossil | G | 2030 | Hydro |  | 0 | 0 | 0 | 0 | 0 | 0 | 0 | 0 | 0 | 0 | 0 | 0 | 0 | 0 | 0 | 0 | 0.97802 | 1.3535 | 1.7069 | 4.0384 | 0 | 0 | 0 | 0 | 0 | 0 | 0 | 0 | 0 | 0 | 0 | 0 | 0 | 0 | 0 | 0 | 0 | 0 | 0 | 0 | 0.01897 | 0.0013594 | 0.0018814 | 0.0023725 | 0.0056134 | 0 | 0 | 0 | 0 | 0 | 1.2
6200_G_B-1 | WECC_Pacific Northwest | Washington | 53 | Chelan | 7 | 6200 | B-1 | Rock Island | 0 | 1931 | 9999 | Hydro | [5 empty] | Non-Fossil | G | 2030 | Hydro |  | 0 | 0 | 0 | 0 | 0 | 0 | 0 | 0 | 0 | 0 | 0 | 0 | 0 | 0 | 0 | 0 | 12.2252 | 16.9193 | 21.3357 | 50.4802 | 0 | 0 | 0 | 0 | 0 | 0 | 0 | 0 | 0 | 0 | 0 | 0 | 0 | 0 | 0 | 0 | 0 | 0 | 0 | 0 | 0.23712 | 0.016993 | 0.023518 | 0.029657 | 0.070168 | 0 | 0 | 0 | 0 | 0 | 15
6200_G_B-10 | WECC_Pacific Northwest | Washington | 53 | Chelan | 7 | 6200 | B-10 | Rock Island | 0 | 1953 | 9999 | Hydro | [5 empty] | Non-Fossil | G | 2030 | Hydro |  | 0 | 0 | 0 | 0 | 0 | 0 | 0 | 0 | 0 | 0 | 0 | 0 | 0 | 0 | 0 | 0 | 15.4852 | 21.4311 | 27.0252 | 63.9416 | 0 | 0 | 0 | 0 | 0 | 0 | 0 | 0 | 0 | 0 | 0 | 0 | 0 | 0 | 0 | 0 | 0 | 0 | 0 | 0 | 0.30036 | 0.021524 | 0.029789 | 0.037565 | 0.088879 | 0 | 0 | 0 | 0 | 0 | 19
6200_G_B-2 | WECC_Pacific Northwest | Washington | 53 | Chelan | 7 | 6200 | B-2 | Rock Island | 0 | 1931 | 9999 | Hydro | [5 empty] | Non-Fossil | G | 2030 | Hydro |  | 0 | 0 | 0 | 0 | 0 | 0 | 0 | 0 | 0 | 0 | 0 | 0 | 0 | 0 | 0 | 0 | 12.2252 | 16.9193 | 21.3357 | 50.4802 | 0 | 0 | 0 | 0 | 0 | 0 | 0 | 0 | 0 | 0 | 0 | 0 | 0 | 0 | 0 | 0 | 0 | 0 | 0 | 0 | 0.23712 | 0.016993 | 0.023518 | 0.029657 | 0.070168 | 0 | 0 | 0 | 0 | 0 | 15
6200_G_B-3 | WECC_Pacific Northwest | Washington | 53 | Chelan | 7 | 6200 | B-3 | Rock Island | 0 | 1932 | 9999 | Hydro | [5 empty] | Non-Fossil | G | 2030 | Hydro |  | 0 | 0 | 0 | 0 | 0 | 0 | 0 | 0 | 0 | 0 | 0 | 0 | 0 | 0 | 0 | 0 | 12.2252 | 16.9193 | 21.3357 | 50.4802 | 0 | 0 | 0 | 0 | 0 | 0 | 0 | 0 | 0 | 0 | 0 | 0 | 0 | 0 | 0 | 0 | 0 | 0 | 0 | 0 | 0.23712 | 0.016993 | 0.023518 | 0.029657 | 0.070168 | 0 | 0 | 0 | 0 | 0 | 15
6200_G_B-4 | WECC_Pacific Northwest | Washington | 53 | Chelan | 7 | 6200 | B-4 | Rock Island | 0 | 1932 | 9999 | Hydro | [5 empty] | Non-Fossil | G | 2030 | Hydro |  | 0 | 0 | 0 | 0 | 0 | 0 | 0 | 0 | 0 | 0 | 0 | 0 | 0 | 0 | 0 | 0 | 12.2252 | 16.9193 | 21.3357 | 50.4802 | 0 | 0 | 0 | 0 | 0 | 0 | 0 | 0 | 0 | 0 | 0 | 0 | 0 | 0 | 0 | 0 | 0 | 0 | 0 | 0 | 0.23712 | 0.016993 | 0.023518 | 0.029657 | 0.070168 | 0 | 0 | 0 | 0 | 0 | 15
6200_G_B-5 | WECC_Pacific Northwest | Washington | 53 | Chelan | 7 | 6200 | B-5 | Rock Island | 0 | 1952 | 9999 | Hydro | [5 empty] | Non-Fossil | G | 2030 | Hydro |  | 0 | 0 | 0 | 0 | 0 | 0 | 0 | 0 | 0 | 0 | 0 | 0 | 0 | 0 | 0 | 0 | 13.8552 | 19.1752 | 24.1805 | 57.2109 | 0 | 0 | 0 | 0 | 0 | 0 | 0 | 0 | 0 | 0 | 0 | 0 | 0 | 0 | 0 | 0 | 0 | 0 | 0 | 0 | 0.26874 | 0.019259 | 0.026654 | 0.033611 | 0.079523 | 0 | 0 | 0 | 0 | 0 | 17
6200_G_B-6 | WECC_Pacific Northwest | Washington | 53 | Chelan | 7 | 6200 | B-6 | Rock Island | 0 | 1952 | 9999 | Hydro | [5 empty] | Non-Fossil | G | 2030 | Hydro |  | 0 | 0 | 0 | 0 | 0 | 0 | 0 | 0 | 0 | 0 | 0 | 0 | 0 | 0 | 0 | 0 | 13.8552 | 19.1752 | 24.1805 | 57.2109 | 0 | 0 | 0 | 0 | 0 | 0 | 0 | 0 | 0 | 0 | 0 | 0 | 0 | 0 | 0 | 0 | 0 | 0 | 0 | 0 | 0.26874 | 0.019259 | 0.026654 | 0.033611 | 0.079523 | 0 | 0 | 0 | 0 | 0 | 17
6200_G_B-7 | WECC_Pacific Northwest | Washington | 53 | Chelan | 7 | 6200 | B-7 | Rock Island | 0 | 1952 | 9999 | Hydro | [5 empty] | Non-Fossil | G | 2030 | Hydro |  | 0 | 0 | 0 | 0 | 0 | 0 | 0 | 0 | 0 | 0 | 0 | 0 | 0 | 0 | 0 | 0 | 13.8552 | 19.1752 | 24.1805 | 57.2109 | 0 | 0 | 0 | 0 | 0 | 0 | 0 | 0 | 0 | 0 | 0 | 0 | 0 | 0 | 0 | 0 | 0 | 0 | 0 | 0 | 0.26874 | 0.019259 | 0.026654 | 0.033611 | 0.079523 | 0 | 0 | 0 | 0 | 0 | 17
6200_G_B-8 | WECC_Pacific Northwest | Washington | 53 | Chelan | 7 | 6200 | B-8 | Rock Island | 0 | 1953 | 9999 | Hydro | [5 empty] | Non-Fossil | G | 2030 | Hydro |  | 0 | 0 | 0 | 0 | 0 | 0 | 0 | 0 | 0 | 0 | 0 | 0 | 0 | 0 | 0 | 0 | 13.8552 | 19.1752 | 24.1805 | 57.2109 | 0 | 0 | 0 | 0 | 0 | 0 | 0 | 0 | 0 | 0 | 0 | 0 | 0 | 0 | 0 | 0 | 0 | 0 | 0 | 0 | 0.26874 | 0.019259 | 0.026654 | 0.033611 | 0.079523 | 0 | 0 | 0 | 0 | 0 | 17
6200_G_B-9 | WECC_Pacific Northwest | Washington | 53 | Chelan | 7 | 6200 | B-9 | Rock Island | 0 | 1953 | 9999 | Hydro | [5 empty] | Non-Fossil | G | 2030 | Hydro |  | 0 | 0 | 0 | 0 | 0 | 0 | 0 | 0 | 0 | 0 | 0 | 0 | 0 | 0 | 0 | 0 | 15.4852 | 21.4311 | 27.0252 | 63.9416 | 0 | 0 | 0 | 0 | 0 | 0 | 0 | 0 | 0 | 0 | 0 | 0 | 0 | 0 | 0 | 0 | 0 | 0 | 0 | 0 | 0.30036 | 0.021524 | 0.029789 | 0.037565 | 0.088879 | 0 | 0 | 0 | 0 | 0 | 19
6200_G_U-1 | WECC_Pacific Northwest | Washington | 53 | Chelan | 7 | 6200 | U-1 | Rock Island | 0 | 1979 | 9999 | Hydro | [5 empty] | Non-Fossil | G | 2030 | Hydro |  | 0 | 0 | 0 | 0 | 0 | 0 | 0 | 0 | 0 | 0 | 0 | 0 | 0 | 0 | 0 | 0 | 34.2305 | 47.3741 | 59.74 | 141.3446 | 0 | 0 | 0 | 0 | 0 | 0 | 0 | 0 | 0 | 0 | 0 | 0 | 0 | 0 | 0 | 0 | 0 | 0 | 0 | 0 | 0.66395 | 0.04758 | 0.06585 | 0.083039 | 0.19647 | 0 | 0 | 0 | 0 | 0 | 42
6200_G_U-2 | WECC_Pacific Northwest | Washington | 53 | Chelan | 7 | 6200 | U-2 | Rock Island | 0 | 1979 | 9999 | Hydro | [5 empty] | Non-Fossil | G | 2030 | Hydro |  | 0 | 0 | 0 | 0 | 0 | 0 | 0 | 0 | 0 | 0 | 0 | 0 | 0 | 0 | 0 | 0 | 34.2305 | 47.3741 | 59.74 | 141.3446 | 0 | 0 | 0 | 0 | 0 | 0 | 0 | 0 | 0 | 0 | 0 | 0 | 0 | 0 | 0 | 0 | 0 | 0 | 0 | 0 | 0.66395 | 0.04758 | 0.06585 | 0.083039 | 0.19647 | 0 | 0 | 0 | 0 | 0 | 42
6200_G_U-3 | WECC_Pacific Northwest | Washington | 53 | Chelan | 7 | 6200 | U-3 | Rock Island | 0 | 1979 | 9999 | Hydro | [5 empty] | Non-Fossil | G | 2030 | Hydro |  | 0 | 0 | 0 | 0 | 0 | 0 | 0 | 0 | 0 | 0 | 0 | 0 | 0 | 0 | 0 | 0 | 34.2305 | 47.3741 | 59.74 | 141.3446 | 0 | 0 | 0 | 0 | 0 | 0 | 0 | 0 | 0 | 0 | 0 | 0 | 0 | 0 | 0 | 0 | 0 | 0 | 0 | 0 | 0.66395 | 0.04758 | 0.06585 | 0.083039 | 0.19647 | 0 | 0 | 0 | 0 | 0 | 42
6200_G_U-4 | WECC_Pacific Northwest | Washington | 53 | Chelan | 7 | 6200 | U-4 | Rock Island | 0 | 1979 | 9999 | Hydro | [5 empty] | Non-Fossil | G | 2030 | Hydro |  | 0 | 0 | 0 | 0 | 0 | 0 | 0 | 0 | 0 | 0 | 0 | 0 | 0 | 0 | 0 | 0 | 34.2305 | 47.3741 | 59.74 | 141.3446 | 0 | 0 | 0 | 0 | 0 | 0 | 0 | 0 | 0 | 0 | 0 | 0 | 0 | 0 | 0 | 0 | 0 | 0 | 0 | 0 | 0.66395 | 0.04758 | 0.06585 | 0.083039 | 0.19647 | 0 | 0 | 0 | 0 | 0 | 42
6200_G_U-5 | WECC_Pacific Northwest | Washington | 53 | Chelan | 7 | 6200 | U-5 | Rock Island | 0 | 1978 | 9999 | Hydro | [5 empty] | Non-Fossil | G | 2030 | Hydro |  | 0 | 0 | 0 | 0 | 0 | 0 | 0 | 0 | 0 | 0 | 0 | 0 | 0 | 0 | 0 | 0 | 34.2305 | 47.3741 | 59.74 | 141.3446 | 0 | 0 | 0 | 0 | 0 | 0 | 0 | 0 | 0 | 0 | 0 | 0 | 0 | 0 | 0 | 0 | 0 | 0 | 0 | 0 | 0.66395 | 0.04758 | 0.06585 | 0.083039 | 0.19647 | 0 | 0 | 0 | 0 | 0 | 42
6200_G_U-6 | WECC_Pacific Northwest | Washington | 53 | Chelan | 7 | 6200 | U-6 | Rock Island | 0 | 1978 | 9999 | Hydro | [5 empty] | Non-Fossil | G | 2030 | Hydro |  | 0 | 0 | 0 | 0 | 0 | 0 | 0 | 0 | 0 | 0 | 0 | 0 | 0 | 0 | 0 | 0 | 34.2305 | 47.3741 | 59.74 | 141.3446 | 0 | 0 | 0 | 0 | 0 | 0 | 0 | 0 | 0 | 0 | 0 | 0 | 0 | 0 | 0 | 0 | 0 | 0 | 0 | 0 | 0.66395 | 0.04758 | 0.06585 | 0.083039 | 0.19647 | 0 | 0 | 0 | 0 | 0 | 42
6200_G_U-7 | WECC_Pacific Northwest | Washington | 53 | Chelan | 7 | 6200 | U-7 | Rock Island | 0 | 1978 | 9999 | Hydro | [5 empty] | Non-Fossil | G | 2030 | Hydro |  | 0 | 0 | 0 | 0 | 0 | 0 | 0 | 0 | 0 | 0 | 0 | 0 | 0 | 0 | 0 | 0 | 34.2305 | 47.3741 | 59.74 | 141.3446 | 0 | 0 | 0 | 0 | 0 | 0 | 0 | 0 | 0 | 0 | 0 | 0 | 0 | 0 | 0 | 0 | 0 | 0 | 0 | 0 | 0.66395 | 0.04758 | 0.06585 | 0.083039 | 0.19647 | 0 | 0 | 0 | 0 | 0 | 42
6200_G_U-8 | WECC_Pacific Northwest | Washington | 53 | Chelan | 7 | 6200 | U-8 | Rock Island | 0 | 1978 | 9999 | Hydro | [5 empty] | Non-Fossil | G | 2030 | Hydro |  | 0 | 0 | 0 | 0 | 0 | 0 | 0 | 0 | 0 | 0 | 0 | 0 | 0 | 0 | 0 | 0 | 34.2305 | 47.3741 | 59.74 | 141.3446 | 0 | 0 | 0 | 0 | 0 | 0 | 0 | 0 | 0 | 0 | 0 | 0 | 0 | 0 | 0 | 0 | 0 | 0 | 0 | 0 | 0.66395 | 0.04758 | 0.06585 | 0.083039 | 0.19647 | 0 | 0 | 0 | 0 | 0 | 42
62000_G_USSRP | MISO_Minnesota and Western Wisconsin | Minnesota | 27 | Chisago | 25 | 62000 | USSRP | USS Rockpoint Solar CSG | 0 | 2018 | 9999 | Solar PV | [5 empty] | Non-Fossil | G | 2030 | Solar |  | 0 | 0 | 0 | 0 | 0 | 0 | 0 | 0 | 0 | 0 | 0 | 0 | 0 | 0 | 0 | 0 | 0.21753 | 0.50504 | 0.95866 | 1.6812 | 0 | 0 | 0 | 0 | 0 | 0 | 0 | 0 | 0 | 0 | 0 | 0 | 0 | 0 | 0 | 0 | 0 | 0 | 0 | 0 | 0.031598 | 0 | 0 | 0 | 0 | 0 | 0 | 0 | 0 | 0 | 1
62002_G_400DF | NY_Zone J (NYC) | New York | 36 | Kings | 47 | 62002 | 400DF | Brooklyn Hospital Center | 13469 | 2004 | 9999 | Combustion Turbine | [5 empty] | Fossil | G | 2030 | Oil |  | 0 | 0 | 0 | 0 | 0 | 0 | 0 | 0 | 0 | 0 | 0 | 0 | 0 | 0 | 0 | 0 | 0 | 0 | 0 | 0 | 0 | 0 | 0 | 0 | 0 | 0 | 0 | 0 | 0 | 0 | 0 | 0 | 0 | 0 | 0 | 0 | 0 | 0 | 0 | 0 | 0.023731 | 0 | 0 | 0 | 0 | 0 | 0 | 0 | 0 | 0 | 0.5
62002_G_500RE | NY_Zone J (NYC) | New York | 36 | Kings | 47 | 62002 | 500RE | Brooklyn Hospital Center | 13469 | 2014 | 9999 | Combustion Turbine | [5 empty] | Fossil | G | 2030 | Oil |  | 0 | 0 | 0 | 0 | 0 | 0 | 0 | 0 | 0 | 0 | 0 | 0 | 0 | 0 | 0 | 0 | 0 | 0 | 0 | 0 | 0 | 0 | 0 | 0 | 0 | 0 | 0 | 0 | 0 | 0 | 0 | 0 | 0 | 0 | 0 | 0 | 0 | 0 | 0 | 0 | 0.023731 | 0 | 0 | 0 | 0 | 0 | 0 | 0 | 0 | 0 | 0.5
62002_G_SR4 | NY_Zone J (NYC) | New York | 36 | Kings | 47 | 62002 | SR4 | Brooklyn Hospital Center | 14775 | 1975 | 9999 | Combustion Turbine | [5 empty] | Fossil | G | 2030 | Oil |  | 0 | 0 | 0 | 0 | 0 | 0 | 0 | 0 | 0 | 0 | 0 | 0 | 0 | 0 | 0 | 0 | 0 | 0 | 0 | 0 | 0 | 0 | 0 | 0 | 0 | 0 | 0 | 0 | 0 | 0 | 0 | 0 | 0 | 0 | 0 | 0 | 0 | 0 | 0 | 0 | 0.023731 | 0 | 0 | 0 | 0 | 0 | 0 | 0 | 0 | 0 | 0.5
62004_G_SPRWY | WECC_LADWP | California | 6 | Los Angeles | 37 | 62004 | SPRWY | San Pablo Raceway | 0 | 2019 | 9999 | Solar PV | [5 empty] | Non-Fossil | G | 2030 | Solar |  | 0 | 0 | 0 | 0 | 0 | 0 | 0 | 0 | 0 | 0 | 0 | 0 | 0 | 0 | 0 | 0 | 38.9082 | 79.1188 | 133.9406 | 251.9676 | 0 | 0 | 0 | 0 | 0 | 0 | 0 | 0 | 0 | 0 | 0 | 0 | 0 | 0 | 0 | 0 | 0 | 0 | 0 | 0 | 4.6765 | 0 | 0 | 0 | 0 | 0 | 0 | 0 | 0 | 0 | 100
62010_G_PGRK1 | MISO_Minnesota and Western Wisconsin | Minnesota | 27 | Sibley | 143 | 62010 | PGRK1 | Gibbon Solar | 0 | 2019 | 9999 | Solar PV | [5 empty] | Non-Fossil | G | 2030 | Solar |  | 0 | 0 | 0 | 0 | 0 | 0 | 0 | 0 | 0 | 0 | 0 | 0 | 0 | 0 | 0 | 0 | 0.71786 | 1.6666 | 3.1636 | 5.5481 | 0 | 0 | 0 | 0 | 0 | 0 | 0 | 0 | 0 | 0 | 0 | 0 | 0 | 0 | 0 | 0 | 0 | 0 | 0 | 0 | 0.10427 | 0 | 0 | 0 | 0 | 0 | 0 | 0 | 0 | 0 | 3.3
62016_G_UCRIV | WECC_Southern California Edison | California | 6 | Riverside | 65 | 62016 | UCRIV | UC Riverside Lots 30 & 32 | 0 | 2017 | 9999 | Solar PV | [5 empty] | Non-Fossil | G | 2030 | Solar |  | 0 | 0 | 0 | 0 | 0 | 0 | 0 | 0 | 0 | 0 | 0 | 0 | 0 | 0 | 0 | 0 | 1.4084 | 2.7698 | 4.6784 | 8.8566 | 0 | 0 | 0 | 0 | 0 | 0 | 0 | 0 | 0 | 0 | 0 | 0 | 0 | 0 | 0 | 0 | 0 | 0 | 0 | 0 | 0.16054 | 0 | 0 | 0 | 0 | 0 | 0 | 0 | 0 | 0 | 3.5
62017_G_RIV1 | NY_Zone K (LI) | New York | 36 | Suffolk | 103 | 62017 | RIV1 | Riverhead Solar Farm | 0 | 2019 | 9999 | Solar PV | [5 empty] | Non-Fossil | G | 2030 | Solar |  | 0 | 0 | 0 | 0 | 0 | 0 | 0 | 0 | 0 | 0 | 0 | 0 | 0 | 0 | 0 | 0 | 5.1216 | 10.2626 | 16.4257 | 31.81 | 0 | 0 | 0 | 0 | 0 | 0 | 0 | 0 | 0 | 0 | 0 | 0 | 0 | 0 | 0 | 0 | 0 | 0 | 0 | 0 | 0.7035 | 0 | 0 | 0 | 0 | 0 | 0 | 0 | 0 | 0 | 20
62018_G_PGRI1 | SERC_VACAR | North Carolina | 37 | Johnston | 101 | 62018 | PGRI1 | Page Solar | 0 | 2018 | 9999 | Solar PV | [5 empty] | Non-Fossil | G | 2030 | Solar |  | 0 | 0 | 0 | 0 | 0 | 0 | 0 | 0 | 0 | 0 | 0 | 0 | 0 | 0 | 0 | 0 | 0.46601 | 0.9265 | 1.4821 | 2.8746 | 0 | 0 | 0 | 0 | 0 | 0 | 0 | 0 | 0 | 0 | 0 | 0 | 0 | 0 | 0 | 0 | 0 | 0 | 0 | 0 | 0.068242 | 0 | 0 | 0 | 0 | 0 | 0 | 0 | 0 | 0 | 1.6
62019_G_GEN 1 | MISO_Wisconsin- Upper Michigan (WUMS) | Wisconsin | 55 | Calumet | 15 | 62019 | GEN 1 | Holsum Irish Dairy | 11084 | 2001 | 9999 | Non-Fossil Waste | [5 empty] | Non-Fossil | G | 2030 | Non-Fossil |  | 6.4273e-09 | 9.1461e-09 | 1.0848e-08 | 2.6421e-08 | 0 | 0 | 0 | 0 | 0 | 0 | 0 | 0 | 0 | 0 | 0 | 0 | 6.087e-07 | 8.6619e-07 | 1.0274e-06 | 2.5023e-06 | 0 | 0 | 0 | 0 | 0 | 0 | 0 | 0 | 0 | 0 | 0 | 0 | 0 | 0 | 0 | 0 | 0 | 0 | 0 | 0 | 2.5923e-07 | 4.2226e-09 | 6.0087e-09 | 7.1268e-09 | 1.7358e-08 | 0 | 0 | 0 | 0 | 0 | 1e-06
62019_G_GEN 2 | MISO_Wisconsin- Upper Michigan (WUMS) | Wisconsin | 55 | Calumet | 15 | 62019 | GEN 2 | Holsum Irish Dairy | 11084 | 2001 | 9999 | Non-Fossil Waste | [5 empty] | Non-Fossil | G | 2030 | Non-Fossil |  | 6.4273e-09 | 9.1461e-09 | 1.0848e-08 | 2.6421e-08 | 0 | 0 | 0 | 0 | 0 | 0 | 0 | 0 | 0 | 0 | 0 | 0 | 6.087e-07 | 8.6619e-07 | 1.0274e-06 | 2.5023e-06 | 0 | 0 | 0 | 0 | 0 | 0 | 0 | 0 | 0 | 0 | 0 | 0 | 0 | 0 | 0 | 0 | 0 | 0 | 0 | 0 | 2.5923e-07 | 4.2226e-09 | 6.0087e-09 | 7.1268e-09 | 1.7358e-08 | 0 | 0 | 0 | 0 | 0 | 1e-06
6202_G_41 | WECC_Pacific Northwest | Washington | 53 | Whatcom | 73 | 6202 | 41 | Ross | 0 | 1956 | 9999 | Hydro | [5 empty] | Non-Fossil | G | 2030 | Hydro |  | 0 | 0 | 0 | 0 | 0 | 0 | 0 | 0 | 0 | 0 | 0 | 0 | 0 | 0 | 0 | 0 | 107.4005 | 131.7645 | 191.6969 | 430.8619 | 0 | 0 | 0 | 0 | 0 | 0 | 0 | 0 | 0 | 0 | 0 | 0 | 0 | 0 | 0 | 0 | 0 | 0 | 0 | 0 | 1.7784 | 0.14929 | 0.18315 | 0.26646 | 0.5989 | 0 | 0 | 0 | 0 | 0 | 112.5
6202_G_42 | WECC_Pacific Northwest | Washington | 53 | Whatcom | 73 | 6202 | 42 | Ross | 0 | 1954 | 9999 | Hydro | [5 empty] | Non-Fossil | G | 2030 | Hydro |  | 0 | 0 | 0 | 0 | 0 | 0 | 0 | 0 | 0 | 0 | 0 | 0 | 0 | 0 | 0 | 0 | 107.4005 | 131.7645 | 191.6969 | 430.8619 | 0 | 0 | 0 | 0 | 0 | 0 | 0 | 0 | 0 | 0 | 0 | 0 | 0 | 0 | 0 | 0 | 0 | 0 | 0 | 0 | 1.7784 | 0.14929 | 0.18315 | 0.26646 | 0.5989 | 0 | 0 | 0 | 0 | 0 | 112.5
6202_G_43 | WECC_Pacific Northwest | Washington | 53 | Whatcom | 73 | 6202 | 43 | Ross | 0 | 1953 | 9999 | Hydro | [5 empty] | Non-Fossil | G | 2030 | Hydro |  | 0 | 0 | 0 | 0 | 0 | 0 | 0 | 0 | 0 | 0 | 0 | 0 | 0 | 0 | 0 | 0 | 107.4005 | 131.7645 | 191.6969 | 430.8619 | 0 | 0 | 0 | 0 | 0 | 0 | 0 | 0 | 0 | 0 | 0 | 0 | 0 | 0 | 0 | 0 | 0 | 0 | 0 | 0 | 1.7784 | 0.14929 | 0.18315 | 0.26646 | 0.5989 | 0 | 0 | 0 | 0 | 0 | 112.5
6202_G_44 | WECC_Pacific Northwest | Washington | 53 | Whatcom | 73 | 6202 | 44 | Ross | 0 | 1952 | 9999 | Hydro | [5 empty] | Non-Fossil | G | 2030 | Hydro |  | 0 | 0 | 0 | 0 | 0 | 0 | 0 | 0 | 0 | 0 | 0 | 0 | 0 | 0 | 0 | 0 | 107.4005 | 131.7645 | 191.6969 | 430.8619 | 0 | 0 | 0 | 0 | 0 | 0 | 0 | 0 | 0 | 0 | 0 | 0 | 0 | 0 | 0 | 0 | 0 | 0 | 0 | 0 | 1.7784 | 0.14929 | 0.18315 | 0.26646 | 0.5989 | 0 | 0 | 0 | 0 | 0 | 112.5
62020_G_STANF | WECC_Northern California (not including BANC) | California | 6 | Santa Clara | 85 | 62020 | STANF | Stanford Campus Solar | 0 | 2017 | 9999 | Solar PV | [5 empty] | Non-Fossil | G | 2030 | Solar |  | 0 | 0 | 0 | 0 | 0 | 0 | 0 | 0 | 0 | 0 | 0 | 0 | 0 | 0 | 0 | 0 | 1.2262 | 2.4519 | 4.1361 | 7.8143 | 0 | 0 | 0 | 0 | 0 | 0 | 0 | 0 | 0 | 0 | 0 | 0 | 0 | 0 | 0 | 0 | 0 | 0 | 0 | 0 | 0.14967 | 0 | 0 | 0 | 0 | 0 | 0 | 0 | 0 | 0 | 3.3
62021_G_FRANK | ISONE_Connecticut | Connecticut | 9 | New London | 11 | 62021 | FRANK | Franklin Solar | 0 | 2018 | 9999 | Solar PV | [5 empty] | Non-Fossil | G | 2030 | Solar |  | 0 | 0 | 0 | 0 | 0 | 0 | 0 | 0 | 0 | 0 | 0 | 0 | 0 | 0 | 0 | 0 | 0.22028 | 0.47677 | 0.73985 | 1.4369 | 0 | 0 | 0 | 0 | 0 | 0 | 0 | 0 | 0 | 0 | 0 | 0 | 0 | 0 | 0 | 0 | 0 | 0 | 0 | 0 | 0.031598 | 0 | 0 | 0 | 0 | 0 | 0 | 0 | 0 | 0 | 1
62023_G_WILSN | ISONE_Connecticut | Connecticut | 9 | New London | 11 | 62023 | WILSN | Wilson Solar | 0 | 2018 | 9999 | Solar PV | [5 empty] | Non-Fossil | G | 2030 | Solar |  | 0 | 0 | 0 | 0 | 0 | 0 | 0 | 0 | 0 | 0 | 0 | 0 | 0 | 0 | 0 | 0 | 0.22028 | 0.47677 | 0.73985 | 1.4369 | 0 | 0 | 0 | 0 | 0 | 0 | 0 | 0 | 0 | 0 | 0 | 0 | 0 | 0 | 0 | 0 | 0 | 0 | 0 | 0 | 0.031598 | 0 | 0 | 0 | 0 | 0 | 0 | 0 | 0 | 0 | 1
62024_G_JEFRS | ISONE_Connecticut | Connecticut | 9 | New London | 11 | 62024 | JEFRS | Jefferson Solar | 0 | 2018 | 9999 | Solar PV | [5 empty] | Non-Fossil | G | 2030 | Solar |  | 0 | 0 | 0 | 0 | 0 | 0 | 0 | 0 | 0 | 0 | 0 | 0 | 0 | 0 | 0 | 0 | 0.22028 | 0.47677 | 0.73985 | 1.4369 | 0 | 0 | 0 | 0 | 0 | 0 | 0 | 0 | 0 | 0 | 0 | 0 | 0 | 0 | 0 | 0 | 0 | 0 | 0 | 0 | 0.031598 | 0 | 0 | 0 | 0 | 0 | 0 | 0 | 0 | 0 | 1
62025_G_HAMLT | ISONE_Connecticut | Connecticut | 9 | New London | 11 | 62025 | HAMLT | Hamilton Solar | 0 | 2018 | 9999 | Solar PV | [5 empty] | Non-Fossil | G | 2030 | Solar |  | 0 | 0 | 0 | 0 | 0 | 0 | 0 | 0 | 0 | 0 | 0 | 0 | 0 | 0 | 0 | 0 | 0.22028 | 0.47677 | 0.73985 | 1.4369 | 0 | 0 | 0 | 0 | 0 | 0 | 0 | 0 | 0 | 0 | 0 | 0 | 0 | 0 | 0 | 0 | 0 | 0 | 0 | 0 | 0.031598 | 0 | 0 | 0 | 0 | 0 | 0 | 0 | 0 | 0 | 1
62026_G_ADAMS | ISONE_Connecticut | Connecticut | 9 | New London | 11 | 62026 | ADAMS | Adams Solar | 0 | 2018 | 9999 | Solar PV | [5 empty] | Non-Fossil | G | 2030 | Solar |  | 0 | 0 | 0 | 0 | 0 | 0 | 0 | 0 | 0 | 0 | 0 | 0 | 0 | 0 | 0 | 0 | 0.22028 | 0.47677 | 0.73985 | 1.4369 | 0 | 0 | 0 | 0 | 0 | 0 | 0 | 0 | 0 | 0 | 0 | 0 | 0 | 0 | 0 | 0 | 0 | 0 | 0 | 0 | 0.031598 | 0 | 0 | 0 | 0 | 0 | 0 | 0 | 0 | 0 | 1
62027_G_BAT1 | PJM_EMAAC | New Jersey | 34 | Essex | 13 | 62027 | BAT1 | Caldwell Wastewater Treatment Plant Hybrid | 0 | 2016 | 9999 | Energy Storage | [5 empty] | Non-Fossil | G | 2030 | EnerStor |  | 0 | 0 | 0 | 0 | 0 | 0 | 0 | 0 | 0 | 0 | 0 | 0 | 0 | 0 | 0 | 0 | 0.031007 | 0.006748 | 0.05197 | 0.089725 | 0 | 0 | 0 | 0 | 0 | 0 | 0 | 0 | 0 | 0 | 0 | 0 | 0 | 0 | 0 | 0 | 0 | 0 | 0 | 0 | 0.018388 | 0.00024403 | 5.3108e-05 | 0.00040901 | 0.00070615 | 0 | 0 | 0 | 0 | 0 | 0.5
62027_G_PV1 | PJM_EMAAC | New Jersey | 34 | Essex | 13 | 62027 | PV1 | Caldwell Wastewater Treatment Plant Hybrid | 0 | 2016 | 9999 | Solar PV | [5 empty] | Non-Fossil | G | 2030 | Solar |  | 0 | 0 | 0 | 0 | 0 | 0 | 0 | 0 | 0 | 0 | 0 | 0 | 0 | 0 | 0 | 0 | 0.14756 | 0.31883 | 0.52869 | 0.99509 | 0 | 0 | 0 | 0 | 0 | 0 | 0 | 0 | 0 | 0 | 0 | 0 | 0 | 0 | 0 | 0 | 0 | 0 | 0 | 0 | 0.032037 | 0 | 0 | 0 | 0 | 0 | 0 | 0 | 0 | 0 | 0.7
62028_G_CSULB | WECC_LADWP | California | 6 | Los Angeles | 37 | 62028 | CSULB | CSU Long Beach Lots 7 & 14 | 0 | 2017 | 9999 | Solar PV | [5 empty] | Non-Fossil | G | 2030 | Solar |  | 0 | 0 | 0 | 0 | 0 | 0 | 0 | 0 | 0 | 0 | 0 | 0 | 0 | 0 | 0 | 0 | 1.284 | 2.6109 | 4.42 | 8.3149 | 0 | 0 | 0 | 0 | 0 | 0 | 0 | 0 | 0 | 0 | 0 | 0 | 0 | 0 | 0 | 0 | 0 | 0 | 0 | 0 | 0.15433 | 0 | 0 | 0 | 0 | 0 | 0 | 0 | 0 | 0 | 3.3
62029_G_5515 | NY_Zone C&E | New York | 36 | Tompkins | 109 | 62029 | 5515 | Enfield Community Solar | 0 | 2017 | 9999 | Solar PV | [5 empty] | Non-Fossil | G | 2030 | Solar |  | 0 | 0 | 0 | 0 | 0 | 0 | 0 | 0 | 0 | 0 | 0 | 0 | 0 | 0 | 0 | 0 | 0.37583 | 0.71825 | 1.2557 | 2.3497 | 0 | 0 | 0 | 0 | 0 | 0 | 0 | 0 | 0 | 0 | 0 | 0 | 0 | 0 | 0 | 0 | 0 | 0 | 0 | 0 | 0.056877 | 0 | 0 | 0 | 0 | 0 | 0 | 0 | 0 | 0 | 1.8
62030_G_LI | MISO_Minnesota and Western Wisconsin | Minnesota | 27 | Chisago | 25 | 62030 | LI | Nautilus Lindstrom Solar CSG | 0 | 2019 | 9999 | Solar PV | [5 empty] | Non-Fossil | G | 2030 | Solar |  | 0 | 0 | 0 | 0 | 0 | 0 | 0 | 0 | 0 | 0 | 0 | 0 | 0 | 0 | 0 | 0 | 0.43507 | 1.0101 | 1.9173 | 3.3625 | 0 | 0 | 0 | 0 | 0 | 0 | 0 | 0 | 0 | 0 | 0 | 0 | 0 | 0 | 0 | 0 | 0 | 0 | 0 | 0 | 0.063197 | 0 | 0 | 0 | 0 | 0 | 0 | 0 | 0 | 0 | 2
62031_G_SC | MISO_Minnesota and Western Wisconsin | Minnesota | 27 | Sherburne | 141 | 62031 | SC | Nautilus Saint Cloud Solar CSG | 0 | 2019 | 9999 | Solar PV | [5 empty] | Non-Fossil | G | 2030 | Solar |  | 0 | 0 | 0 | 0 | 0 | 0 | 0 | 0 | 0 | 0 | 0 | 0 | 0 | 0 | 0 | 0 | 1.0877 | 2.5252 | 4.7933 | 8.4061 | 0 | 0 | 0 | 0 | 0 | 0 | 0 | 0 | 0 | 0 | 0 | 0 | 0 | 0 | 0 | 0 | 0 | 0 | 0 | 0 | 0.15799 | 0 | 0 | 0 | 0 | 0 | 0 | 0 | 0 | 0 | 5
62032_G_WS | MISO_Minnesota and Western Wisconsin | Minnesota | 27 | McLeod | 85 | 62032 | WS | Nautilus Winsted Solar CSG | 0 | 2019 | 9999 | Solar PV | [5 empty] | Non-Fossil | G | 2030 | Solar |  | 0 | 0 | 0 | 0 | 0 | 0 | 0 | 0 | 0 | 0 | 0 | 0 | 0 | 0 | 0 | 0 | 0.6526 | 1.5151 | 2.876 | 5.0437 | 0 | 0 | 0 | 0 | 0 | 0 | 0 | 0 | 0 | 0 | 0 | 0 | 0 | 0 | 0 | 0 | 0 | 0 | 0 | 0 | 0.094795 | 0 | 0 | 0 | 0 | 0 | 0 | 0 | 0 | 0 | 3
62034_G_7 | NY_Zone G-I (Downstate NY) | New York | 36 | Sullivan | 105 | 62034 | 7 | Baer Road CSG | 0 | 2018 | 9999 | Solar PV | [5 empty] | Non-Fossil | G | 2030 | Solar |  | 0 | 0 | 0 | 0 | 0 | 0 | 0 | 0 | 0 | 0 | 0 | 0 | 0 | 0 | 0 | 0 | 0.34617 | 0.67314 | 1.1635 | 2.1828 | 0 | 0 | 0 | 0 | 0 | 0 | 0 | 0 | 0 | 0 | 0 | 0 | 0 | 0 | 0 | 0 | 0 | 0 | 0 | 0 | 0.063197 | 0 | 0 | 0 | 0 | 0 | 0 | 0 | 0 | 0 | 2
62035_G_GEW | MISO_Iowa-MidAmerican | Iowa | 19 | Cherokee | 35 | 62035 | GEW | Glaciers Edge Wind Project | 0 | 2019 | 9999 | Onshore Wind | [5 empty] | Non-Fossil | G | 2030 | Wind |  | 0 | 0 | 0 | 0 | 0 | 0 | 0 | 0 | 0 | 0 | 0 | 0 | 0 | 0 | 0 | 0 | 168.7701 | 237.635 | 192.4192 | 598.8243 | 0 | 0 | 0 | 0 | 0 | 0 | 0 | 0 | 0 | 0 | 0 | 0 | 0 | 0 | 0 | 0 | 0 | 0 | 0 | 0 | 8.4341 | 0 | 0 | 0 | 0 | 0 | 0 | 0 | 0 | 0 | 200
62036_G_SARTE | MISO_Minnesota and Western Wisconsin | Minnesota | 27 | Stearns | 145 | 62036 | SARTE | Sartell Holdco CSG | 0 | 2019 | 9999 | Solar PV | [5 empty] | Non-Fossil | G | 2030 | Solar |  | 0 | 0 | 0 | 0 | 0 | 0 | 0 | 0 | 0 | 0 | 0 | 0 | 0 | 0 | 0 | 0 | 1.0877 | 2.5252 | 4.7933 | 8.4061 | 0 | 0 | 0 | 0 | 0 | 0 | 0 | 0 | 0 | 0 | 0 | 0 | 0 | 0 | 0 | 0 | 0 | 0 | 0 | 0 | 0.15799 | 0 | 0 | 0 | 0 | 0 | 0 | 0 | 0 | 0 | 5
62037_G_ROLLI | MISO_Minnesota and Western Wisconsin | Minnesota | 27 | Winona | 169 | 62037 | ROLLI | Rollingstone Holdco CSG | 0 | 2019 | 9999 | Solar PV | [5 empty] | Non-Fossil | G | 2030 | Solar |  | 0 | 0 | 0 | 0 | 0 | 0 | 0 | 0 | 0 | 0 | 0 | 0 | 0 | 0 | 0 | 0 | 1.0877 | 2.5252 | 4.7933 | 8.4061 | 0 | 0 | 0 | 0 | 0 | 0 | 0 | 0 | 0 | 0 | 0 | 0 | 0 | 0 | 0 | 0 | 0 | 0 | 0 | 0 | 0.15799 | 0 | 0 | 0 | 0 | 0 | 0 | 0 | 0 | 0 | 5
62038_G_STRAE | ERCOT_West | Texas | 48 | Irion | 235 | 62038 | STRAE | Santa Rita East | 0 | 2019 | 9999 | Onshore Wind | [5 empty] | Non-Fossil | G | 2030 | Wind |  | 0 | 0 | 0 | 0 | 0 | 0 | 0 | 0 | 0 | 0 | 0 | 0 | 0 | 0 | 0 | 0 | 215.7404 | 316.5757 | 321.81 | 854.1261 | 0 | 0 | 0 | 0 | 0 | 0 | 0 | 0 | 0 | 0 | 0 | 0 | 0 | 0 | 0 | 0 | 0 | 0 | 0 | 0 | 12.65 | 0 | 0 | 0 | 0 | 0 | 0 | 0 | 0 | 0 | 302.4
62039_G_SRJCP | WECC_Northern California (not including BANC) | California | 6 | Sonoma | 97 | 62039 | SRJCP | Santa Rosa Junior College Petaluma Solar | 0 | 2018 | 9999 | Solar PV | [5 empty] | Non-Fossil | G | 2030 | Solar |  | 0 | 0 | 0 | 0 | 0 | 0 | 0 | 0 | 0 | 0 | 0 | 0 | 0 | 0 | 0 | 0 | 0.40874 | 0.81731 | 1.3787 | 2.6048 | 0 | 0 | 0 | 0 | 0 | 0 | 0 | 0 | 0 | 0 | 0 | 0 | 0 | 0 | 0 | 0 | 0 | 0 | 0 | 0 | 0.049889 | 0 | 0 | 0 | 0 | 0 | 0 | 0 | 0 | 0 | 1.1
6204_B_1 | WECC_Wyoming | Wyoming | 56 | Platte | 31 | 6204 | 1 | Laramie River Station | 10218 | 1980 | 9999 | Coal Steam | wall | dry | ESPH + Wet Scrubber + SCR + Mercury Control | LNB + OFA | Wet Scrubber | Fossil | B | 2030 | Coal | Carbon Capture and Sequestration | 9.5415 | 12.9341 | 17.897 | 40.3725 | 0 | 0 | 0 | 0 | 9.5415 | 12.9341 | 17.897 | 40.3725 | 0 | 0 | 0 | 0 | 631.0842 | 855.4696 | 1183.7209 | 2670.2747 | 103.0972 | 139.7539 | 193.3787 | 436.2299 | 0.0023583 | 0.0031969 | 0.0044235 | 0.0099788 | 0.2862 | 0.38796 | 0.53682 | 1.211 | 0.28625 | 0.38802 | 0.53691 | 1.2112 | 0.0047708 | 0.006467 | 0.0089485 | 0.020186 | 49.6214 | 7.6058 | 10.3101 | 14.2661 | 32.1819 | 8.9894 | 12.1857 | 16.8614 | 38.0366 | 93.2034 | 385.2216 | Scrubber / SCR / Mercury Control / Carbon Capture and Sequestration | Wet Scrubber
6204_B_2 | WECC_Wyoming | Wyoming | 56 | Platte | 31 | 6204 | 2 | Laramie River Station | 10164 | 1981 | 9999 | Coal Steam | wall | dry | ESPH + Wet Scrubber + SNCR + Mercury Control | LNB + OFA | Wet Scrubber | Fossil | B | 2030 | Coal | Carbon Capture and Sequestration | 9.4911 | 12.8657 | 17.8024 | 40.1592 | 0 | 0 | 0 | 0 | 9.4911 | 12.8657 | 17.8024 | 40.1592 | 0 | 0 | 0 | 0 | 632.6843 | 857.6387 | 1186.7222 | 2677.0453 | 102.5523 | 139.0154 | 192.3568 | 433.9245 | 0.0023459 | 0.00318 | 0.0044002 | 0.009926 | 0.66955 | 0.90761 | 1.2559 | 2.833 | 0.28473 | 0.38597 | 0.53407 | 1.2048 | 0.0047455 | 0.0064329 | 0.0089012 | 0.02008 | 49.2689 | 7.5346 | 10.2136 | 14.1327 | 31.8809 | 8.9419 | 12.1213 | 16.7723 | 37.8356 | 92.7109 | 386.1984 | Scrubber / SNCR / Mercury Control / Carbon Capture and Sequestration | Wet Scrubber
6204_B_3 | WECC_Wyoming | Wyoming | 56 | Platte | 31 | 6204 | 3 | Laramie River Station | 10137 | 1982 | 9999 | Coal Steam | wall | dry | ESPH + Dry Scrubber + SNCR + Mercury Control | LNB + OFA | Dry Scrubber | Fossil | B | 2030 | Coal | Carbon Capture and Sequestration | 9.4659 | 6.3728 | 17.7551 | 33.5938 | 0 | 0 | 0 | 0 | 9.4659 | 6.3728 | 17.7551 | 33.5938 | 0 | 0 | 0 | 0 | 784.677 | 426.5281 | 1471.8141 | 2683.0192 | 564.5697 | 68.7305 | 1058.9601 | 1692.2604 | 0.0023397 | 0.0015751 | 0.0043885 | 0.0083033 | 0.67776 | 0.45629 | 1.2713 | 2.4053 | 0.42458 | 0.28584 | 0.79638 | 1.5068 | 0.0047329 | 0.0031864 | 0.0088775 | 0.016797 | 42.3735 | 6.3109 | 4.8024 | 11.8374 | 22.9507 | 8.9182 | 6.0041 | 16.7278 | 31.65 | 45.9226 | 478.9766 | Scrubber / SNCR / Mercury Control / Carbon Capture and Sequestration | Dry Scrubber
62040_G_BCKR1 | MISO_Minnesota and Western Wisconsin | Minnesota | 27 | Wright | 171 | 62040 | BCKR1 | Becker Solar CSG | 0 | 2019 | 9999 | Solar PV | [5 empty] | Non-Fossil | G | 2030 | Solar |  | 0 | 0 | 0 | 0 | 0 | 0 | 0 | 0 | 0 | 0 | 0 | 0 | 0 | 0 | 0 | 0 | 0.21753 | 0.50504 | 0.95866 | 1.6812 | 0 | 0 | 0 | 0 | 0 | 0 | 0 | 0 | 0 | 0 | 0 | 0 | 0 | 0 | 0 | 0 | 0 | 0 | 0 | 0 | 0.031598 | 0 | 0 | 0 | 0 | 0 | 0 | 0 | 0 | 0 | 1
62041_G_CCBO1 | PJM_ATSI | Ohio | 39 | Cuyahoga | 35 | 62041 | CCBO1 | Cuyahoga County Landfill | 0 | 2018 | 9999 | Solar PV | [5 empty] | Non-Fossil | G | 2030 | Solar |  | 0 | 0 | 0 | 0 | 0 | 0 | 0 | 0 | 0 | 0 | 0 | 0 | 0 | 0 | 0 | 0 | 0.75341 | 1.8181 | 3.2088 | 5.7803 | 0 | 0 | 0 | 0 | 0 | 0 | 0 | 0 | 0 | 0 | 0 | 0 | 0 | 0 | 0 | 0 | 0 | 0 | 0 | 0 | 0.12875 | 0 | 0 | 0 | 0 | 0 | 0 | 0 | 0 | 0 | 3.7
62042_G_USSSR | MISO_Minnesota and Western Wisconsin | Minnesota | 27 | Benton | 9 | 62042 | USSSR | USS Solar Rapids CSG | 0 | 2019 | 9999 | Solar PV | [5 empty] | Non-Fossil | G | 2030 | Solar |  | 0 | 0 | 0 | 0 | 0 | 0 | 0 | 0 | 0 | 0 | 0 | 0 | 0 | 0 | 0 | 0 | 0.21753 | 0.50504 | 0.95866 | 1.6812 | 0 | 0 | 0 | 0 | 0 | 0 | 0 | 0 | 0 | 0 | 0 | 0 | 0 | 0 | 0 | 0 | 0 | 0 | 0 | 0 | 0.031598 | 0 | 0 | 0 | 0 | 0 | 0 | 0 | 0 | 0 | 1
62043_G_FBCG1 | PJM_SWMAAC | Maryland | 24 | Prince Georges | 33 | 62043 | FBCG1 | First Baptist Church of Glenarden | 0 | 2018 | 9999 | Solar PV | [5 empty] | Non-Fossil | G | 2030 | Solar |  | 0 | 0 | 0 | 0 | 0 | 0 | 0 | 0 | 0 | 0 | 0 | 0 | 0 | 0 | 0 | 0 | 0.4046 | 0.81639 | 1.27 | 2.491 | 0 | 0 | 0 | 0 | 0 | 0 | 0 | 0 | 0 | 0 | 0 | 0 | 0 | 0 | 0 | 0 | 0 | 0 | 0 | 0 | 0.061297 | 0 | 0 | 0 | 0 | 0 | 0 | 0 | 0 | 0 | 1.6
62044_G_USSSD | MISO_Minnesota and Western Wisconsin | Minnesota | 27 | Chisago | 25 | 62044 | USSSD | USS Solar Dawn CSG | 0 | 2018 | 9999 | Solar PV | [5 empty] | Non-Fossil | G | 2030 | Solar |  | 0 | 0 | 0 | 0 | 0 | 0 | 0 | 0 | 0 | 0 | 0 | 0 | 0 | 0 | 0 | 0 | 0.21753 | 0.50504 | 0.95866 | 1.6812 | 0 | 0 | 0 | 0 | 0 | 0 | 0 | 0 | 0 | 0 | 0 | 0 | 0 | 0 | 0 | 0 | 0 | 0 | 0 | 0 | 0.031598 | 0 | 0 | 0 | 0 | 0 | 0 | 0 | 0 | 0 | 1
62045_G_USSNO | MISO_Minnesota and Western Wisconsin | Minnesota | 27 | Chisago | 25 | 62045 | USSNO | USS Norelius Solar CSG | 0 | 2019 | 9999 | Solar PV | [5 empty] | Non-Fossil | G | 2030 | Solar |  | 0 | 0 | 0 | 0 | 0 | 0 | 0 | 0 | 0 | 0 | 0 | 0 | 0 | 0 | 0 | 0 | 0.21753 | 0.50504 | 0.95866 | 1.6812 | 0 | 0 | 0 | 0 | 0 | 0 | 0 | 0 | 0 | 0 | 0 | 0 | 0 | 0 | 0 | 0 | 0 | 0 | 0 | 0 | 0.031598 | 0 | 0 | 0 | 0 | 0 | 0 | 0 | 0 | 0 | 1
62046_G_USSNC | MISO_Minnesota and Western Wisconsin | Minnesota | 27 | Chisago | 25 | 62046 | USSNC | USS Nillie Corn Solar CSG | 0 | 2018 | 9999 | Solar PV | [5 empty] | Non-Fossil | G | 2030 | Solar |  | 0 | 0 | 0 | 0 | 0 | 0 | 0 | 0 | 0 | 0 | 0 | 0 | 0 | 0 | 0 | 0 | 0.21753 | 0.50504 | 0.95866 | 1.6812 | 0 | 0 | 0 | 0 | 0 | 0 | 0 | 0 | 0 | 0 | 0 | 0 | 0 | 0 | 0 | 0 | 0 | 0 | 0 | 0 | 0.031598 | 0 | 0 | 0 | 0 | 0 | 0 | 0 | 0 | 0 | 1
62047_G_USSJJ | MISO_Minnesota and Western Wisconsin | Minnesota | 27 | Benton | 9 | 62047 | USSJJ | USS JJ Solar CSG | 0 | 2019 | 9999 | Solar PV | [5 empty] | Non-Fossil | G | 2030 | Solar |  | 0 | 0 | 0 | 0 | 0 | 0 | 0 | 0 | 0 | 0 | 0 | 0 | 0 | 0 | 0 | 0 | 0.21753 | 0.50504 | 0.95866 | 1.6812 | 0 | 0 | 0 | 0 | 0 | 0 | 0 | 0 | 0 | 0 | 0 | 0 | 0 | 0 | 0 | 0 | 0 | 0 | 0 | 0 | 0.031598 | 0 | 0 | 0 | 0 | 0 | 0 | 0 | 0 | 0 | 1
62048_G_USSDB | MISO_Minnesota and Western Wisconsin | Minnesota | 27 | Chisago | 25 | 62048 | USSDB | USS Dubhe Solar CSG | 0 | 2018 | 9999 | Solar PV | [5 empty] | Non-Fossil | G | 2030 | Solar |  | 0 | 0 | 0 | 0 | 0 | 0 | 0 | 0 | 0 | 0 | 0 | 0 | 0 | 0 | 0 | 0 | 0.21753 | 0.50504 | 0.95866 | 1.6812 | 0 | 0 | 0 | 0 | 0 | 0 | 0 | 0 | 0 | 0 | 0 | 0 | 0 | 0 | 0 | 0 | 0 | 0 | 0 | 0 | 0.031598 | 0 | 0 | 0 | 0 | 0 | 0 | 0 | 0 | 0 | 1
62049_G_USSBR | MISO_Minnesota and Western Wisconsin | Minnesota | 27 | Stearns | 145 | 62049 | USSBR | USS Brockway Solar CSG | 0 | 2019 | 9999 | Solar PV | [5 empty] | Non-Fossil | G | 2030 | Solar |  | 0 | 0 | 0 | 0 | 0 | 0 | 0 | 0 | 0 | 0 | 0 | 0 | 0 | 0 | 0 | 0 | 0.21753 | 0.50504 | 0.95866 | 1.6812 | 0 | 0 | 0 | 0 | 0 | 0 | 0 | 0 | 0 | 0 | 0 | 0 | 0 | 0 | 0 | 0 | 0 | 0 | 0 | 0 | 0.031598 | 0 | 0 | 0 | 0 | 0 | 0 | 0 | 0 | 0 | 1
62052_G_CIS1 | WECC_Imperial Irrigation District (IID) | California | 6 | Imperial | 25 | 62052 | CIS1 | Citizens Imperial Solar | 0 | 2019 | 9999 | Solar PV | [5 empty] | Non-Fossil | G | 2030 | Solar |  | 0 | 0 | 0 | 0 | 0 | 0 | 0 | 0 | 0 | 0 | 0 | 0 | 0 | 0 | 0 | 0 | 12.8401 | 24.7068 | 40.495 | 78.0419 | 0 | 0 | 0 | 0 | 0 | 0 | 0 | 0 | 0 | 0 | 0 | 0 | 0 | 0 | 0 | 0 | 0 | 0 | 0 | 0 | 1.0489 | 0 | 0 | 0 | 0 | 0 | 0 | 0 | 0 | 0 | 30
62053_G_SPGD1 | MISO_Minnesota and Western Wisconsin | Minnesota | 27 | Dodge | 39 | 62053 | SPGD1 | Syncarpha Dodge 1 CSG | 0 | 2019 | 9999 | Solar PV | [5 empty] | Non-Fossil | G | 2030 | Solar |  | 0 | 0 | 0 | 0 | 0 | 0 | 0 | 0 | 0 | 0 | 0 | 0 | 0 | 0 | 0 | 0 | 0.21753 | 0.50504 | 0.95866 | 1.6812 | 0 | 0 | 0 | 0 | 0 | 0 | 0 | 0 | 0 | 0 | 0 | 0 | 0 | 0 | 0 | 0 | 0 | 0 | 0 | 0 | 0.031598 | 0 | 0 | 0 | 0 | 0 | 0 | 0 | 0 | 0 | 1
62054_G_AVS01 | PJM_Dominion | North Carolina | 37 | Perquimans | 143 | 62054 | AVS01 | Alpha Value Solar | 0 | 2019 | 9999 | Solar PV | [5 empty] | Non-Fossil | G | 2030 | Solar |  | 0 | 0 | 0 | 0 | 0 | 0 | 0 | 0 | 0 | 0 | 0 | 0 | 0 | 0 | 0 | 0 | 1.4068 | 2.883 | 4.7855 | 9.0753 | 0 | 0 | 0 | 0 | 0 | 0 | 0 | 0 | 0 | 0 | 0 | 0 | 0 | 0 | 0 | 0 | 0 | 0 | 0 | 0 | 0.17399 | 0 | 0 | 0 | 0 | 0 | 0 | 0 | 0 | 0 | 5
62055_G_LG395 | ISONE_MA, VT, NH, RI (Rest of ISO New England) | Massachusetts | 25 | Plymouth | 23 | 62055 | LG395 | Wareham Solar PV | 0 | 2018 | 9999 | Solar PV | [5 empty] | Non-Fossil | G | 2030 | Solar |  | 0 | 0 | 0 | 0 | 0 | 0 | 0 | 0 | 0 | 0 | 0 | 0 | 0 | 0 | 0 | 0 | 0.69052 | 1.3848 | 2.5422 | 4.6175 | 0 | 0 | 0 | 0 | 0 | 0 | 0 | 0 | 0 | 0 | 0 | 0 | 0 | 0 | 0 | 0 | 0 | 0 | 0 | 0 | 0.14456 | 0 | 0 | 0 | 0 | 0 | 0 | 0 | 0 | 0 | 3.3
62056_G_LANC | WECC_LADWP | California | 6 | Los Angeles | 37 | 62056 | LANC | Lancaster | 0 | 2018 | 9999 | Solar PV | [5 empty] | Non-Fossil | G | 2030 | Solar |  | 0 | 0 | 0 | 0 | 0 | 0 | 0 | 0 | 0 | 0 | 0 | 0 | 0 | 0 | 0 | 0 | 1.1672 | 2.3736 | 4.0182 | 7.559 | 0 | 0 | 0 | 0 | 0 | 0 | 0 | 0 | 0 | 0 | 0 | 0 | 0 | 0 | 0 | 0 | 0 | 0 | 0 | 0 | 0.1403 | 0 | 0 | 0 | 0 | 0 | 0 | 0 | 0 | 0 | 3
62057_G_HZIII | SERC_Southeastern | Georgia | 13 | Jeff Davis | 161 | 62057 | HZIII | Hazlehurst III | 0 | 2019 | 9999 | Solar PV | [5 empty] | Non-Fossil | G | 2030 | Solar |  | 0 | 0 | 0 | 0 | 0 | 0 | 0 | 0 | 0 | 0 | 0 | 0 | 0 | 0 | 0 | 0 | 14.4784 | 25.9418 | 40.2175 | 80.6377 | 0 | 0 | 0 | 0 | 0 | 0 | 0 | 0 | 0 | 0 | 0 | 0 | 0 | 0 | 0 | 0 | 0 | 0 | 0 | 0 | 1.3834 | 0 | 0 | 0 | 0 | 0 | 0 | 0 | 0 | 0 | 40
62058_G_TERRL | SERC_Southeastern | Georgia | 13 | Terrell | 273 | 62058 | TERRL | SR Terrell | 0 | 2020 | 9999 | Solar PV | [5 empty] | Non-Fossil | G | 2030 | Solar |  | 0 | 0 | 0 | 0 | 0 | 0 | 0 | 0 | 0 | 0 | 0 | 0 | 0 | 0 | 0 | 0 | 26.785 | 47.9922 | 74.4024 | 149.1797 | 0 | 0 | 0 | 0 | 0 | 0 | 0 | 0 | 0 | 0 | 0 | 0 | 0 | 0 | 0 | 0 | 0 | 0 | 0 | 0 | 2.5593 | 0 | 0 | 0 | 0 | 0 | 0 | 0 | 0 | 0 | 74
62059_G_LG400 | ISONE_MA, VT, NH, RI (Rest of ISO New England) | Massachusetts | 25 | Hampden | 13 | 62059 | LG400 | East Longmeadow Solar PV | 0 | 2019 | 9999 | Solar PV | [5 empty] | Non-Fossil | G | 2030 | Solar |  | 0 | 0 | 0 | 0 | 0 | 0 | 0 | 0 | 0 | 0 | 0 | 0 | 0 | 0 | 0 | 0 | 1.0462 | 2.0982 | 3.8517 | 6.9961 | 0 | 0 | 0 | 0 | 0 | 0 | 0 | 0 | 0 | 0 | 0 | 0 | 0 | 0 | 0 | 0 | 0 | 0 | 0 | 0 | 0.21903 | 0 | 0 | 0 | 0 | 0 | 0 | 0 | 0 | 0 | 5
6206_G_1 | WECC_Colorado | Colorado | 8 | La Plata | 67 | 6206 | 1 | Tacoma | 0 | 1906 | 9999 | Hydro | [5 empty] | Non-Fossil | G | 2030 | Hydro |  | 0 | 0 | 0 | 0 | 0 | 0 | 0 | 0 | 0 | 0 | 0 | 0 | 0 | 0 | 0 | 0 | 1.2885 | 1.3896 | 2.4492 | 5.1272 | 0 | 0 | 0 | 0 | 0 | 0 | 0 | 0 | 0 | 0 | 0 | 0 | 0 | 0 | 0 | 0 | 0 | 0 | 0 | 0 | 0.036359 | 0.001791 | 0.0019315 | 0.0034043 | 0.0071268 | 0 | 0 | 0 | 0 | 0 | 2.3
6206_G_2 | WECC_Colorado | Colorado | 8 | La Plata | 67 | 6206 | 2 | Tacoma | 0 | 1905 | 9999 | Hydro | [5 empty] | Non-Fossil | G | 2030 | Hydro |  | 0 | 0 | 0 | 0 | 0 | 0 | 0 | 0 | 0 | 0 | 0 | 0 | 0 | 0 | 0 | 0 | 1.2885 | 1.3896 | 2.4492 | 5.1272 | 0 | 0 | 0 | 0 | 0 | 0 | 0 | 0 | 0 | 0 | 0 | 0 | 0 | 0 | 0 | 0 | 0 | 0 | 0 | 0 | 0.036359 | 0.001791 | 0.0019315 | 0.0034043 | 0.0071268 | 0 | 0 | 0 | 0 | 0 | 2.3
62060_G_PV1 | MISO_Minnesota and Western Wisconsin | Minnesota | 27 | Dakota | 37 | 62060 | PV1 | Hampton MN GRE | 0 | 2018 | 9999 | Solar PV | [5 empty] | Non-Fossil | G | 2030 | Solar |  | 0 | 0 | 0 | 0 | 0 | 0 | 0 | 0 | 0 | 0 | 0 | 0 | 0 | 0 | 0 | 0 | 0.43507 | 1.0101 | 1.9173 | 3.3625 | 0 | 0 | 0 | 0 | 0 | 0 | 0 | 0 | 0 | 0 | 0 | 0 | 0 | 0 | 0 | 0 | 0 | 0 | 0 | 0 | 0.063197 | 0 | 0 | 0 | 0 | 0 | 0 | 0 | 0 | 0 | 2
62061_G_PV1 | MISO_Minnesota and Western Wisconsin | Minnesota | 27 | Anoka | 3 | 62061 | PV1 | Anoka County MN CONX | 0 | 2018 | 9999 | Solar PV | [5 empty] | Non-Fossil | G | 2030 | Solar |  | 0 | 0 | 0 | 0 | 0 | 0 | 0 | 0 | 0 | 0 | 0 | 0 | 0 | 0 | 0 | 0 | 0.73961 | 1.7171 | 3.2594 | 5.7162 | 0 | 0 | 0 | 0 | 0 | 0 | 0 | 0 | 0 | 0 | 0 | 0 | 0 | 0 | 0 | 0 | 0 | 0 | 0 | 0 | 0.10743 | 0 | 0 | 0 | 0 | 0 | 0 | 0 | 0 | 0 | 3.4
62062_G_PV1 | MISO_Minnesota and Western Wisconsin | Minnesota | 27 | Isanti | 59 | 62062 | PV1 | Athens MN CONX | 0 | 2018 | 9999 | Solar PV | [5 empty] | Non-Fossil | G | 2030 | Solar |  | 0 | 0 | 0 | 0 | 0 | 0 | 0 | 0 | 0 | 0 | 0 | 0 | 0 | 0 | 0 | 0 | 1.4357 | 3.3333 | 6.3271 | 11.0961 | 0 | 0 | 0 | 0 | 0 | 0 | 0 | 0 | 0 | 0 | 0 | 0 | 0 | 0 | 0 | 0 | 0 | 0 | 0 | 0 | 0.20855 | 0 | 0 | 0 | 0 | 0 | 0 | 0 | 0 | 0 | 6.6
62063_G_LG400 | ISONE_MA, VT, NH, RI (Rest of ISO New England) | Massachusetts | 25 | Franklin | 11 | 62063 | LG400 | Greenfield Solar PV | 0 | 2019 | 9999 | Solar PV | [5 empty] | Non-Fossil | G | 2030 | Solar |  | 0 | 0 | 0 | 0 | 0 | 0 | 0 | 0 | 0 | 0 | 0 | 0 | 0 | 0 | 0 | 0 | 0.41849 | 0.83926 | 1.5407 | 2.7985 | 0 | 0 | 0 | 0 | 0 | 0 | 0 | 0 | 0 | 0 | 0 | 0 | 0 | 0 | 0 | 0 | 0 | 0 | 0 | 0 | 0.087614 | 0 | 0 | 0 | 0 | 0 | 0 | 0 | 0 | 0 | 2
62064_G_LG400 | ISONE_MA, VT, NH, RI (Rest of ISO New England) | Massachusetts | 25 | Berkshire | 3 | 62064 | LG400 | Hinsdale Solar PV | 0 | 2019 | 9999 | Solar PV | [5 empty] | Non-Fossil | G | 2030 | Solar |  | 0 | 0 | 0 | 0 | 0 | 0 | 0 | 0 | 0 | 0 | 0 | 0 | 0 | 0 | 0 | 0 | 0.41849 | 0.83926 | 1.5407 | 2.7985 | 0 | 0 | 0 | 0 | 0 | 0 | 0 | 0 | 0 | 0 | 0 | 0 | 0 | 0 | 0 | 0 | 0 | 0 | 0 | 0 | 0.087614 | 0 | 0 | 0 | 0 | 0 | 0 | 0 | 0 | 0 | 2
62065_G_LG400 | ISONE_MA, VT, NH, RI (Rest of ISO New England) | Massachusetts | 25 | Hampshire | 15 | 62065 | LG400 | Savoy Solar PV | 0 | 2019 | 9999 | Solar PV | [5 empty] | Non-Fossil | G | 2030 | Solar |  | 0 | 0 | 0 | 0 | 0 | 0 | 0 | 0 | 0 | 0 | 0 | 0 | 0 | 0 | 0 | 0 | 0.41849 | 0.83926 | 1.5407 | 2.7985 | 0 | 0 | 0 | 0 | 0 | 0 | 0 | 0 | 0 | 0 | 0 | 0 | 0 | 0 | 0 | 0 | 0 | 0 | 0 | 0 | 0.087614 | 0 | 0 | 0 | 0 | 0 | 0 | 0 | 0 | 0 | 2
62066_G_LG400 | ISONE_MA, VT, NH, RI (Rest of ISO New England) | Massachusetts | 25 | Hampshire | 15 | 62066 | LG400 | Southampton Solar PV | 0 | 2019 | 9999 | Solar PV | [5 empty] | Non-Fossil | G | 2030 | Solar |  | 0 | 0 | 0 | 0 | 0 | 0 | 0 | 0 | 0 | 0 | 0 | 0 | 0 | 0 | 0 | 0 | 0.41849 | 0.83926 | 1.5407 | 2.7985 | 0 | 0 | 0 | 0 | 0 | 0 | 0 | 0 | 0 | 0 | 0 | 0 | 0 | 0 | 0 | 0 | 0 | 0 | 0 | 0 | 0.087614 | 0 | 0 | 0 | 0 | 0 | 0 | 0 | 0 | 0 | 2
6207_G_1 | WECC_Colorado | Colorado | 8 | San Miguel | 113 | 6207 | 1 | Ames Hydro | 0 | 1906 | 9999 | Hydro | [5 empty] | Non-Fossil | G | 2030 | Hydro |  | 0 | 0 | 0 | 0 | 0 | 0 | 0 | 0 | 0 | 0 | 0 | 0 | 0 | 0 | 0 | 0 | 2.0167 | 2.175 | 3.8335 | 8.0252 | 0 | 0 | 0 | 0 | 0 | 0 | 0 | 0 | 0 | 0 | 0 | 0 | 0 | 0 | 0 | 0 | 0 | 0 | 0 | 0 | 0.05691 | 0.0028033 | 0.0030232 | 0.0053285 | 0.011155 | 0 | 0 | 0 | 0 | 0 | 3.6
62072_G_LG395 | ISONE_MA, VT, NH, RI (Rest of ISO New England) | Massachusetts | 25 | Hampden | 13 | 62072 | LG395 | Springfield Solar PV | 0 | 2019 | 9999 | Solar PV | [5 empty] | Non-Fossil | G | 2030 | Solar |  | 0 | 0 | 0 | 0 | 0 | 0 | 0 | 0 | 0 | 0 | 0 | 0 | 0 | 0 | 0 | 0 | 0.83699 | 1.6785 | 3.0814 | 5.5969 | 0 | 0 | 0 | 0 | 0 | 0 | 0 | 0 | 0 | 0 | 0 | 0 | 0 | 0 | 0 | 0 | 0 | 0 | 0 | 0 | 0.17523 | 0 | 0 | 0 | 0 | 0 | 0 | 0 | 0 | 0 | 4
62073_G_LG390 | ISONE_MA, VT, NH, RI (Rest of ISO New England) | Massachusetts | 25 | Hampden | 13 | 62073 | LG390 | Hampden Solar PV | 0 | 2019 | 9999 | Solar PV | [5 empty] | Non-Fossil | G | 2030 | Solar |  | 0 | 0 | 0 | 0 | 0 | 0 | 0 | 0 | 0 | 0 | 0 | 0 | 0 | 0 | 0 | 0 | 0.73237 | 1.4687 | 2.6962 | 4.8973 | 0 | 0 | 0 | 0 | 0 | 0 | 0 | 0 | 0 | 0 | 0 | 0 | 0 | 0 | 0 | 0 | 0 | 0 | 0 | 0 | 0.15332 | 0 | 0 | 0 | 0 | 0 | 0 | 0 | 0 | 0 | 3.5
62074_G_PV1 | PJM_EMAAC | Maryland | 24 | Queen Annes | 35 | 62074 | PV1 | Bd of Educ of Queen Anne's Cnty, Cnty HS | 0 | 2019 | 9999 | Solar PV | [5 empty] | Non-Fossil | G | 2030 | Solar |  | 0 | 0 | 0 | 0 | 0 | 0 | 0 | 0 | 0 | 0 | 0 | 0 | 0 | 0 | 0 | 0 | 0.49131 | 0.99106 | 1.5189 | 3.0012 | 0 | 0 | 0 | 0 | 0 | 0 | 0 | 0 | 0 | 0 | 0 | 0 | 0 | 0 | 0 | 0 | 0 | 0 | 0 | 0 | 0.059571 | 0 | 0 | 0 | 0 | 0 | 0 | 0 | 0 | 0 | 1.7
62075_G_PV1 | WECC_Arizona | Arizona | 4 | Pima | 19 | 62075 | PV1 | Pima Community College | 0 | 2019 | 9999 | Solar PV | [5 empty] | Non-Fossil | G | 2030 | Solar |  | 0 | 0 | 0 | 0 | 0 | 0 | 0 | 0 | 0 | 0 | 0 | 0 | 0 | 0 | 0 | 0 | 0.47599 | 0.89544 | 1.3563 | 2.7277 | 0 | 0 | 0 | 0 | 0 | 0 | 0 | 0 | 0 | 0 | 0 | 0 | 0 | 0 | 0 | 0 | 0 | 0 | 0 | 0 | 0.051986 | 0 | 0 | 0 | 0 | 0 | 0 | 0 | 0 | 0 | 1.1
62076_G_PV1 | ISONE_Connecticut | Connecticut | 9 | New Haven | 9 | 62076 | PV1 | Town of Branford | 0 | 2018 | 9999 | Solar PV | [5 empty] | Non-Fossil | G | 2030 | Solar |  | 0 | 0 | 0 | 0 | 0 | 0 | 0 | 0 | 0 | 0 | 0 | 0 | 0 | 0 | 0 | 0 | 0.24231 | 0.52445 | 0.81383 | 1.5806 | 0 | 0 | 0 | 0 | 0 | 0 | 0 | 0 | 0 | 0 | 0 | 0 | 0 | 0 | 0 | 0 | 0 | 0 | 0 | 0 | 0.034758 | 0 | 0 | 0 | 0 | 0 | 0 | 0 | 0 | 0 | 1.1
62077_G_PV1 | WECC_Northern California (not including BANC) | California | 6 | El Dorado | 17 | 62077 | PV1 | Blue Shld Of Cal- El Dorado Hlls Mtr B | 0 | 2019 | 9999 | Solar PV | [5 empty] | Non-Fossil | G | 2030 | Solar |  | 0 | 0 | 0 | 0 | 0 | 0 | 0 | 0 | 0 | 0 | 0 | 0 | 0 | 0 | 0 | 0 | 0.78032 | 1.5603 | 2.6321 | 4.9727 | 0 | 0 | 0 | 0 | 0 | 0 | 0 | 0 | 0 | 0 | 0 | 0 | 0 | 0 | 0 | 0 | 0 | 0 | 0 | 0 | 0.095242 | 0 | 0 | 0 | 0 | 0 | 0 | 0 | 0 | 0 | 2.1
62079_G_1 | MISO_Iowa-MidAmerican | Iowa | 19 | Franklin | 69 | 62079 | 1 | Whispering Willow North | 0 | 2020 | 9999 | Onshore Wind | [5 empty] | Non-Fossil | G | 2030 | Wind |  | 0 | 0 | 0 | 0 | 0 | 0 | 0 | 0 | 0 | 0 | 0 | 0 | 0 | 0 | 0 | 0 | 168.6857 | 237.5161 | 192.323 | 598.5249 | 0 | 0 | 0 | 0 | 0 | 0 | 0 | 0 | 0 | 0 | 0 | 0 | 0 | 0 | 0 | 0 | 0 | 0 | 0 | 0 | 8.4299 | 0 | 0 | 0 | 0 | 0 | 0 | 0 | 0 | 0 | 199.9
6208_G_1 | WECC_Colorado | Colorado | 8 | Lake | 65 | 6208 | 1 | Mount Elbert | 0 | 1981 | 9999 | Pumped Storage | [5 empty] | Non-Fossil | G | 2030 | Pumps |  | 0 | 0 | 0 | 0 | 0 | 0 | 0 | 0 | 0 | 0 | 0 | 0 | 0 | 0 | 0 | 0 | 0.028522 | 29.0488 | 68.0994 | 97.1767 | 0 | 0 | 0 | 0 | 0 | 0 | 0 | 0 | 0 | 0 | 0 | 0 | 0 | 0 | 0 | 0 | 0 | 0 | 0 | 0 | 2.1028 | 4.3344e-07 | 0.00044145 | 0.0010349 | 0.0014768 | 0 | 0 | 0 | 0 | 0 | 115
6208_G_2 | WECC_Colorado | Colorado | 8 | Lake | 65 | 6208 | 2 | Mount Elbert | 0 | 1984 | 9999 | Pumped Storage | [5 empty] | Non-Fossil | G | 2030 | Pumps |  | 0 | 0 | 0 | 0 | 0 | 0 | 0 | 0 | 0 | 0 | 0 | 0 | 0 | 0 | 0 | 0 | 0.028522 | 29.0488 | 68.0994 | 97.1767 | 0 | 0 | 0 | 0 | 0 | 0 | 0 | 0 | 0 | 0 | 0 | 0 | 0 | 0 | 0 | 0 | 0 | 0 | 0 | 0 | 2.1028 | 4.3344e-07 | 0.00044145 | 0.0010349 | 0.0014768 | 0 | 0 | 0 | 0 | 0 | 115
62080_G_1 | MISO_Iowa-MidAmerican | Iowa | 19 | Sac | 161 | 62080 | 1 | Richland | 0 | 2020 | 9999 | Onshore Wind | [5 empty] | Non-Fossil | G | 2030 | Wind |  | 0 | 0 | 0 | 0 | 0 | 0 | 0 | 0 | 0 | 0 | 0 | 0 | 0 | 0 | 0 | 0 | 109.7849 | 154.5815 | 125.1687 | 389.5352 | 0 | 0 | 0 | 0 | 0 | 0 | 0 | 0 | 0 | 0 | 0 | 0 | 0 | 0 | 0 | 0 | 0 | 0 | 0 | 0 | 5.4864 | 0 | 0 | 0 | 0 | 0 | 0 | 0 | 0 | 0 | 130.1
62081_G_1 | MISO_Iowa | Iowa | 19 | Winnebago | 189 | 62081 | 1 | Golden Plains | 0 | 2020 | 9999 | Onshore Wind | [5 empty] | Non-Fossil | G | 2030 | Wind |  | 0 | 0 | 0 | 0 | 0 | 0 | 0 | 0 | 0 | 0 | 0 | 0 | 0 | 0 | 0 | 0 | 173.4776 | 241.5414 | 193.617 | 608.636 | 0 | 0 | 0 | 0 | 0 | 0 | 0 | 0 | 0 | 0 | 0 | 0 | 0 | 0 | 0 | 0 | 0 | 0 | 0 | 0 | 8.385 | 0 | 0 | 0 | 0 | 0 | 0 | 0 | 0 | 0 | 198.8
62082_G_REC34 | ISONE_MA, VT, NH, RI (Rest of ISO New England) | Massachusetts | 25 | Hampden | 13 | 62082 | REC34 | Southwick Solar PV | 0 | 2019 | 9999 | Solar PV | [5 empty] | Non-Fossil | G | 2030 | Solar |  | 0 | 0 | 0 | 0 | 0 | 0 | 0 | 0 | 0 | 0 | 0 | 0 | 0 | 0 | 0 | 0 | 1.0462 | 2.0982 | 3.8517 | 6.9961 | 0 | 0 | 0 | 0 | 0 | 0 | 0 | 0 | 0 | 0 | 0 | 0 | 0 | 0 | 0 | 0 | 0 | 0 | 0 | 0 | 0.21903 | 0 | 0 | 0 | 0 | 0 | 0 | 0 | 0 | 0 | 5
62084_G_BCKR2 | MISO_Minnesota and Western Wisconsin | Minnesota | 27 | Wright | 171 | 62084 | BCKR2 | Becker Solar 2 CSG | 0 | 2019 | 9999 | Solar PV | [5 empty] | Non-Fossil | G | 2030 | Solar |  | 0 | 0 | 0 | 0 | 0 | 0 | 0 | 0 | 0 | 0 | 0 | 0 | 0 | 0 | 0 | 0 | 0.21753 | 0.50504 | 0.95866 | 1.6812 | 0 | 0 | 0 | 0 | 0 | 0 | 0 | 0 | 0 | 0 | 0 | 0 | 0 | 0 | 0 | 0 | 0 | 0 | 0 | 0 | 0.031598 | 0 | 0 | 0 | 0 | 0 | 0 | 0 | 0 | 0 | 1
62085_G_BCKR3 | MISO_Minnesota and Western Wisconsin | Minnesota | 27 | Wright | 171 | 62085 | BCKR3 | Becker Solar 3 CSG | 0 | 2019 | 9999 | Solar PV | [5 empty] | Non-Fossil | G | 2030 | Solar |  | 0 | 0 | 0 | 0 | 0 | 0 | 0 | 0 | 0 | 0 | 0 | 0 | 0 | 0 | 0 | 0 | 0.21753 | 0.50504 | 0.95866 | 1.6812 | 0 | 0 | 0 | 0 | 0 | 0 | 0 | 0 | 0 | 0 | 0 | 0 | 0 | 0 | 0 | 0 | 0 | 0 | 0 | 0 | 0.031598 | 0 | 0 | 0 | 0 | 0 | 0 | 0 | 0 | 0 | 1
62086_G_BCKR4 | MISO_Minnesota and Western Wisconsin | Minnesota | 27 | Wright | 171 | 62086 | BCKR4 | Becker Solar 4 CSG | 0 | 2019 | 9999 | Solar PV | [5 empty] | Non-Fossil | G | 2030 | Solar |  | 0 | 0 | 0 | 0 | 0 | 0 | 0 | 0 | 0 | 0 | 0 | 0 | 0 | 0 | 0 | 0 | 0.21753 | 0.50504 | 0.95866 | 1.6812 | 0 | 0 | 0 | 0 | 0 | 0 | 0 | 0 | 0 | 0 | 0 | 0 | 0 | 0 | 0 | 0 | 0 | 0 | 0 | 0 | 0.031598 | 0 | 0 | 0 | 0 | 0 | 0 | 0 | 0 | 0 | 1
62087_G_BCKR5 | MISO_Minnesota and Western Wisconsin | Minnesota | 27 | Wright | 171 | 62087 | BCKR5 | Becker Solar 5 CSG | 0 | 2019 | 9999 | Solar PV | [5 empty] | Non-Fossil | G | 2030 | Solar |  | 0 | 0 | 0 | 0 | 0 | 0 | 0 | 0 | 0 | 0 | 0 | 0 | 0 | 0 | 0 | 0 | 0.21753 | 0.50504 | 0.95866 | 1.6812 | 0 | 0 | 0 | 0 | 0 | 0 | 0 | 0 | 0 | 0 | 0 | 0 | 0 | 0 | 0 | 0 | 0 | 0 | 0 | 0 | 0.031598 | 0 | 0 | 0 | 0 | 0 | 0 | 0 | 0 | 0 | 1
62088_G_SCHUL | MISO_Minnesota and Western Wisconsin | Minnesota | 27 | Scott | 139 | 62088 | SCHUL | Schultz CSG | 0 | 2018 | 9999 | Solar PV | [5 empty] | Non-Fossil | G | 2030 | Solar |  | 0 | 0 | 0 | 0 | 0 | 0 | 0 | 0 | 0 | 0 | 0 | 0 | 0 | 0 | 0 | 0 | 0.39156 | 0.90907 | 1.7256 | 3.0262 | 0 | 0 | 0 | 0 | 0 | 0 | 0 | 0 | 0 | 0 | 0 | 0 | 0 | 0 | 0 | 0 | 0 | 0 | 0 | 0 | 0.056877 | 0 | 0 | 0 | 0 | 0 | 0 | 0 | 0 | 0 | 1.8
62089_G_20002 | SERC_VACAR | North Carolina | 37 | Robeson | 155 | 62089 | 20002 | Panda Solar NC 1, LLC | 0 | 2019 | 9999 | Solar PV | [5 empty] | Non-Fossil | G | 2030 | Solar |  | 0 | 0 | 0 | 0 | 0 | 0 | 0 | 0 | 0 | 0 | 0 | 0 | 0 | 0 | 0 | 0 | 0.29126 | 0.57906 | 0.92633 | 1.7967 | 0 | 0 | 0 | 0 | 0 | 0 | 0 | 0 | 0 | 0 | 0 | 0 | 0 | 0 | 0 | 0 | 0 | 0 | 0 | 0 | 0.042651 | 0 | 0 | 0 | 0 | 0 | 0 | 0 | 0 | 0 | 1
62090_G_REC34 | ISONE_MA, VT, NH, RI (Rest of ISO New England) | Massachusetts | 25 | Franklin | 11 | 62090 | REC34 | Sunderland Solar PV | 0 | 2018 | 9999 | Solar PV | [5 empty] | Non-Fossil | G | 2030 | Solar |  | 0 | 0 | 0 | 0 | 0 | 0 | 0 | 0 | 0 | 0 | 0 | 0 | 0 | 0 | 0 | 0 | 0.23017 | 0.46159 | 0.84738 | 1.5392 | 0 | 0 | 0 | 0 | 0 | 0 | 0 | 0 | 0 | 0 | 0 | 0 | 0 | 0 | 0 | 0 | 0 | 0 | 0 | 0 | 0.048188 | 0 | 0 | 0 | 0 | 0 | 0 | 0 | 0 | 0 | 1.1
62091_G_LG395 | ISONE_MA, VT, NH, RI (Rest of ISO New England) | Massachusetts | 25 | Hampshire | 15 | 62091 | LG395 | Hatfield Solar PV | 0 | 2018 | 9999 | Solar PV | [5 empty] | Non-Fossil | G | 2030 | Solar |  | 0 | 0 | 0 | 0 | 0 | 0 | 0 | 0 | 0 | 0 | 0 | 0 | 0 | 0 | 0 | 0 | 0.75329 | 1.5107 | 2.7733 | 5.0372 | 0 | 0 | 0 | 0 | 0 | 0 | 0 | 0 | 0 | 0 | 0 | 0 | 0 | 0 | 0 | 0 | 0 | 0 | 0 | 0 | 0.1577 | 0 | 0 | 0 | 0 | 0 | 0 | 0 | 0 | 0 | 3.6
62092_G_REC34 | ISONE_MA, VT, NH, RI (Rest of ISO New England) | Massachusetts | 25 | Franklin | 11 | 62092 | REC34 | Montague Site 36-Grosolar | 0 | 2018 | 9999 | Solar PV | [5 empty] | Non-Fossil | G | 2030 | Solar |  | 0 | 0 | 0 | 0 | 0 | 0 | 0 | 0 | 0 | 0 | 0 | 0 | 0 | 0 | 0 | 0 | 0.85791 | 1.7205 | 3.1584 | 5.7368 | 0 | 0 | 0 | 0 | 0 | 0 | 0 | 0 | 0 | 0 | 0 | 0 | 0 | 0 | 0 | 0 | 0 | 0 | 0 | 0 | 0.17961 | 0 | 0 | 0 | 0 | 0 | 0 | 0 | 0 | 0 | 4.1
62093_G_REC34 | ISONE_MA, VT, NH, RI (Rest of ISO New England) | Massachusetts | 25 | Hampden | 13 | 62093 | REC34 | East Springfield Solar PV | 0 | 2018 | 9999 | Solar PV | [5 empty] | Non-Fossil | G | 2030 | Solar |  | 0 | 0 | 0 | 0 | 0 | 0 | 0 | 0 | 0 | 0 | 0 | 0 | 0 | 0 | 0 | 0 | 0.29295 | 0.58748 | 1.0785 | 1.9589 | 0 | 0 | 0 | 0 | 0 | 0 | 0 | 0 | 0 | 0 | 0 | 0 | 0 | 0 | 0 | 0 | 0 | 0 | 0 | 0 | 0.06133 | 0 | 0 | 0 | 0 | 0 | 0 | 0 | 0 | 0 | 1.4
62095_G_PGRF5 | SERC_VACAR | North Carolina | 37 | Pender | 141 | 62095 | PGRF5 | Quarter Horse Solar | 0 | 2018 | 9999 | Solar PV | [5 empty] | Non-Fossil | G | 2030 | Solar |  | 0 | 0 | 0 | 0 | 0 | 0 | 0 | 0 | 0 | 0 | 0 | 0 | 0 | 0 | 0 | 0 | 1.3107 | 2.6058 | 4.1685 | 8.0849 | 0 | 0 | 0 | 0 | 0 | 0 | 0 | 0 | 0 | 0 | 0 | 0 | 0 | 0 | 0 | 0 | 0 | 0 | 0 | 0 | 0.19193 | 0 | 0 | 0 | 0 | 0 | 0 | 0 | 0 | 0 | 4.5
62096_G_PGRF3 | SERC_VACAR | North Carolina | 37 | Duplin | 61 | 62096 | PGRF3 | Atkinson Solar II | 0 | 2018 | 9999 | Solar PV | [5 empty] | Non-Fossil | G | 2030 | Solar |  | 0 | 0 | 0 | 0 | 0 | 0 | 0 | 0 | 0 | 0 | 0 | 0 | 0 | 0 | 0 | 0 | 0.55339 | 1.1002 | 1.76 | 3.4136 | 0 | 0 | 0 | 0 | 0 | 0 | 0 | 0 | 0 | 0 | 0 | 0 | 0 | 0 | 0 | 0 | 0 | 0 | 0 | 0 | 0.081037 | 0 | 0 | 0 | 0 | 0 | 0 | 0 | 0 | 0 | 1.9
62097_G_LG390 | ISONE_MA, VT, NH, RI (Rest of ISO New England) | Massachusetts | 25 | Hampden | 13 | 62097 | LG390 | Ludlow Site 72 - Conti | 0 | 2018 | 9999 | Solar PV | [5 empty] | Non-Fossil | G | 2030 | Solar |  | 0 | 0 | 0 | 0 | 0 | 0 | 0 | 0 | 0 | 0 | 0 | 0 | 0 | 0 | 0 | 0 | 0.39757 | 0.7973 | 1.4637 | 2.6585 | 0 | 0 | 0 | 0 | 0 | 0 | 0 | 0 | 0 | 0 | 0 | 0 | 0 | 0 | 0 | 0 | 0 | 0 | 0 | 0 | 0.083233 | 0 | 0 | 0 | 0 | 0 | 0 | 0 | 0 | 0 | 1.9
62098_G_TILLE | MISO_Minnesota and Western Wisconsin | Minnesota | 27 | Sherburne | 141 | 62098 | TILLE | Tiller CSG | 0 | 2018 | 9999 | Solar PV | [5 empty] | Non-Fossil | G | 2030 | Solar |  | 0 | 0 | 0 | 0 | 0 | 0 | 0 | 0 | 0 | 0 | 0 | 0 | 0 | 0 | 0 | 0 | 1.0877 | 2.5252 | 4.7933 | 8.4061 | 0 | 0 | 0 | 0 | 0 | 0 | 0 | 0 | 0 | 0 | 0 | 0 | 0 | 0 | 0 | 0 | 0 | 0 | 0 | 0 | 0.15799 | 0 | 0 | 0 | 0 | 0 | 0 | 0 | 0 | 0 | 5
62099_G_HAMME | MISO_Minnesota and Western Wisconsin | Minnesota | 27 | Sherburne | 141 | 62099 | HAMME | Hammer CSG | 0 | 2018 | 9999 | Solar PV | [5 empty] | Non-Fossil | G | 2030 | Solar |  | 0 | 0 | 0 | 0 | 0 | 0 | 0 | 0 | 0 | 0 | 0 | 0 | 0 | 0 | 0 | 0 | 1.0442 | 2.4242 | 4.6015 | 8.0699 | 0 | 0 | 0 | 0 | 0 | 0 | 0 | 0 | 0 | 0 | 0 | 0 | 0 | 0 | 0 | 0 | 0 | 0 | 0 | 0 | 0.15167 | 0 | 0 | 0 | 0 | 0 | 0 | 0 | 0 | 0 | 4.8
621_G_3 | FRCC | Florida | 12 | Miami Dade | 86 | 621 | 3 | Turkey Point | 10456 | 1972 | 9999 | Nuclear | other |  |  |  |  | Non-Fossil | G | 2030 | Nuclear |  | 16.2352 | 22.0078 | 29.2986 | 67.5416 | 0 | 0 | 0 | 0 | 0 | 0 | 0 | 0 | 0 | 0 | 0 | 0 | 1552.719 | 2104.7969 | 2802.0818 | 6459.5977 | 0 | 0 | 0 | 0 | 0 | 0 | 0 | 0 | 0 | 0 | 0 | 0 | 0 | 0 | 0 | 0 | 0 | 0 | 0 | 0 | 136.9366 | 0.13384 | 0.18143 | 0.24153 | 0.5568 | 11.2432 | 15.2408 | 20.2898 | 46.7738 | 0 | 837
621_G_4 | FRCC | Florida | 12 | Miami Dade | 86 | 621 | 4 | Turkey Point | 10456 | 1973 | 9999 | Nuclear | other |  |  |  |  | Non-Fossil | G | 2030 | Nuclear |  | 16.9371 | 22.9592 | 30.5652 | 70.4616 | 0 | 0 | 0 | 0 | 0 | 0 | 0 | 0 | 0 | 0 | 0 | 0 | 1619.848 | 2195.7939 | 2923.2246 | 6738.8665 | 0 | 0 | 0 | 0 | 0 | 0 | 0 | 0 | 0 | 0 | 0 | 0 | 0 | 0 | 0 | 0 | 0 | 0 | 0 | 0 | 126.0982 | 0.1363 | 0.18477 | 0.24598 | 0.56705 | 11.7293 | 15.8997 | 21.167 | 48.796 | 0 | 821
621_G_5CA | FRCC | Florida | 12 | Miami Dade | 86 | 621 | 5CA | Turkey Point | 7122 | 2007 | 9999 | Combined Cycle |  |  | SCR | LNB + STM |  | Fossil | G | 2030 | NaturalGas |  | 5.8377 | 7.9134 | 10.9426 | 24.6937 | 0 | 0 | 0 | 0 | 0 | 0 | 0 | 0 | 0 | 0 | 0 | 0 | 819.6775 | 1111.1183 | 1536.4455 | 3467.2413 | 341.7415 | 463.2496 | 640.5777 | 1445.5688 | 4.0864e-07 | 5.5394e-07 | 7.6598e-07 | 1.7286e-06 | 0.022088 | 0.029942 | 0.041403 | 0.093433 | 0 | 0 | 0 | 0 | 0 | 0 | 0 | 0 | 14.7264 | 1.873 | 2.539 | 3.5109 | 7.9229 | 17.596 | 21.0083 | 36.0111 | 74.6154 | 0 | 466.2 | SCR
621_G_5CTA | FRCC | Florida | 12 | Miami Dade | 86 | 621 | 5CTA | Turkey Point | 7122 | 2007 | 9999 | Combined Cycle |  |  | SCR | DLNB + H2O + NH3 |  | Fossil | G | 2030 | NaturalGas |  | 2.4631 | 3.3388 | 4.6169 | 10.4188 | 0 | 0 | 0 | 0 | 0 | 0 | 0 | 0 | 0 | 0 | 0 | 0 | 345.8399 | 468.8052 | 648.26 | 1462.9051 | 144.1882 | 195.4551 | 270.2738 | 609.9171 | 1.7242e-07 | 2.3372e-07 | 3.2318e-07 | 7.2932e-07 | 0.0093195 | 0.012633 | 0.017469 | 0.039421 | 0 | 0 | 0 | 0 | 0 | 0 | 0 | 0 | 6.2134 | 0.79027 | 1.0712 | 1.4813 | 3.3428 | 7.4241 | 8.8639 | 15.1939 | 31.4819 | 0 | 196.7 | SCR
621_G_5CTB | FRCC | Florida | 12 | Miami Dade | 86 | 621 | 5CTB | Turkey Point | 7122 | 2007 | 9999 | Combined Cycle |  |  | SCR | DLNB + H2O + NH3 |  | Fossil | G | 2030 | NaturalGas |  | 2.4631 | 3.3388 | 4.6169 | 10.4188 | 0 | 0 | 0 | 0 | 0 | 0 | 0 | 0 | 0 | 0 | 0 | 0 | 345.8399 | 468.8052 | 648.26 | 1462.9051 | 144.1882 | 195.4551 | 270.2738 | 609.9171 | 1.7242e-07 | 2.3372e-07 | 3.2318e-07 | 7.2932e-07 | 0.0093195 | 0.012633 | 0.017469 | 0.039421 | 0 | 0 | 0 | 0 | 0 | 0 | 0 | 0 | 6.2134 | 0.79027 | 1.0712 | 1.4813 | 3.3428 | 7.4241 | 8.8639 | 15.1939 | 31.4819 | 0 | 196.7 | SCR
621_G_5CTC | FRCC | Florida | 12 | Miami Dade | 86 | 621 | 5CTC | Turkey Point | 7122 | 2007 | 9999 | Combined Cycle |  |  | SCR | DLNB + H2O + NH3 |  | Fossil | G | 2030 | NaturalGas |  | 2.4631 | 3.3388 | 4.6169 | 10.4188 | 0 | 0 | 0 | 0 | 0 | 0 | 0 | 0 | 0 | 0 | 0 | 0 | 345.8399 | 468.8052 | 648.26 | 1462.9051 | 144.1882 | 195.4551 | 270.2738 | 609.9171 | 1.7242e-07 | 2.3372e-07 | 3.2318e-07 | 7.2932e-07 | 0.0093195 | 0.012633 | 0.017469 | 0.039421 | 0 | 0 | 0 | 0 | 0 | 0 | 0 | 0 | 6.2134 | 0.79027 | 1.0712 | 1.4813 | 3.3428 | 7.4241 | 8.8639 | 15.1939 | 31.4819 | 0 | 196.7 | SCR
621_G_5CTD | FRCC | Florida | 12 | Miami Dade | 86 | 621 | 5CTD | Turkey Point | 7122 | 2007 | 9999 | Combined Cycle |  |  | SCR | DLNB + H2O + NH3 |  | Fossil | G | 2030 | NaturalGas |  | 2.4631 | 3.3388 | 4.6169 | 10.4188 | 0 | 0 | 0 | 0 | 0 | 0 | 0 | 0 | 0 | 0 | 0 | 0 | 345.8399 | 468.8052 | 648.26 | 1462.9051 | 144.1882 | 195.4551 | 270.2738 | 609.9171 | 1.7242e-07 | 2.3372e-07 | 3.2318e-07 | 7.2932e-07 | 0.0093195 | 0.012633 | 0.017469 | 0.039421 | 0 | 0 | 0 | 0 | 0 | 0 | 0 | 0 | 6.2134 | 0.79027 | 1.0712 | 1.4813 | 3.3428 | 7.4241 | 8.8639 | 15.1939 | 31.4819 | 0 | 196.7 | SCR
6210_G_1 | WECC_Pacific Northwest | Washington | 53 | Spokane | 63 | 6210 | 1 | Northeast (WA) | 12657 | 1978 | 9999 | Combustion Turbine | [5 empty] | Fossil | G | 2030 | NaturalGas |  | 0 | 0 | 0.0062868 | 0.0062868 | 0 | 0 | 0 | 0 | 0 | 0 | 0 | 0 | 0 | 0 | 0 | 0 | 0 | 0 | 0.4967 | 0.4967 | 0 | 0 | 0.36803 | 0.36803 | 0 | 0 | 4.4007e-10 | 4.4007e-10 | 0 | 0 | 0.0014896 | 0.0014896 | 0 | 0 | 0 | 0 | 0 | 0 | 0 | 0 | 2.0358 | 0 | 0 | 0.0023444 | 0.0023444 | 0 | 0 | 0.012724 | 0.012724 | 0 | 45
62100_G_PGRI4 | SERC_VACAR | North Carolina | 37 | Warren | 185 | 62100 | PGRI4 | Warrenton I Solar | 0 | 2018 | 9999 | Solar PV | [5 empty] | Non-Fossil | G | 2030 | Solar |  | 0 | 0 | 0 | 0 | 0 | 0 | 0 | 0 | 0 | 0 | 0 | 0 | 0 | 0 | 0 | 0 | 1.4272 | 2.8374 | 4.539 | 8.8036 | 0 | 0 | 0 | 0 | 0 | 0 | 0 | 0 | 0 | 0 | 0 | 0 | 0 | 0 | 0 | 0 | 0 | 0 | 0 | 0 | 0.20899 | 0 | 0 | 0 | 0 | 0 | 0 | 0 | 0 | 0 | 4.9
62101_G_PGRF6 | SERC_VACAR | North Carolina | 37 | Bladen | 17 | 62101 | PGRF6 | Bladenboro Solar 2 | 0 | 2018 | 9999 | Solar PV | [5 empty] | Non-Fossil | G | 2030 | Solar |  | 0 | 0 | 0 | 0 | 0 | 0 | 0 | 0 | 0 | 0 | 0 | 0 | 0 | 0 | 0 | 0 | 1.3107 | 2.6058 | 4.1685 | 8.0849 | 0 | 0 | 0 | 0 | 0 | 0 | 0 | 0 | 0 | 0 | 0 | 0 | 0 | 0 | 0 | 0 | 0 | 0 | 0 | 0 | 0.19193 | 0 | 0 | 0 | 0 | 0 | 0 | 0 | 0 | 0 | 4.5
62102_G_PGRF1 | SERC_VACAR | North Carolina | 37 | Bladen | 17 | 62102 | PGRF1 | Sadiebrook NC Solar | 0 | 2018 | 9999 | Solar PV | [5 empty] | Non-Fossil | G | 2030 | Solar |  | 0 | 0 | 0 | 0 | 0 | 0 | 0 | 0 | 0 | 0 | 0 | 0 | 0 | 0 | 0 | 0 | 1.4563 | 2.8953 | 4.6316 | 8.9833 | 0 | 0 | 0 | 0 | 0 | 0 | 0 | 0 | 0 | 0 | 0 | 0 | 0 | 0 | 0 | 0 | 0 | 0 | 0 | 0 | 0.21326 | 0 | 0 | 0 | 0 | 0 | 0 | 0 | 0 | 0 | 5
62104_G_PGRF2 | SERC_VACAR | North Carolina | 37 | Wayne | 191 | 62104 | PGRF2 | Lane Solar | 0 | 2018 | 9999 | Solar PV | [5 empty] | Non-Fossil | G | 2030 | Solar |  | 0 | 0 | 0 | 0 | 0 | 0 | 0 | 0 | 0 | 0 | 0 | 0 | 0 | 0 | 0 | 0 | 1.4563 | 2.8953 | 4.6316 | 8.9833 | 0 | 0 | 0 | 0 | 0 | 0 | 0 | 0 | 0 | 0 | 0 | 0 | 0 | 0 | 0 | 0 | 0 | 0 | 0 | 0 | 0.21326 | 0 | 0 | 0 | 0 | 0 | 0 | 0 | 0 | 0 | 5
62105_G_MONTI | MISO_Minnesota and Western Wisconsin | Minnesota | 27 | Wright | 171 | 62105 | MONTI | Monticello Project CSG | 0 | 2018 | 9999 | Solar PV | [5 empty] | Non-Fossil | G | 2030 | Solar |  | 0 | 0 | 0 | 0 | 0 | 0 | 0 | 0 | 0 | 0 | 0 | 0 | 0 | 0 | 0 | 0 | 1.0877 | 2.5252 | 4.7933 | 8.4061 | 0 | 0 | 0 | 0 | 0 | 0 | 0 | 0 | 0 | 0 | 0 | 0 | 0 | 0 | 0 | 0 | 0 | 0 | 0 | 0 | 0.15799 | 0 | 0 | 0 | 0 | 0 | 0 | 0 | 0 | 0 | 5
62106_G_GHILL | ISONE_MA, VT, NH, RI (Rest of ISO New England) | Rhode Island | 44 | Providence | 7 | 62106 | GHILL | WED Green Hill, LLC | 0 | 2019 | 9999 | Onshore Wind | [5 empty] | Non-Fossil | G | 2030 | Wind |  | 0 | 0 | 0 | 0 | 0 | 0 | 0 | 0 | 0 | 0 | 0 | 0 | 0 | 0 | 0 | 0 | 1.6585 | 2.3615 | 1.8753 | 5.8952 | 0 | 0 | 0 | 0 | 0 | 0 | 0 | 0 | 0 | 0 | 0 | 0 | 0 | 0 | 0 | 0 | 0 | 0 | 0 | 0 | 0.10578 | 0 | 0 | 0 | 0 | 0 | 0 | 0 | 0 | 0 | 3
62107_G_PLAI2 | ISONE_MA, VT, NH, RI (Rest of ISO New England) | Rhode Island | 44 | Providence | 7 | 62107 | PLAI2 | WED Plainfield II, LLC | 0 | 2019 | 9999 | Onshore Wind | [5 empty] | Non-Fossil | G | 2030 | Wind |  | 0 | 0 | 0 | 0 | 0 | 0 | 0 | 0 | 0 | 0 | 0 | 0 | 0 | 0 | 0 | 0 | 1.6585 | 2.3615 | 1.8753 | 5.8952 | 0 | 0 | 0 | 0 | 0 | 0 | 0 | 0 | 0 | 0 | 0 | 0 | 0 | 0 | 0 | 0 | 0 | 0 | 0 | 0 | 0.10578 | 0 | 0 | 0 | 0 | 0 | 0 | 0 | 0 | 0 | 3
62108_G_PLAI3 | ISONE_MA, VT, NH, RI (Rest of ISO New England) | Rhode Island | 44 | Providence | 7 | 62108 | PLAI3 | WED Plainfield III, LLC | 0 | 2019 | 9999 | Onshore Wind | [5 empty] | Non-Fossil | G | 2030 | Wind |  | 0 | 0 | 0 | 0 | 0 | 0 | 0 | 0 | 0 | 0 | 0 | 0 | 0 | 0 | 0 | 0 | 1.6585 | 2.3615 | 1.8753 | 5.8952 | 0 | 0 | 0 | 0 | 0 | 0 | 0 | 0 | 0 | 0 | 0 | 0 | 0 | 0 | 0 | 0 | 0 | 0 | 0 | 0 | 0.10578 | 0 | 0 | 0 | 0 | 0 | 0 | 0 | 0 | 0 | 3
62109_G_PLAI1 | ISONE_MA, VT, NH, RI (Rest of ISO New England) | Rhode Island | 44 | Providence | 7 | 62109 | PLAI1 | WED Plainfield, LLC | 0 | 2019 | 9999 | Onshore Wind | [5 empty] | Non-Fossil | G | 2030 | Wind |  | 0 | 0 | 0 | 0 | 0 | 0 | 0 | 0 | 0 | 0 | 0 | 0 | 0 | 0 | 0 | 0 | 1.6585 | 2.3615 | 1.8753 | 5.8952 | 0 | 0 | 0 | 0 | 0 | 0 | 0 | 0 | 0 | 0 | 0 | 0 | 0 | 0 | 0 | 0 | 0 | 0 | 0 | 0 | 0.10578 | 0 | 0 | 0 | 0 | 0 | 0 | 0 | 0 | 0 | 3
6211_G_GEN1 | WECC_Northern California (not including BANC) | California | 6 | Alameda | 1 | 6211 | GEN1 | Dynegy Oakland Power Plant | 14765 | 1978 | 9999 | Combustion Turbine | [5 empty] | Fossil | G | 2030 | Oil |  | 0 | 0 | 0 | 0 | 0 | 0 | 0 | 0 | 0 | 0 | 0 | 0 | 0 | 0 | 0 | 0 | 0 | 0 | 0 | 0 | 0 | 0 | 0 | 0 | 0 | 0 | 0 | 0 | 0 | 0 | 0 | 0 | 0 | 0 | 0 | 0 | 0 | 0 | 0 | 0 | 2.5677 | 0 | 0 | 0 | 0 | 0 | 0 | 0 | 0 | 0 | 55
6211_G_GEN2 | WECC_Northern California (not including BANC) | California | 6 | Alameda | 1 | 6211 | GEN2 | Dynegy Oakland Power Plant | 14765 | 1978 | 9999 | Combustion Turbine | [5 empty] | Fossil | G | 2030 | Oil |  | 0 | 0 | 0 | 0 | 0 | 0 | 0 | 0 | 0 | 0 | 0 | 0 | 0 | 0 | 0 | 0 | 0 | 0 | 0 | 0 | 0 | 0 | 0 | 0 | 0 | 0 | 0 | 0 | 0 | 0 | 0 | 0 | 0 | 0 | 0 | 0 | 0 | 0 | 0 | 0 | 4.6685e-08 | 0 | 0 | 0 | 0 | 0 | 0 | 0 | 0 | 0 | 1e-06
6211_G_GEN3 | WECC_Northern California (not including BANC) | California | 6 | Alameda | 1 | 6211 | GEN3 | Dynegy Oakland Power Plant | 14765 | 1978 | 9999 | Combustion Turbine | [5 empty] | Fossil | G | 2030 | Oil |  | 0 | 0 | 0 | 0 | 0 | 0 | 0 | 0 | 0 | 0 | 0 | 0 | 0 | 0 | 0 | 0 | 0 | 0 | 0 | 0 | 0 | 0 | 0 | 0 | 0 | 0 | 0 | 0 | 0 | 0 | 0 | 0 | 0 | 0 | 0 | 0 | 0 | 0 | 0 | 0 | 2.5677 | 0 | 0 | 0 | 0 | 0 | 0 | 0 | 0 | 0 | 55
62110_G_SHUN1 | ISONE_MA, VT, NH, RI (Rest of ISO New England) | Rhode Island | 44 | Providence | 7 | 62110 | SHUN1 | WED Shun I, LLC | 0 | 2019 | 9999 | Onshore Wind | [5 empty] | Non-Fossil | G | 2030 | Wind |  | 0 | 0 | 0 | 0 | 0 | 0 | 0 | 0 | 0 | 0 | 0 | 0 | 0 | 0 | 0 | 0 | 1.6585 | 2.3615 | 1.8753 | 5.8952 | 0 | 0 | 0 | 0 | 0 | 0 | 0 | 0 | 0 | 0 | 0 | 0 | 0 | 0 | 0 | 0 | 0 | 0 | 0 | 0 | 0.10578 | 0 | 0 | 0 | 0 | 0 | 0 | 0 | 0 | 0 | 3
62111_G_SHUN2 | ISONE_MA, VT, NH, RI (Rest of ISO New England) | Rhode Island | 44 | Providence | 7 | 62111 | SHUN2 | WED Shun II, LLC | 0 | 2019 | 9999 | Onshore Wind | [5 empty] | Non-Fossil | G | 2030 | Wind |  | 0 | 0 | 0 | 0 | 0 | 0 | 0 | 0 | 0 | 0 | 0 | 0 | 0 | 0 | 0 | 0 | 1.6585 | 2.3615 | 1.8753 | 5.8952 | 0 | 0 | 0 | 0 | 0 | 0 | 0 | 0 | 0 | 0 | 0 | 0 | 0 | 0 | 0 | 0 | 0 | 0 | 0 | 0 | 0.10578 | 0 | 0 | 0 | 0 | 0 | 0 | 0 | 0 | 0 | 3
62112_G_SHUN3 | ISONE_MA, VT, NH, RI (Rest of ISO New England) | Rhode Island | 44 | Providence | 7 | 62112 | SHUN3 | WED Shun III, LLC | 0 | 2019 | 9999 | Onshore Wind | [5 empty] | Non-Fossil | G | 2030 | Wind |  | 0 | 0 | 0 | 0 | 0 | 0 | 0 | 0 | 0 | 0 | 0 | 0 | 0 | 0 | 0 | 0 | 1.6585 | 2.3615 | 1.8753 | 5.8952 | 0 | 0 | 0 | 0 | 0 | 0 | 0 | 0 | 0 | 0 | 0 | 0 | 0 | 0 | 0 | 0 | 0 | 0 | 0 | 0 | 0.10578 | 0 | 0 | 0 | 0 | 0 | 0 | 0 | 0 | 0 | 3
62114_G_ROSE | WECC_Northern California (not including BANC) | California | 6 | Placer | 61 | 62114 | ROSE | Roseville Solar | 0 | 2018 | 9999 | Solar PV | [5 empty] | Non-Fossil | G | 2030 | Solar |  | 0 | 0 | 0 | 0 | 0 | 0 | 0 | 0 | 0 | 0 | 0 | 0 | 0 | 0 | 0 | 0 | 0.37158 | 0.743 | 1.2534 | 2.368 | 0 | 0 | 0 | 0 | 0 | 0 | 0 | 0 | 0 | 0 | 0 | 0 | 0 | 0 | 0 | 0 | 0 | 0 | 0 | 0 | 0.045353 | 0 | 0 | 0 | 0 | 0 | 0 | 0 | 0 | 0 | 1
62115_G_1A | WECC_LADWP | California | 6 | Los Angeles | 37 | 62115 | 1A | AES Alamitos Energy Center | 7050 | 2020 | 9999 | Combined Cycle | [5 empty] | Fossil | G | 2030 | NaturalGas |  | 2.4047 | 3.2597 | 4.5075 | 10.1719 | 0 | 0 | 0 | 0 | 0 | 0 | 0 | 0 | 0 | 0 | 0 | 0 | 341.0927 | 462.3701 | 639.3617 | 1442.8246 | 140.7714 | 190.8234 | 263.869 | 595.4638 | 1.6833e-07 | 2.2818e-07 | 3.1552e-07 | 7.1203e-07 | 0.013226 | 0.017928 | 0.024791 | 0.055946 | 0 | 0 | 0 | 0 | 0 | 0 | 0 | 0 | 5.8542 | 0.72853 | 0.98757 | 1.3656 | 3.0817 | 8.3479 | 8.9075 | 12.7273 | 29.9827 | 0 | 194
62115_G_1B | WECC_LADWP | California | 6 | Los Angeles | 37 | 62115 | 1B | AES Alamitos Energy Center | 7050 | 2020 | 9999 | Combined Cycle | [5 empty] | Fossil | G | 2030 | NaturalGas |  | 2.4047 | 3.2597 | 4.5075 | 10.1719 | 0 | 0 | 0 | 0 | 0 | 0 | 0 | 0 | 0 | 0 | 0 | 0 | 341.0927 | 462.3701 | 639.3617 | 1442.8246 | 140.7714 | 190.8234 | 263.869 | 595.4638 | 1.6833e-07 | 2.2818e-07 | 3.1552e-07 | 7.1203e-07 | 0.013226 | 0.017928 | 0.024791 | 0.055946 | 0 | 0 | 0 | 0 | 0 | 0 | 0 | 0 | 5.8542 | 0.72853 | 0.98757 | 1.3656 | 3.0817 | 8.3479 | 8.9075 | 12.7273 | 29.9827 | 0 | 194
62115_G_1S | WECC_LADWP | California | 6 | Los Angeles | 37 | 62115 | 1S | AES Alamitos Energy Center | 7050 | 2020 | 9999 | Combined Cycle | [5 empty] | Fossil | G | 2030 | NaturalGas |  | 2.665 | 3.6126 | 4.9954 | 11.273 | 0 | 0 | 0 | 0 | 0 | 0 | 0 | 0 | 0 | 0 | 0 | 0 | 378.0151 | 512.4205 | 708.5709 | 1599.0066 | 156.0095 | 211.4795 | 292.4322 | 659.9212 | 1.8655e-07 | 2.5288e-07 | 3.4968e-07 | 7.8911e-07 | 0.014658 | 0.019869 | 0.027475 | 0.062001 | 0 | 0 | 0 | 0 | 0 | 0 | 0 | 0 | 6.4879 | 0.80739 | 1.0945 | 1.5134 | 3.4153 | 9.2515 | 9.8717 | 14.105 | 33.2282 | 0 | 215
62116_G_1A | WECC_Southern California Edison | California | 6 | Orange | 59 | 62116 | 1A | AES Huntington Beach Energy Project | 7050 | 2020 | 9999 | Combined Cycle | [5 empty] | Fossil | G | 2030 | NaturalGas |  | 2.4047 | 3.2597 | 4.5075 | 10.1719 | 0 | 0 | 0 | 0 | 0 | 0 | 0 | 0 | 0 | 0 | 0 | 0 | 341.0927 | 462.3701 | 639.3617 | 1442.8246 | 140.7714 | 190.8234 | 263.869 | 595.4638 | 1.6833e-07 | 2.2818e-07 | 3.1552e-07 | 7.1203e-07 | 0.013226 | 0.017928 | 0.024791 | 0.055946 | 0 | 0 | 0 | 0 | 0 | 0 | 0 | 0 | 5.8542 | 0.72853 | 0.98757 | 1.3656 | 3.0817 | 8.1296 | 8.6808 | 12.8398 | 29.6502 | 0 | 194
62116_G_1B | WECC_Southern California Edison | California | 6 | Orange | 59 | 62116 | 1B | AES Huntington Beach Energy Project | 7050 | 2020 | 9999 | Combined Cycle | [5 empty] | Fossil | G | 2030 | NaturalGas |  | 2.4047 | 3.2597 | 4.5075 | 10.1719 | 0 | 0 | 0 | 0 | 0 | 0 | 0 | 0 | 0 | 0 | 0 | 0 | 341.0927 | 462.3701 | 639.3617 | 1442.8246 | 140.7714 | 190.8234 | 263.869 | 595.4638 | 1.6833e-07 | 2.2818e-07 | 3.1552e-07 | 7.1203e-07 | 0.013226 | 0.017928 | 0.024791 | 0.055946 | 0 | 0 | 0 | 0 | 0 | 0 | 0 | 0 | 5.8542 | 0.72853 | 0.98757 | 1.3656 | 3.0817 | 8.1296 | 8.6808 | 12.8398 | 29.6502 | 0 | 194
62116_G_1S | WECC_Southern California Edison | California | 6 | Orange | 59 | 62116 | 1S | AES Huntington Beach Energy Project | 7050 | 2020 | 9999 | Combined Cycle | [5 empty] | Fossil | G | 2030 | NaturalGas |  | 2.665 | 3.6126 | 4.9954 | 11.273 | 0 | 0 | 0 | 0 | 0 | 0 | 0 | 0 | 0 | 0 | 0 | 0 | 378.0151 | 512.4205 | 708.5709 | 1599.0066 | 156.0095 | 211.4795 | 292.4322 | 659.9212 | 1.8655e-07 | 2.5288e-07 | 3.4968e-07 | 7.8911e-07 | 0.014658 | 0.019869 | 0.027475 | 0.062001 | 0 | 0 | 0 | 0 | 0 | 0 | 0 | 0 | 6.4879 | 0.80739 | 1.0945 | 1.5134 | 3.4153 | 9.0096 | 9.6205 | 14.2297 | 32.8598 | 0 | 215
62117_G_GEN-1 | MISO_Wisconsin- Upper Michigan (WUMS) | Wisconsin | 55 | Rock | 105 | 62117 | GEN-1 | Beloit Memorial Hospital Power Plant | 11333 | 2000 | 9999 | Combustion Turbine | [5 empty] | Fossil | G | 2030 | NaturalGas |  | 1.5326e-05 | 0 | 0.0050622 | 0.0050775 | 0 | 0 | 0 | 0 | 0 | 0 | 0 | 0 | 0 | 0 | 0 | 0 | 0.0013523 | 0 | 0.44668 | 0.44803 | 0.0010321 | 0 | 0.3409 | 0.34193 | 1.2342e-12 | 0 | 4.0763e-10 | 4.0887e-10 | 9.3525e-06 | 0 | 0.0030891 | 0.0030985 | 0 | 0 | 0 | 0 | 0 | 0 | 0 | 0 | 0.029588 | 6.383e-06 | 0 | 0.0021083 | 0.0021147 | 4.6133e-05 | 0 | 0.011388 | 0.011434 | 0 | 1.5
62117_G_GEN-2 | MISO_Wisconsin- Upper Michigan (WUMS) | Wisconsin | 55 | Rock | 105 | 62117 | GEN-2 | Beloit Memorial Hospital Power Plant | 11333 | 2000 | 9999 | Combustion Turbine | [5 empty] | Fossil | G | 2030 | NaturalGas |  | 1.5326e-05 | 0 | 0.0050622 | 0.0050775 | 0 | 0 | 0 | 0 | 0 | 0 | 0 | 0 | 0 | 0 | 0 | 0 | 0.0013523 | 0 | 0.44668 | 0.44803 | 0.0010321 | 0 | 0.3409 | 0.34193 | 1.2342e-12 | 0 | 4.0763e-10 | 4.0887e-10 | 9.3525e-06 | 0 | 0.0030891 | 0.0030985 | 0 | 0 | 0 | 0 | 0 | 0 | 0 | 0 | 0.029588 | 6.383e-06 | 0 | 0.0021083 | 0.0021147 | 4.6133e-05 | 0 | 0.011388 | 0.011434 | 0 | 1.5
62118_G_GWSOL | ISONE_MA, VT, NH, RI (Rest of ISO New England) | Rhode Island | 44 | Providence | 7 | 62118 | GWSOL | WED GW Solar, LLC | 0 | 2019 | 9999 | Solar PV | [5 empty] | Non-Fossil | G | 2030 | Solar |  | 0 | 0 | 0 | 0 | 0 | 0 | 0 | 0 | 0 | 0 | 0 | 0 | 0 | 0 | 0 | 0 | 0.65742 | 1.4014 | 2.2812 | 4.34 | 0 | 0 | 0 | 0 | 0 | 0 | 0 | 0 | 0 | 0 | 0 | 0 | 0 | 0 | 0 | 0 | 0 | 0 | 0 | 0 | 0.094795 | 0 | 0 | 0 | 0 | 0 | 0 | 0 | 0 | 0 | 3
62119_G_PSUPV | PJM_AP | Pennsylvania | 42 | Centre | 27 | 62119 | PSUPV | University Park Solar | 0 | 2018 | 9999 | Solar PV | [5 empty] | Non-Fossil | G | 2030 | Solar |  | 0 | 0 | 0 | 0 | 0 | 0 | 0 | 0 | 0 | 0 | 0 | 0 | 0 | 0 | 0 | 0 | 0.36072 | 0.75845 | 1.2258 | 2.345 | 0 | 0 | 0 | 0 | 0 | 0 | 0 | 0 | 0 | 0 | 0 | 0 | 0 | 0 | 0 | 0 | 0 | 0 | 0 | 0 | 0.047398 | 0 | 0 | 0 | 0 | 0 | 0 | 0 | 0 | 0 | 1.5
62120_G_20003 | SERC_VACAR | North Carolina | 37 | Robeson | 155 | 62120 | 20003 | Panda Solar NC 2, LLC | 0 | 2019 | 9999 | Solar PV | [5 empty] | Non-Fossil | G | 2030 | Solar |  | 0 | 0 | 0 | 0 | 0 | 0 | 0 | 0 | 0 | 0 | 0 | 0 | 0 | 0 | 0 | 0 | 0.58252 | 1.1581 | 1.8527 | 3.5933 | 0 | 0 | 0 | 0 | 0 | 0 | 0 | 0 | 0 | 0 | 0 | 0 | 0 | 0 | 0 | 0 | 0 | 0 | 0 | 0 | 0.085302 | 0 | 0 | 0 | 0 | 0 | 0 | 0 | 0 | 0 | 2
62121_G_20011 | SERC_VACAR | North Carolina | 37 | Robeson | 155 | 62121 | 20011 | Panda Solar NC 3, LLC | 0 | 2019 | 9999 | Solar PV | [5 empty] | Non-Fossil | G | 2030 | Solar |  | 0 | 0 | 0 | 0 | 0 | 0 | 0 | 0 | 0 | 0 | 0 | 0 | 0 | 0 | 0 | 0 | 0.58252 | 1.1581 | 1.8527 | 3.5933 | 0 | 0 | 0 | 0 | 0 | 0 | 0 | 0 | 0 | 0 | 0 | 0 | 0 | 0 | 0 | 0 | 0 | 0 | 0 | 0 | 0.085302 | 0 | 0 | 0 | 0 | 0 | 0 | 0 | 0 | 0 | 2
62122_G_20009 | SERC_VACAR | North Carolina | 37 | Bladen | 17 | 62122 | 20009 | Panda Solar NC 4, LLC | 0 | 2019 | 9999 | Solar PV | [5 empty] | Non-Fossil | G | 2030 | Solar |  | 0 | 0 | 0 | 0 | 0 | 0 | 0 | 0 | 0 | 0 | 0 | 0 | 0 | 0 | 0 | 0 | 0.58252 | 1.1581 | 1.8527 | 3.5933 | 0 | 0 | 0 | 0 | 0 | 0 | 0 | 0 | 0 | 0 | 0 | 0 | 0 | 0 | 0 | 0 | 0 | 0 | 0 | 0 | 0.085302 | 0 | 0 | 0 | 0 | 0 | 0 | 0 | 0 | 0 | 2
62123_G_20007 | SERC_VACAR | North Carolina | 37 | Cumberland | 51 | 62123 | 20007 | Panda Solar NC 5, LLC | 0 | 2019 | 9999 | Solar PV | [5 empty] | Non-Fossil | G | 2030 | Solar |  | 0 | 0 | 0 | 0 | 0 | 0 | 0 | 0 | 0 | 0 | 0 | 0 | 0 | 0 | 0 | 0 | 0.29126 | 0.57906 | 0.92633 | 1.7967 | 0 | 0 | 0 | 0 | 0 | 0 | 0 | 0 | 0 | 0 | 0 | 0 | 0 | 0 | 0 | 0 | 0 | 0 | 0 | 0 | 0.042651 | 0 | 0 | 0 | 0 | 0 | 0 | 0 | 0 | 0 | 1
62124_G_20028 | SERC_VACAR | North Carolina | 37 | Columbus | 47 | 62124 | 20028 | Panda Solar NC 6, LLC | 0 | 2019 | 9999 | Solar PV | [5 empty] | Non-Fossil | G | 2030 | Solar |  | 0 | 0 | 0 | 0 | 0 | 0 | 0 | 0 | 0 | 0 | 0 | 0 | 0 | 0 | 0 | 0 | 0.29126 | 0.57906 | 0.92633 | 1.7967 | 0 | 0 | 0 | 0 | 0 | 0 | 0 | 0 | 0 | 0 | 0 | 0 | 0 | 0 | 0 | 0 | 0 | 0 | 0 | 0 | 0.042651 | 0 | 0 | 0 | 0 | 0 | 0 | 0 | 0 | 0 | 1
62125_G_20038 | SERC_VACAR | North Carolina | 37 | Sampson | 163 | 62125 | 20038 | Panda Solar NC 7, LLC | 0 | 2019 | 9999 | Solar PV | [5 empty] | Non-Fossil | G | 2030 | Solar |  | 0 | 0 | 0 | 0 | 0 | 0 | 0 | 0 | 0 | 0 | 0 | 0 | 0 | 0 | 0 | 0 | 0.43689 | 0.8686 | 1.3895 | 2.695 | 0 | 0 | 0 | 0 | 0 | 0 | 0 | 0 | 0 | 0 | 0 | 0 | 0 | 0 | 0 | 0 | 0 | 0 | 0 | 0 | 0.063977 | 0 | 0 | 0 | 0 | 0 | 0 | 0 | 0 | 0 | 1.5
62126_G_20052 | SERC_VACAR | North Carolina | 37 | Moore | 125 | 62126 | 20052 | Panda Solar NC 8, LLC | 0 | 2019 | 9999 | Solar PV | [5 empty] | Non-Fossil | G | 2030 | Solar |  | 0 | 0 | 0 | 0 | 0 | 0 | 0 | 0 | 0 | 0 | 0 | 0 | 0 | 0 | 0 | 0 | 0.58252 | 1.1581 | 1.8527 | 3.5933 | 0 | 0 | 0 | 0 | 0 | 0 | 0 | 0 | 0 | 0 | 0 | 0 | 0 | 0 | 0 | 0 | 0 | 0 | 0 | 0 | 0.085302 | 0 | 0 | 0 | 0 | 0 | 0 | 0 | 0 | 0 | 2
62127_G_20022 | SERC_VACAR | North Carolina | 37 | Cumberland | 51 | 62127 | 20022 | Panda Solar NC 9, LLC | 0 | 2019 | 9999 | Solar PV | [5 empty] | Non-Fossil | G | 2030 | Solar |  | 0 | 0 | 0 | 0 | 0 | 0 | 0 | 0 | 0 | 0 | 0 | 0 | 0 | 0 | 0 | 0 | 0.58252 | 1.1581 | 1.8527 | 3.5933 | 0 | 0 | 0 | 0 | 0 | 0 | 0 | 0 | 0 | 0 | 0 | 0 | 0 | 0 | 0 | 0 | 0 | 0 | 0 | 0 | 0.085302 | 0 | 0 | 0 | 0 | 0 | 0 | 0 | 0 | 0 | 2
62128_G_20031 | SERC_VACAR | North Carolina | 37 | Cumberland | 51 | 62128 | 20031 | Panda Solar NC 10, LLC | 0 | 2019 | 9999 | Solar PV | [5 empty] | Non-Fossil | G | 2030 | Solar |  | 0 | 0 | 0 | 0 | 0 | 0 | 0 | 0 | 0 | 0 | 0 | 0 | 0 | 0 | 0 | 0 | 0.58252 | 1.1581 | 1.8527 | 3.5933 | 0 | 0 | 0 | 0 | 0 | 0 | 0 | 0 | 0 | 0 | 0 | 0 | 0 | 0 | 0 | 0 | 0 | 0 | 0 | 0 | 0.085302 | 0 | 0 | 0 | 0 | 0 | 0 | 0 | 0 | 0 | 2
62129_G_20032 | SERC_VACAR | North Carolina | 37 | Cumberland | 51 | 62129 | 20032 | Panda Solar NC 11, LLC | 0 | 2019 | 9999 | Solar PV | [5 empty] | Non-Fossil | G | 2030 | Solar |  | 0 | 0 | 0 | 0 | 0 | 0 | 0 | 0 | 0 | 0 | 0 | 0 | 0 | 0 | 0 | 0 | 0.58252 | 1.1581 | 1.8527 | 3.5933 | 0 | 0 | 0 | 0 | 0 | 0 | 0 | 0 | 0 | 0 | 0 | 0 | 0 | 0 | 0 | 0 | 0 | 0 | 0 | 0 | 0.085302 | 0 | 0 | 0 | 0 | 0 | 0 | 0 | 0 | 0 | 2
6213_B_1SG1 | MISO_Indiana (including parts of Kentucky) | Indiana | 18 | Sullivan | 153 | 6213 | 1SG1 | Merom | 10352 | 1983 | 9999 | Coal Steam | wall | dry | ESPC + Wet Scrubber + SCR + Mercury Control + DSI | LNBO | Wet Scrubber | Fossil | B | 2030 | Coal |  | 5.2864 | 7.166 | 9.8417 | 22.2942 | 5.2864 | 7.166 | 9.8417 | 22.2942 | 0 | 0 | 0 | 0 | 0 | 0 | 0 | 0 | 488.4174 | 662.0769 | 909.2886 | 2059.7828 | 477.7847 | 647.6637 | 889.4937 | 2014.942 | 0.0009087 | 0.0012318 | 0.0016917 | 0.0038322 | 0.15872 | 0.21516 | 0.20868 | 0.58256 | 0.36989 | 0.50141 | 0.68863 | 1.5599 | 0.0037091 | 0.0050279 | 0.0069052 | 0.015642 | 20.6165 | 3.4835 | 4.7221 | 6.4853 | 14.6909 | 7.4379 | 10.0825 | 13.8472 | 31.3676 | 18.4051 | 482.7391 | Scrubber / SCR / Mercury Control / DSI | Wet Scrubber
6213_B_2SG1 | MISO_Indiana (including parts of Kentucky) | Indiana | 18 | Sullivan | 153 | 6213 | 2SG1 | Merom | 10408 | 1982 | 9999 | Coal Steam | wall | dry | ESPC + Wet Scrubber + SCR + Mercury Control + DSI | LNBO | Wet Scrubber | Fossil | B | 2030 | Coal |  | 5.2721 | 7.1467 | 9.8152 | 22.234 | 5.2721 | 7.1467 | 9.8152 | 22.234 | 0 | 0 | 0 | 0 | 0 | 0 | 0 | 0 | 484.4785 | 656.7375 | 901.9556 | 2043.1717 | 476.4953 | 645.9159 | 887.0933 | 2009.5046 | 0.00090625 | 0.0012285 | 0.0016872 | 0.0038219 | 0.15732 | 0.21326 | 0.20683 | 0.57741 | 0.36889 | 0.50006 | 0.68677 | 1.5557 | 0.0036991 | 0.0050143 | 0.0068866 | 0.0156 | 20.4502 | 3.4554 | 4.684 | 6.433 | 14.5724 | 7.4178 | 10.0553 | 13.8098 | 31.2829 | 18.2567 | 478.8461 | Scrubber / SCR / Mercury Control / DSI | Wet Scrubber
62130_G_ROS | MISO_Iowa-MidAmerican | Iowa | 19 | Cass | 29 | 62130 | ROS | Roseman | 0 | 2017 | 9999 | Onshore Wind | [5 empty] | Non-Fossil | G | 2030 | Wind |  | 0 | 0 | 0 | 0 | 0 | 0 | 0 | 0 | 0 | 0 | 0 | 0 | 0 | 0 | 0 | 0 | 1.5189 | 2.1387 | 1.7318 | 5.3894 | 0 | 0 | 0 | 0 | 0 | 0 | 0 | 0 | 0 | 0 | 0 | 0 | 0 | 0 | 0 | 0 | 0 | 0 | 0 | 0 | 0.075907 | 0 | 0 | 0 | 0 | 0 | 0 | 0 | 0 | 0 | 1.8
62131_G_G4451 | SERC_VACAR | North Carolina | 37 | Johnston | 101 | 62131 | G4451 | Red Toad 4451 Buffalo Road, LLC | 0 | 2018 | 9999 | Solar PV | [5 empty] | Non-Fossil | G | 2030 | Solar |  | 0 | 0 | 0 | 0 | 0 | 0 | 0 | 0 | 0 | 0 | 0 | 0 | 0 | 0 | 0 | 0 | 0.58252 | 1.1581 | 1.8527 | 3.5933 | 0 | 0 | 0 | 0 | 0 | 0 | 0 | 0 | 0 | 0 | 0 | 0 | 0 | 0 | 0 | 0 | 0 | 0 | 0 | 0 | 0.085302 | 0 | 0 | 0 | 0 | 0 | 0 | 0 | 0 | 0 | 2
62132_G_WT1 | MISO_Iowa-MidAmerican | Iowa | 19 | Adair | 1 | 62132 | WT1 | Arbor Hill Wind Farm | 0 | 2018 | 9999 | Onshore Wind | [5 empty] | Non-Fossil | G | 2030 | Wind |  | 0 | 0 | 0 | 0 | 0 | 0 | 0 | 0 | 0 | 0 | 0 | 0 | 0 | 0 | 0 | 0 | 210.9626 | 297.0437 | 240.5241 | 748.5304 | 0 | 0 | 0 | 0 | 0 | 0 | 0 | 0 | 0 | 0 | 0 | 0 | 0 | 0 | 0 | 0 | 0 | 0 | 0 | 0 | 10.5426 | 0 | 0 | 0 | 0 | 0 | 0 | 0 | 0 | 0 | 250
62133_G_GT1 | MISO_Iowa | Iowa | 19 | Poweshiek | 157 | 62133 | GT1 | North English | 0 | 2018 | 9999 | Onshore Wind | [5 empty] | Non-Fossil | G | 2030 | Wind |  | 0 | 0 | 0 | 0 | 0 | 0 | 0 | 0 | 0 | 0 | 0 | 0 | 0 | 0 | 0 | 0 | 174.5248 | 242.9994 | 194.7857 | 612.3099 | 0 | 0 | 0 | 0 | 0 | 0 | 0 | 0 | 0 | 0 | 0 | 0 | 0 | 0 | 0 | 0 | 0 | 0 | 0 | 0 | 8.4356 | 0 | 0 | 0 | 0 | 0 | 0 | 0 | 0 | 0 | 200
62134_G_GT1 | MISO_Iowa | Iowa | 19 | Greene | 73 | 62134 | GT1 | Beaver Creek II Wind | 0 | 2018 | 9999 | Onshore Wind | [5 empty] | Non-Fossil | G | 2030 | Wind |  | 0 | 0 | 0 | 0 | 0 | 0 | 0 | 0 | 0 | 0 | 0 | 0 | 0 | 0 | 0 | 0 | 148.346 | 206.5495 | 165.5679 | 520.4634 | 0 | 0 | 0 | 0 | 0 | 0 | 0 | 0 | 0 | 0 | 0 | 0 | 0 | 0 | 0 | 0 | 0 | 0 | 0 | 0 | 7.1703 | 0 | 0 | 0 | 0 | 0 | 0 | 0 | 0 | 0 | 170
62135_G_PAL01 | ISONE_MA, VT, NH, RI (Rest of ISO New England) | Massachusetts | 25 | Hampden | 13 | 62135 | PAL01 | Palmer | 0 | 2019 | 9999 | Solar PV | [5 empty] | Non-Fossil | G | 2030 | Solar |  | 0 | 0 | 0 | 0 | 0 | 0 | 0 | 0 | 0 | 0 | 0 | 0 | 0 | 0 | 0 | 0 | 0.73237 | 1.4687 | 2.6962 | 4.8973 | 0 | 0 | 0 | 0 | 0 | 0 | 0 | 0 | 0 | 0 | 0 | 0 | 0 | 0 | 0 | 0 | 0 | 0 | 0 | 0 | 0.15332 | 0 | 0 | 0 | 0 | 0 | 0 | 0 | 0 | 0 | 3.5
62136_G_ART01 | SERC_VACAR | North Carolina | 37 | Columbus | 47 | 62136 | ART01 | Arthur Solar, LLC | 0 | 2018 | 9999 | Solar PV | [5 empty] | Non-Fossil | G | 2030 | Solar |  | 0 | 0 | 0 | 0 | 0 | 0 | 0 | 0 | 0 | 0 | 0 | 0 | 0 | 0 | 0 | 0 | 1.4563 | 2.8953 | 4.6316 | 8.9833 | 0 | 0 | 0 | 0 | 0 | 0 | 0 | 0 | 0 | 0 | 0 | 0 | 0 | 0 | 0 | 0 | 0 | 0 | 0 | 0 | 0.21326 | 0 | 0 | 0 | 0 | 0 | 0 | 0 | 0 | 0 | 5
62137_G_SO340 | MISO_Minnesota and Western Wisconsin | Minnesota | 27 | Chisago | 25 | 62137 | SO340 | Eichtens II CSG | 0 | 2018 | 9999 | Solar PV | [5 empty] | Non-Fossil | G | 2030 | Solar |  | 0 | 0 | 0 | 0 | 0 | 0 | 0 | 0 | 0 | 0 | 0 | 0 | 0 | 0 | 0 | 0 | 0.21753 | 0.50504 | 0.95866 | 1.6812 | 0 | 0 | 0 | 0 | 0 | 0 | 0 | 0 | 0 | 0 | 0 | 0 | 0 | 0 | 0 | 0 | 0 | 0 | 0 | 0 | 0.031598 | 0 | 0 | 0 | 0 | 0 | 0 | 0 | 0 | 0 | 1
62138_G_SO328 | MISO_Minnesota and Western Wisconsin | Minnesota | 27 | McLeod | 85 | 62138 | SO328 | Barone CSG | 0 | 2018 | 9999 | Solar PV | [5 empty] | Non-Fossil | G | 2030 | Solar |  | 0 | 0 | 0 | 0 | 0 | 0 | 0 | 0 | 0 | 0 | 0 | 0 | 0 | 0 | 0 | 0 | 0.21753 | 0.50504 | 0.95866 | 1.6812 | 0 | 0 | 0 | 0 | 0 | 0 | 0 | 0 | 0 | 0 | 0 | 0 | 0 | 0 | 0 | 0 | 0 | 0 | 0 | 0 | 0.031598 | 0 | 0 | 0 | 0 | 0 | 0 | 0 | 0 | 0 | 1
62139_G_SO346 | MISO_Minnesota and Western Wisconsin | Minnesota | 27 | Goodhue | 49 | 62139 | SO346 | Huneke II CSG | 0 | 2018 | 9999 | Solar PV | [5 empty] | Non-Fossil | G | 2030 | Solar |  | 0 | 0 | 0 | 0 | 0 | 0 | 0 | 0 | 0 | 0 | 0 | 0 | 0 | 0 | 0 | 0 | 0.23929 | 0.55554 | 1.0545 | 1.8494 | 0 | 0 | 0 | 0 | 0 | 0 | 0 | 0 | 0 | 0 | 0 | 0 | 0 | 0 | 0 | 0 | 0 | 0 | 0 | 0 | 0.034758 | 0 | 0 | 0 | 0 | 0 | 0 | 0 | 0 | 0 | 1.1
62140_G_PULL | PJM_Dominion | Virginia | 51 | Middlesex | 119 | 62140 | PULL | Puller Solar | 0 | 2018 | 9999 | Solar PV | [5 empty] | Non-Fossil | G | 2030 | Solar |  | 0 | 0 | 0 | 0 | 0 | 0 | 0 | 0 | 0 | 0 | 0 | 0 | 0 | 0 | 0 | 0 | 7.3219 | 12.457 | 15.0915 | 34.8705 | 0 | 0 | 0 | 0 | 0 | 0 | 0 | 0 | 0 | 0 | 0 | 0 | 0 | 0 | 0 | 0 | 0 | 0 | 0 | 0 | 0.47398 | 0 | 0 | 0 | 0 | 0 | 0 | 0 | 0 | 0 | 15
62141_G_RMBLR | ERCOT_West | Texas | 48 | Tom Green | 451 | 62141 | RMBLR | Rambler | 0 | 2020 | 9999 | Solar PV | [5 empty] | Non-Fossil | G | 2030 | Solar |  | 0 | 0 | 0 | 0 | 0 | 0 | 0 | 0 | 0 | 0 | 0 | 0 | 0 | 0 | 0 | 0 | 91.1145 | 150.8563 | 226.5238 | 468.4946 | 0 | 0 | 0 | 0 | 0 | 0 | 0 | 0 | 0 | 0 | 0 | 0 | 0 | 0 | 0 | 0 | 0 | 0 | 0 | 0 | 6.3197 | 0 | 0 | 0 | 0 | 0 | 0 | 0 | 0 | 0 | 200
62143_G_52785 | MISO_Minnesota and Western Wisconsin | Minnesota | 27 | Washington | 163 | 62143 | 52785 | MSC-GreyCloud01 Community Solar | 0 | 2019 | 9999 | Solar PV | [5 empty] | Non-Fossil | G | 2030 | Solar |  | 0 | 0 | 0 | 0 | 0 | 0 | 0 | 0 | 0 | 0 | 0 | 0 | 0 | 0 | 0 | 0 | 0.21753 | 0.50504 | 0.95866 | 1.6812 | 0 | 0 | 0 | 0 | 0 | 0 | 0 | 0 | 0 | 0 | 0 | 0 | 0 | 0 | 0 | 0 | 0 | 0 | 0 | 0 | 0.031598 | 0 | 0 | 0 | 0 | 0 | 0 | 0 | 0 | 0 | 1
62144_G_52741 | MISO_Minnesota and Western Wisconsin | Minnesota | 27 | Washington | 163 | 62144 | 52741 | MSC-Scandia01 CSG | 0 | 2019 | 9999 | Solar PV | [5 empty] | Non-Fossil | G | 2030 | Solar |  | 0 | 0 | 0 | 0 | 0 | 0 | 0 | 0 | 0 | 0 | 0 | 0 | 0 | 0 | 0 | 0 | 0.21753 | 0.50504 | 0.95866 | 1.6812 | 0 | 0 | 0 | 0 | 0 | 0 | 0 | 0 | 0 | 0 | 0 | 0 | 0 | 0 | 0 | 0 | 0 | 0 | 0 | 0 | 0.031598 | 0 | 0 | 0 | 0 | 0 | 0 | 0 | 0 | 0 | 1
62145_G_MINI1 | NY_Zone G-I (Downstate NY) | New York | 36 | Orange | 71 | 62145 | MINI1 | Minisink Solar 1 LLC | 0 | 2018 | 9999 | Solar PV | [5 empty] | Non-Fossil | G | 2030 | Solar |  | 0 | 0 | 0 | 0 | 0 | 0 | 0 | 0 | 0 | 0 | 0 | 0 | 0 | 0 | 0 | 0 | 0.31155 | 0.60583 | 1.0471 | 1.9645 | 0 | 0 | 0 | 0 | 0 | 0 | 0 | 0 | 0 | 0 | 0 | 0 | 0 | 0 | 0 | 0 | 0 | 0 | 0 | 0 | 0.056877 | 0 | 0 | 0 | 0 | 0 | 0 | 0 | 0 | 0 | 1.8
62146_G_MINI2 | NY_Zone G-I (Downstate NY) | New York | 36 | Orange | 71 | 62146 | MINI2 | Minisink Community Solar 2 LLC | 0 | 2018 | 9999 | Solar PV | [5 empty] | Non-Fossil | G | 2030 | Solar |  | 0 | 0 | 0 | 0 | 0 | 0 | 0 | 0 | 0 | 0 | 0 | 0 | 0 | 0 | 0 | 0 | 0.48464 | 0.9424 | 1.6288 | 3.0559 | 0 | 0 | 0 | 0 | 0 | 0 | 0 | 0 | 0 | 0 | 0 | 0 | 0 | 0 | 0 | 0 | 0 | 0 | 0 | 0 | 0.088476 | 0 | 0 | 0 | 0 | 0 | 0 | 0 | 0 | 0 | 2.8
62147_G_KNY1 | NY_Zone F (Capital) | New York | 36 | Saratoga | 91 | 62147 | KNY1 | KCE NY 1 | 0 | 2019 | 9999 | Energy Storage | [5 empty] | Non-Fossil | G | 2030 | EnerStor |  | 0 | 0 | 0 | 0 | 0 | 0 | 0 | 0 | 0 | 0 | 0 | 0 | 0 | 0 | 0 | 0 | 0.05784 | 0 | 0.61696 | 0.6748 | 0 | 0 | 0 | 0 | 0 | 0 | 0 | 0 | 0 | 0 | 0 | 0 | 0 | 0 | 0 | 0 | 0 | 0 | 0 | 0 | 0.73553 | 0.00045521 | 0 | 0.0048556 | 0.0053108 | 0 | 0 | 0 | 0 | 0 | 20
62148_G_PV1 | MISO_Minnesota and Western Wisconsin | Minnesota | 27 | Freeborn | 47 | 62148 | PV1 | Goose Lake MN DPC-GM | 0 | 2019 | 9999 | Solar PV | [5 empty] | Non-Fossil | G | 2030 | Solar |  | 0 | 0 | 0 | 0 | 0 | 0 | 0 | 0 | 0 | 0 | 0 | 0 | 0 | 0 | 0 | 0 | 0.3263 | 0.75756 | 1.438 | 2.5218 | 0 | 0 | 0 | 0 | 0 | 0 | 0 | 0 | 0 | 0 | 0 | 0 | 0 | 0 | 0 | 0 | 0 | 0 | 0 | 0 | 0.047398 | 0 | 0 | 0 | 0 | 0 | 0 | 0 | 0 | 0 | 1.5
62149_G_SYEN1 | WECC_New Mexico | New Mexico | 35 | Colfax | 7 | 62149 | SYEN1 | Syncarpha Eagle Nest | 0 | 2018 | 9999 | Solar PV | [5 empty] | Non-Fossil | G | 2030 | Solar |  | 0 | 0 | 0 | 0 | 0 | 0 | 0 | 0 | 0 | 0 | 0 | 0 | 0 | 0 | 0 | 0 | 0.41345 | 0.76235 | 1.1712 | 2.347 | 0 | 0 | 0 | 0 | 0 | 0 | 0 | 0 | 0 | 0 | 0 | 0 | 0 | 0 | 0 | 0 | 0 | 0 | 0 | 0 | 0.038108 | 0 | 0 | 0 | 0 | 0 | 0 | 0 | 0 | 0 | 1
62150_G_SOLAR | WECC_Southern California Edison | California | 6 | San Bernardino | 71 | 62150 | SOLAR | Chaffey College Rancho Cucamonga Campus | 0 | 2017 | 9999 | Solar PV | [5 empty] | Non-Fossil | G | 2030 | Solar |  | 0 | 0 | 0 | 0 | 0 | 0 | 0 | 0 | 0 | 0 | 0 | 0 | 0 | 0 | 0 | 0 | 1.6095 | 3.1655 | 5.3467 | 10.1218 | 0 | 0 | 0 | 0 | 0 | 0 | 0 | 0 | 0 | 0 | 0 | 0 | 0 | 0 | 0 | 0 | 0 | 0 | 0 | 0 | 0.18347 | 0 | 0 | 0 | 0 | 0 | 0 | 0 | 0 | 0 | 4
62151_G_PV1 | WECC_Idaho | Idaho | 16 | Twin Falls | 83 | 62151 | PV1 | Clif Bar Bakery of Twin Falls | 0 | 2019 | 9999 | Solar PV | [5 empty] | Non-Fossil | G | 2030 | Solar |  | 0 | 0 | 0 | 0 | 0 | 0 | 0 | 0 | 0 | 0 | 0 | 0 | 0 | 0 | 0 | 0 | 0.56655 | 1.3556 | 2.5665 | 4.4887 | 0 | 0 | 0 | 0 | 0 | 0 | 0 | 0 | 0 | 0 | 0 | 0 | 0 | 0 | 0 | 0 | 0 | 0 | 0 | 0 | 0.063197 | 0 | 0 | 0 | 0 | 0 | 0 | 0 | 0 | 0 | 2
62152_G_570 | ERCOT_Rest | Texas | 48 | Bexar | 29 | 62152 | 570 | IKEA Live Oak Rooftop PV System | 0 | 2019 | 9999 | Solar PV | [5 empty] | Non-Fossil | G | 2030 | Solar |  | 0 | 0 | 0 | 0 | 0 | 0 | 0 | 0 | 0 | 0 | 0 | 0 | 0 | 0 | 0 | 0 | 0.55925 | 1.0089 | 1.6448 | 3.2129 | 0 | 0 | 0 | 0 | 0 | 0 | 0 | 0 | 0 | 0 | 0 | 0 | 0 | 0 | 0 | 0 | 0 | 0 | 0 | 0 | 0.064306 | 0 | 0 | 0 | 0 | 0 | 0 | 0 | 0 | 0 | 1.7
62154_G_12 | NY_Zone G-I (Downstate NY) | New York | 36 | Sullivan | 105 | 62154 | 12 | Kelly Bridge Road Community Solar Farm | 0 | 2019 | 9999 | Solar PV | [5 empty] | Non-Fossil | G | 2030 | Solar |  | 0 | 0 | 0 | 0 | 0 | 0 | 0 | 0 | 0 | 0 | 0 | 0 | 0 | 0 | 0 | 0 | 0.34617 | 0.67314 | 1.1635 | 2.1828 | 0 | 0 | 0 | 0 | 0 | 0 | 0 | 0 | 0 | 0 | 0 | 0 | 0 | 0 | 0 | 0 | 0 | 0 | 0 | 0 | 0.063197 | 0 | 0 | 0 | 0 | 0 | 0 | 0 | 0 | 0 | 2
62155_G_9 | NY_Zone G-I (Downstate NY) | New York | 36 | Sullivan | 105 | 62155 | 9 | Hospital Rd Community Solar Farm | 0 | 2019 | 9999 | Solar PV | [5 empty] | Non-Fossil | G | 2030 | Solar |  | 0 | 0 | 0 | 0 | 0 | 0 | 0 | 0 | 0 | 0 | 0 | 0 | 0 | 0 | 0 | 0 | 0.24232 | 0.4712 | 0.81442 | 1.5279 | 0 | 0 | 0 | 0 | 0 | 0 | 0 | 0 | 0 | 0 | 0 | 0 | 0 | 0 | 0 | 0 | 0 | 0 | 0 | 0 | 0.044238 | 0 | 0 | 0 | 0 | 0 | 0 | 0 | 0 | 0 | 1.4
62156_G_15 | NY_Zone C&E | New York | 36 | Otsego | 77 | 62156 | 15 | Pool Brook Rd Community Solar Farm | 0 | 2019 | 9999 | Solar PV | [5 empty] | Non-Fossil | G | 2030 | Solar |  | 0 | 0 | 0 | 0 | 0 | 0 | 0 | 0 | 0 | 0 | 0 | 0 | 0 | 0 | 0 | 0 | 0.41759 | 0.79805 | 1.3952 | 2.6108 | 0 | 0 | 0 | 0 | 0 | 0 | 0 | 0 | 0 | 0 | 0 | 0 | 0 | 0 | 0 | 0 | 0 | 0 | 0 | 0 | 0.063197 | 0 | 0 | 0 | 0 | 0 | 0 | 0 | 0 | 0 | 2
62157_G_235 | NY_Zone C&E | New York | 36 | Chemung | 15 | 62157 | 235 | Breesport Road Community Solar Farm | 0 | 2019 | 9999 | Solar PV | [5 empty] | Non-Fossil | G | 2030 | Solar |  | 0 | 0 | 0 | 0 | 0 | 0 | 0 | 0 | 0 | 0 | 0 | 0 | 0 | 0 | 0 | 0 | 0.41759 | 0.79805 | 1.3952 | 2.6108 | 0 | 0 | 0 | 0 | 0 | 0 | 0 | 0 | 0 | 0 | 0 | 0 | 0 | 0 | 0 | 0 | 0 | 0 | 0 | 0 | 0.063197 | 0 | 0 | 0 | 0 | 0 | 0 | 0 | 0 | 0 | 2
62158_G_11 | NY_Zone G-I (Downstate NY) | New York | 36 | Sullivan | 105 | 62158 | 11 | Sacket Lake Rd #1 Community Solar Farm | 0 | 2019 | 9999 | Solar PV | [5 empty] | Non-Fossil | G | 2030 | Solar |  | 0 | 0 | 0 | 0 | 0 | 0 | 0 | 0 | 0 | 0 | 0 | 0 | 0 | 0 | 0 | 0 | 0.34617 | 0.67314 | 1.1635 | 2.1828 | 0 | 0 | 0 | 0 | 0 | 0 | 0 | 0 | 0 | 0 | 0 | 0 | 0 | 0 | 0 | 0 | 0 | 0 | 0 | 0 | 0.063197 | 0 | 0 | 0 | 0 | 0 | 0 | 0 | 0 | 0 | 2
62159_G_20 | NY_Zone G-I (Downstate NY) | New York | 36 | Sullivan | 105 | 62159 | 20 | Sacket Lake Rd #2 Community Solar Farm | 0 | 2019 | 9999 | Solar PV | [5 empty] | Non-Fossil | G | 2030 | Solar |  | 0 | 0 | 0 | 0 | 0 | 0 | 0 | 0 | 0 | 0 | 0 | 0 | 0 | 0 | 0 | 0 | 0.29424 | 0.57217 | 0.98893 | 1.8553 | 0 | 0 | 0 | 0 | 0 | 0 | 0 | 0 | 0 | 0 | 0 | 0 | 0 | 0 | 0 | 0 | 0 | 0 | 0 | 0 | 0.053717 | 0 | 0 | 0 | 0 | 0 | 0 | 0 | 0 | 0 | 1.7
62160_G_300 | NY_Zone C&E | New York | 36 | Chemung | 15 | 62160 | 300 | Turner Rd Community Solar Project | 0 | 2019 | 9999 | Solar PV | [5 empty] | Non-Fossil | G | 2030 | Solar |  | 0 | 0 | 0 | 0 | 0 | 0 | 0 | 0 | 0 | 0 | 0 | 0 | 0 | 0 | 0 | 0 | 0.41759 | 0.79805 | 1.3952 | 2.6108 | 0 | 0 | 0 | 0 | 0 | 0 | 0 | 0 | 0 | 0 | 0 | 0 | 0 | 0 | 0 | 0 | 0 | 0 | 0 | 0 | 0.063197 | 0 | 0 | 0 | 0 | 0 | 0 | 0 | 0 | 0 | 2
62161_G_GWT | MISO_Wisconsin- Upper Michigan (WUMS) | Wisconsin | 55 | Dane | 25 | 62161 | GWT | Galactic Wind | 0 | 2012 | 9999 | Onshore Wind | [5 empty] | Non-Fossil | G | 2030 | Wind |  | 0 | 0 | 0 | 0 | 0 | 0 | 0 | 0 | 0 | 0 | 0 | 0 | 0 | 0 | 0 | 0 | 13.4627 | 18.8143 | 12.216 | 44.493 | 0 | 0 | 0 | 0 | 0 | 0 | 0 | 0 | 0 | 0 | 0 | 0 | 0 | 0 | 0 | 0 | 0 | 0 | 0 | 0 | 0.41787 | 0 | 0 | 0 | 0 | 0 | 0 | 0 | 0 | 0 | 9.9
62162_G_4710 | MISO_Minnesota and Western Wisconsin | Minnesota | 27 | Olmsted | 109 | 62162 | 4710 | 4710 Hosting | 11311 | 2012 | 9999 | Combustion Turbine | [5 empty] | Fossil | G | 2030 | Oil |  | 0 | 0 | 0 | 0 | 0 | 0 | 0 | 0 | 0 | 0 | 0 | 0 | 0 | 0 | 0 | 0 | 0 | 0 | 0 | 0 | 0 | 0 | 0 | 0 | 0 | 0 | 0 | 0 | 0 | 0 | 0 | 0 | 0 | 0 | 0 | 0 | 0 | 0 | 0 | 0 | 0.21593 | 0 | 0 | 0 | 0 | 0 | 0 | 0 | 0 | 0 | 5
62163_G_MRDII | SERC_Southeastern | Mississippi | 28 | Lauderdale | 75 | 62163 | MRDII | Meridian III | 0 | 2019 | 9999 | Solar PV | [5 empty] | Non-Fossil | G | 2030 | Solar |  | 0 | 0 | 0 | 0 | 0 | 0 | 0 | 0 | 0 | 0 | 0 | 0 | 0 | 0 | 0 | 0 | 16.6077 | 32.0872 | 45.9248 | 94.6197 | 0 | 0 | 0 | 0 | 0 | 0 | 0 | 0 | 0 | 0 | 0 | 0 | 0 | 0 | 0 | 0 | 0 | 0 | 0 | 0 | 1.6589 | 0 | 0 | 0 | 0 | 0 | 0 | 0 | 0 | 0 | 52.5
62164_G_MRDII | SERC_Central_TVA | Mississippi | 28 | Lauderdale | 75 | 62164 | MRDII | Meridian II | 0 | 2019 | 9999 | Solar PV | [5 empty] | Non-Fossil | G | 2030 | Solar |  | 0 | 0 | 0 | 0 | 0 | 0 | 0 | 0 | 0 | 0 | 0 | 0 | 0 | 0 | 0 | 0 | 1.3674 | 2.4475 | 3.6093 | 7.4242 | 0 | 0 | 0 | 0 | 0 | 0 | 0 | 0 | 0 | 0 | 0 | 0 | 0 | 0 | 0 | 0 | 0 | 0 | 0 | 0 | 0.15799 | 0 | 0 | 0 | 0 | 0 | 0 | 0 | 0 | 0 | 5
62167_G_COU01 | SERC_VACAR | North Carolina | 37 | Richmond | 153 | 62167 | COU01 | County Home Solar LLC | 0 | 2018 | 9999 | Solar PV | [5 empty] | Non-Fossil | G | 2030 | Solar |  | 0 | 0 | 0 | 0 | 0 | 0 | 0 | 0 | 0 | 0 | 0 | 0 | 0 | 0 | 0 | 0 | 2.1844 | 4.343 | 6.9475 | 13.4749 | 0 | 0 | 0 | 0 | 0 | 0 | 0 | 0 | 0 | 0 | 0 | 0 | 0 | 0 | 0 | 0 | 0 | 0 | 0 | 0 | 0.31988 | 0 | 0 | 0 | 0 | 0 | 0 | 0 | 0 | 0 | 7.5
62168_G_CHU01 | SERC_VACAR | North Carolina | 37 | Harnett | 85 | 62168 | CHU01 | Church Road Solar LLC | 0 | 2018 | 9999 | Solar PV | [5 empty] | Non-Fossil | G | 2030 | Solar |  | 0 | 0 | 0 | 0 | 0 | 0 | 0 | 0 | 0 | 0 | 0 | 0 | 0 | 0 | 0 | 0 | 1.4563 | 2.8953 | 4.6316 | 8.9833 | 0 | 0 | 0 | 0 | 0 | 0 | 0 | 0 | 0 | 0 | 0 | 0 | 0 | 0 | 0 | 0 | 0 | 0 | 0 | 0 | 0.21326 | 0 | 0 | 0 | 0 | 0 | 0 | 0 | 0 | 0 | 5
62169_G_BSPV2 | WECC_Pacific Northwest | Oregon | 41 | Clackamas | 5 | 62169 | BSPV2 | Boring Solar LLC | 0 | 2019 | 9999 | Solar PV | [5 empty] | Non-Fossil | G | 2030 | Solar |  | 0 | 0 | 0 | 0 | 0 | 0 | 0 | 0 | 0 | 0 | 0 | 0 | 0 | 0 | 0 | 0 | 0.61576 | 1.3144 | 2.4357 | 4.3659 | 0 | 0 | 0 | 0 | 0 | 0 | 0 | 0 | 0 | 0 | 0 | 0 | 0 | 0 | 0 | 0 | 0 | 0 | 0 | 0 | 0.076943 | 0 | 0 | 0 | 0 | 0 | 0 | 0 | 0 | 0 | 2.2
62170_G_BSPV1 | WECC_Pacific Northwest | Oregon | 41 | Yamhill | 71 | 62170 | BSPV1 | Ballston Solar LLC | 0 | 2018 | 9999 | Solar PV | [5 empty] | Non-Fossil | G | 2030 | Solar |  | 0 | 0 | 0 | 0 | 0 | 0 | 0 | 0 | 0 | 0 | 0 | 0 | 0 | 0 | 0 | 0 | 0.61576 | 1.3144 | 2.4357 | 4.3659 | 0 | 0 | 0 | 0 | 0 | 0 | 0 | 0 | 0 | 0 | 0 | 0 | 0 | 0 | 0 | 0 | 0 | 0 | 0 | 0 | 0.076943 | 0 | 0 | 0 | 0 | 0 | 0 | 0 | 0 | 0 | 2.2
62171_G_LSPV2 | WECC_Pacific Northwest | Oregon | 41 | Marion | 47 | 62171 | LSPV2 | Labish Solar LLC | 0 | 2018 | 9999 | Solar PV | [5 empty] | Non-Fossil | G | 2030 | Solar |  | 0 | 0 | 0 | 0 | 0 | 0 | 0 | 0 | 0 | 0 | 0 | 0 | 0 | 0 | 0 | 0 | 0.61576 | 1.3144 | 2.4357 | 4.3659 | 0 | 0 | 0 | 0 | 0 | 0 | 0 | 0 | 0 | 0 | 0 | 0 | 0 | 0 | 0 | 0 | 0 | 0 | 0 | 0 | 0.076943 | 0 | 0 | 0 | 0 | 0 | 0 | 0 | 0 | 0 | 2.2
62172_G_BIR | MISO_Iowa | Iowa | 19 | Taylor | 173 | 62172 | BIR | Birch | 0 | 2017 | 9999 | Onshore Wind | [5 empty] | Non-Fossil | G | 2030 | Wind |  | 0 | 0 | 0 | 0 | 0 | 0 | 0 | 0 | 0 | 0 | 0 | 0 | 0 | 0 | 0 | 0 | 1.5707 | 2.187 | 1.7531 | 5.5108 | 0 | 0 | 0 | 0 | 0 | 0 | 0 | 0 | 0 | 0 | 0 | 0 | 0 | 0 | 0 | 0 | 0 | 0 | 0 | 0 | 0.075921 | 0 | 0 | 0 | 0 | 0 | 0 | 0 | 0 | 0 | 1.8
62173_G_JONES | SERC_Central_TVA | Tennessee | 47 | Washington | 179 | 62173 | JONES | SR Jonesborough | 0 | 2018 | 9999 | Solar PV | [5 empty] | Non-Fossil | G | 2030 | Solar |  | 0 | 0 | 0 | 0 | 0 | 0 | 0 | 0 | 0 | 0 | 0 | 0 | 0 | 0 | 0 | 0 | 1.1889 | 2.2924 | 3.4414 | 6.9228 | 0 | 0 | 0 | 0 | 0 | 0 | 0 | 0 | 0 | 0 | 0 | 0 | 0 | 0 | 0 | 0 | 0 | 0 | 0 | 0 | 0.15243 | 0 | 0 | 0 | 0 | 0 | 0 | 0 | 0 | 0 | 4.4
62174_G_625DI | NY_Zone J (NYC) | New York | 36 | Kings | 47 | 62174 | 625DI | Maimonides Medical Center | 13469 | 1999 | 9999 | Combustion Turbine | [5 empty] | Fossil | G | 2030 | Oil |  | 0 | 0 | 0 | 0 | 0 | 0 | 0 | 0 | 0 | 0 | 0 | 0 | 0 | 0 | 0 | 0 | 0 | 0 | 0 | 0 | 0 | 0 | 0 | 0 | 0 | 0 | 0 | 0 | 0 | 0 | 0 | 0 | 0 | 0 | 0 | 0 | 0 | 0 | 0 | 0 | 0.023731 | 0 | 0 | 0 | 0 | 0 | 0 | 0 | 0 | 0 | 0.5
62174_G_CM500 | NY_Zone J (NYC) | New York | 36 | Kings | 47 | 62174 | CM500 | Maimonides Medical Center | 13469 | 2006 | 9999 | Combustion Turbine | [5 empty] | Fossil | G | 2030 | Oil |  | 0 | 0 | 0 | 0 | 0 | 0 | 0 | 0 | 0 | 0 | 0 | 0 | 0 | 0 | 0 | 0 | 0 | 0 | 0 | 0 | 0 | 0 | 0 | 0 | 0 | 0 | 0 | 0 | 0 | 0 | 0 | 0 | 0 | 0 | 0 | 0 | 0 | 0 | 0 | 0 | 0.023731 | 0 | 0 | 0 | 0 | 0 | 0 | 0 | 0 | 0 | 0.5
62174_G_CM800 | NY_Zone J (NYC) | New York | 36 | Kings | 47 | 62174 | CM800 | Maimonides Medical Center | 13469 | 2002 | 9999 | Combustion Turbine | [5 empty] | Fossil | G | 2030 | Oil |  | 0 | 0 | 0 | 0 | 0 | 0 | 0 | 0 | 0 | 0 | 0 | 0 | 0 | 0 | 0 | 0 | 0 | 0 | 0 | 0 | 0 | 0 | 0 | 0 | 0 | 0 | 0 | 0 | 0 | 0 | 0 | 0 | 0 | 0 | 0 | 0 | 0 | 0 | 0 | 0 | 0.037969 | 0 | 0 | 0 | 0 | 0 | 0 | 0 | 0 | 0 | 0.8
62174_G_CM900 | NY_Zone J (NYC) | New York | 36 | Kings | 47 | 62174 | CM900 | Maimonides Medical Center | 13469 | 2006 | 9999 | Combustion Turbine | [5 empty] | Fossil | G | 2030 | Oil |  | 0 | 0 | 0 | 0 | 0 | 0 | 0 | 0 | 0 | 0 | 0 | 0 | 0 | 0 | 0 | 0 | 0 | 0 | 0 | 0 | 0 | 0 | 0 | 0 | 0 | 0 | 0 | 0 | 0 | 0 | 0 | 0 | 0 | 0 | 0 | 0 | 0 | 0 | 0 | 0 | 0.042715 | 0 | 0 | 0 | 0 | 0 | 0 | 0 | 0 | 0 | 0.9
62174_G_CN900 | NY_Zone J (NYC) | New York | 36 | Kings | 47 | 62174 | CN900 | Maimonides Medical Center | 13469 | 2006 | 9999 | Combustion Turbine | [5 empty] | Fossil | G | 2030 | Oil |  | 0 | 0 | 0 | 0 | 0 | 0 | 0 | 0 | 0 | 0 | 0 | 0 | 0 | 0 | 0 | 0 | 0 | 0 | 0 | 0 | 0 | 0 | 0 | 0 | 0 | 0 | 0 | 0 | 0 | 0 | 0 | 0 | 0 | 0 | 0 | 0 | 0 | 0 | 0 | 0 | 0.042715 | 0 | 0 | 0 | 0 | 0 | 0 | 0 | 0 | 0 | 0.9
62174_G_ON300 | NY_Zone J (NYC) | New York | 36 | Kings | 47 | 62174 | ON300 | Maimonides Medical Center | 14775 | 1990 | 9999 | Combustion Turbine | [5 empty] | Fossil | G | 2030 | Oil |  | 0 | 0 | 0 | 0 | 0 | 0 | 0 | 0 | 0 | 0 | 0 | 0 | 0 | 0 | 0 | 0 | 0 | 0 | 0 | 0 | 0 | 0 | 0 | 0 | 0 | 0 | 0 | 0 | 0 | 0 | 0 | 0 | 0 | 0 | 0 | 0 | 0 | 0 | 0 | 0 | 0.014238 | 0 | 0 | 0 | 0 | 0 | 0 | 0 | 0 | 0 | 0.3
62191_G_CNMEC | WECC_New Mexico | New Mexico | 35 | Torrance | 57 | 62191 | CNMEC | CNMEC Solar Energy Center | 0 | 2018 | 9999 | Solar PV | [5 empty] | Non-Fossil | G | 2030 | Solar |  | 0 | 0 | 0 | 0 | 0 | 0 | 0 | 0 | 0 | 0 | 0 | 0 | 0 | 0 | 0 | 0 | 0.82689 | 1.5247 | 2.3425 | 4.6941 | 0 | 0 | 0 | 0 | 0 | 0 | 0 | 0 | 0 | 0 | 0 | 0 | 0 | 0 | 0 | 0 | 0 | 0 | 0 | 0 | 0.076215 | 0 | 0 | 0 | 0 | 0 | 0 | 0 | 0 | 0 | 2
62192_G_11 | MISO_Lower Michigan | Michigan | 26 | St Clair | 147 | 62192 | 11 | Blue Water Energy Center | 7050 | 2022 | 9999 | Combined Cycle | [5 empty] | Fossil | G | 2030 | NaturalGas |  | 4.4499 | 6.0321 | 8.3412 | 18.8233 | 0 | 0 | 0 | 0 | 0 | 0 | 0 | 0 | 0 | 0 | 0 | 0 | 631.1974 | 855.6231 | 1183.1487 | 2669.9692 | 260.4996 | 353.1216 | 488.2937 | 1101.915 | 3.115e-07 | 4.2225e-07 | 5.8388e-07 | 1.3176e-06 | 0.024475 | 0.033177 | 0.045877 | 0.10353 | 0 | 0 | 0 | 0 | 0 | 0 | 0 | 0 | 10.8332 | 1.3482 | 1.8275 | 2.5271 | 5.7027 | 12.7781 | 15.6355 | 18.2696 | 46.6832 | 0 | 359
62192_G_12 | MISO_Lower Michigan | Michigan | 26 | St Clair | 147 | 62192 | 12 | Blue Water Energy Center | 7050 | 2022 | 9999 | Combined Cycle | [5 empty] | Fossil | G | 2030 | NaturalGas |  | 4.4499 | 6.0321 | 8.3412 | 18.8233 | 0 | 0 | 0 | 0 | 0 | 0 | 0 | 0 | 0 | 0 | 0 | 0 | 631.1974 | 855.6231 | 1183.1487 | 2669.9692 | 260.4996 | 353.1216 | 488.2937 | 1101.915 | 3.115e-07 | 4.2225e-07 | 5.8388e-07 | 1.3176e-06 | 0.024475 | 0.033177 | 0.045877 | 0.10353 | 0 | 0 | 0 | 0 | 0 | 0 | 0 | 0 | 10.8332 | 1.3482 | 1.8275 | 2.5271 | 5.7027 | 12.7781 | 15.6355 | 18.2696 | 46.6832 | 0 | 359
62192_G_1S | MISO_Lower Michigan | Michigan | 26 | St Clair | 147 | 62192 | 1S | Blue Water Energy Center | 7050 | 2022 | 9999 | Combined Cycle | other |  |  |  |  | Fossil | G | 2030 | NaturalGas |  | 5.3052 | 7.1915 | 9.9444 | 22.4411 | 0 | 0 | 0 | 0 | 0 | 0 | 0 | 0 | 0 | 0 | 0 | 0 | 752.5139 | 1020.0743 | 1410.5505 | 3183.1387 | 310.5677 | 420.9918 | 582.1441 | 1313.7036 | 3.7137e-07 | 5.0341e-07 | 6.9611e-07 | 1.5709e-06 | 0.029179 | 0.039553 | 0.054694 | 0.12343 | 0 | 0 | 0 | 0 | 0 | 0 | 0 | 0 | 12.9154 | 1.6073 | 2.1788 | 3.0128 | 6.7988 | 15.2341 | 18.6407 | 21.781 | 55.6558 | 0 | 428
62193_G_SO377 | MISO_Minnesota and Western Wisconsin | Minnesota | 27 | Waseca | 161 | 62193 | SO377 | Winegar CSG | 0 | 2018 | 9999 | Solar PV | [5 empty] | Non-Fossil | G | 2030 | Solar |  | 0 | 0 | 0 | 0 | 0 | 0 | 0 | 0 | 0 | 0 | 0 | 0 | 0 | 0 | 0 | 0 | 0.21753 | 0.50504 | 0.95866 | 1.6812 | 0 | 0 | 0 | 0 | 0 | 0 | 0 | 0 | 0 | 0 | 0 | 0 | 0 | 0 | 0 | 0 | 0 | 0 | 0 | 0 | 0.031598 | 0 | 0 | 0 | 0 | 0 | 0 | 0 | 0 | 0 | 1
62194_G_SO360 | MISO_Minnesota and Western Wisconsin | Minnesota | 27 | Waseca | 161 | 62194 | SO360 | Bolduan CSG | 0 | 2018 | 9999 | Solar PV | [5 empty] | Non-Fossil | G | 2030 | Solar |  | 0 | 0 | 0 | 0 | 0 | 0 | 0 | 0 | 0 | 0 | 0 | 0 | 0 | 0 | 0 | 0 | 0.21753 | 0.50504 | 0.95866 | 1.6812 | 0 | 0 | 0 | 0 | 0 | 0 | 0 | 0 | 0 | 0 | 0 | 0 | 0 | 0 | 0 | 0 | 0 | 0 | 0 | 0 | 0.031598 | 0 | 0 | 0 | 0 | 0 | 0 | 0 | 0 | 0 | 1
62195_G_SO371 | MISO_Minnesota and Western Wisconsin | Minnesota | 27 | Waseca | 161 | 62195 | SO371 | Guse CSG | 0 | 2018 | 9999 | Solar PV | [5 empty] | Non-Fossil | G | 2030 | Solar |  | 0 | 0 | 0 | 0 | 0 | 0 | 0 | 0 | 0 | 0 | 0 | 0 | 0 | 0 | 0 | 0 | 0.21753 | 0.50504 | 0.95866 | 1.6812 | 0 | 0 | 0 | 0 | 0 | 0 | 0 | 0 | 0 | 0 | 0 | 0 | 0 | 0 | 0 | 0 | 0 | 0 | 0 | 0 | 0.031598 | 0 | 0 | 0 | 0 | 0 | 0 | 0 | 0 | 0 | 1
62196_G_2368 | ISONE_MA, VT, NH, RI (Rest of ISO New England) | Massachusetts | 25 | Hampshire | 15 | 62196 | 2368 | Hadley 2 Solar, LLC | 0 | 2016 | 9999 | Solar PV | [5 empty] | Non-Fossil | G | 2030 | Solar |  | 0 | 0 | 0 | 0 | 0 | 0 | 0 | 0 | 0 | 0 | 0 | 0 | 0 | 0 | 0 | 0 | 0.39757 | 0.7973 | 1.4637 | 2.6585 | 0 | 0 | 0 | 0 | 0 | 0 | 0 | 0 | 0 | 0 | 0 | 0 | 0 | 0 | 0 | 0 | 0 | 0 | 0 | 0 | 0.083233 | 0 | 0 | 0 | 0 | 0 | 0 | 0 | 0 | 0 | 1.9
62197_G_EBRID | ISONE_MA, VT, NH, RI (Rest of ISO New England) | Massachusetts | 25 | Plymouth | 23 | 62197 | EBRID | East Bridgewater Solar | 0 | 2017 | 9999 | Solar PV | [5 empty] | Non-Fossil | G | 2030 | Solar |  | 0 | 0 | 0 | 0 | 0 | 0 | 0 | 0 | 0 | 0 | 0 | 0 | 0 | 0 | 0 | 0 | 0.48127 | 0.96515 | 1.7718 | 3.2182 | 0 | 0 | 0 | 0 | 0 | 0 | 0 | 0 | 0 | 0 | 0 | 0 | 0 | 0 | 0 | 0 | 0 | 0 | 0 | 0 | 0.10076 | 0 | 0 | 0 | 0 | 0 | 0 | 0 | 0 | 0 | 2.3
62198_G_2639 | ISONE_MA, VT, NH, RI (Rest of ISO New England) | Massachusetts | 25 | Worcester | 27 | 62198 | 2639 | Griffin Road Solar, LLC | 0 | 2018 | 9999 | Solar PV | [5 empty] | Non-Fossil | G | 2030 | Solar |  | 0 | 0 | 0 | 0 | 0 | 0 | 0 | 0 | 0 | 0 | 0 | 0 | 0 | 0 | 0 | 0 | 0.41849 | 0.83926 | 1.5407 | 2.7985 | 0 | 0 | 0 | 0 | 0 | 0 | 0 | 0 | 0 | 0 | 0 | 0 | 0 | 0 | 0 | 0 | 0 | 0 | 0 | 0 | 0.087614 | 0 | 0 | 0 | 0 | 0 | 0 | 0 | 0 | 0 | 2
62199_G_4472 | ISONE_MA, VT, NH, RI (Rest of ISO New England) | Massachusetts | 25 | Worcester | 27 | 62199 | 4472 | Ashby Solar, LLC | 0 | 2018 | 9999 | Solar PV | [5 empty] | Non-Fossil | G | 2030 | Solar |  | 0 | 0 | 0 | 0 | 0 | 0 | 0 | 0 | 0 | 0 | 0 | 0 | 0 | 0 | 0 | 0 | 0.37665 | 0.75534 | 1.3866 | 2.5186 | 0 | 0 | 0 | 0 | 0 | 0 | 0 | 0 | 0 | 0 | 0 | 0 | 0 | 0 | 0 | 0 | 0 | 0 | 0 | 0 | 0.078852 | 0 | 0 | 0 | 0 | 0 | 0 | 0 | 0 | 0 | 1.8
622_G_1 | WECC_Pacific Northwest | Washington | 53 | King | 33 | 622 | 1 | South Fork Tolt | 0 | 1995 | 9999 | Hydro | [5 empty] | Non-Fossil | G | 2030 | Hydro |  | 0 | 0 | 0 | 0 | 0 | 0 | 0 | 0 | 0 | 0 | 0 | 0 | 0 | 0 | 0 | 0 | 16.0385 | 19.6768 | 28.6267 | 64.342 | 0 | 0 | 0 | 0 | 0 | 0 | 0 | 0 | 0 | 0 | 0 | 0 | 0 | 0 | 0 | 0 | 0 | 0 | 0 | 0 | 0.26558 | 0.022293 | 0.027351 | 0.039791 | 0.089435 | 0 | 0 | 0 | 0 | 0 | 16.8
6220_G_7 | MISO_Iowa | Iowa | 19 | Cedar | 31 | 6220 | 7 | Durant | 11593 | 1998 | 9999 | Combustion Turbine | [5 empty] | Fossil | G | 2030 | Oil |  | 0 | 0 | 0 | 0 | 0 | 0 | 0 | 0 | 0 | 0 | 0 | 0 | 0 | 0 | 0 | 0 | 0 | 0 | 0 | 0 | 0 | 0 | 0 | 0 | 0 | 0 | 0 | 0 | 0 | 0 | 0 | 0 | 0 | 0 | 0 | 0 | 0 | 0 | 0 | 0 | 0.077627 | 0 | 0 | 0 | 0 | 0 | 0 | 0 | 0 | 0 | 1.8
6220_G_8 | MISO_Iowa | Iowa | 19 | Cedar | 31 | 6220 | 8 | Durant | 13444 | 2011 | 9999 | Combustion Turbine | [5 empty] | Fossil | G | 2030 | Oil |  | 0 | 0 | 0 | 0 | 0 | 0 | 0 | 0 | 0 | 0 | 0 | 0 | 0 | 0 | 0 | 0 | 0 | 0 | 0 | 0 | 0 | 0 | 0 | 0 | 0 | 0 | 0 | 0 | 0 | 0 | 0 | 0 | 0 | 0 | 0 | 0 | 0 | 0 | 0 | 0 | 0.11213 | 0 | 0 | 0 | 0 | 0 | 0 | 0 | 0 | 0 | 2.6
62201_G_02419 | ISONE_MA, VT, NH, RI (Rest of ISO New England) | Massachusetts | 25 | Worcester | 27 | 62201 | 02419 | Dudley Solar | 0 | 2017 | 9999 | Solar PV | [5 empty] | Non-Fossil | G | 2030 | Solar |  | 0 | 0 | 0 | 0 | 0 | 0 | 0 | 0 | 0 | 0 | 0 | 0 | 0 | 0 | 0 | 0 | 0.39757 | 0.7973 | 1.4637 | 2.6585 | 0 | 0 | 0 | 0 | 0 | 0 | 0 | 0 | 0 | 0 | 0 | 0 | 0 | 0 | 0 | 0 | 0 | 0 | 0 | 0 | 0.083233 | 0 | 0 | 0 | 0 | 0 | 0 | 0 | 0 | 0 | 1.9
62202_G_WIL01 | ISONE_MA, VT, NH, RI (Rest of ISO New England) | Massachusetts | 25 | Hampshire | 15 | 62202 | WIL01 | Williamsburg | 0 | 2019 | 9999 | Solar PV | [5 empty] | Non-Fossil | G | 2030 | Solar |  | 0 | 0 | 0 | 0 | 0 | 0 | 0 | 0 | 0 | 0 | 0 | 0 | 0 | 0 | 0 | 0 | 0.83699 | 1.6785 | 3.0814 | 5.5969 | 0 | 0 | 0 | 0 | 0 | 0 | 0 | 0 | 0 | 0 | 0 | 0 | 0 | 0 | 0 | 0 | 0 | 0 | 0 | 0 | 0.17523 | 0 | 0 | 0 | 0 | 0 | 0 | 0 | 0 | 0 | 4
62203_G_2701 | ISONE_MA, VT, NH, RI (Rest of ISO New England) | Massachusetts | 25 | Hampden | 13 | 62203 | 2701 | Monson Solar, LLC | 0 | 2017 | 9999 | Solar PV | [5 empty] | Non-Fossil | G | 2030 | Solar |  | 0 | 0 | 0 | 0 | 0 | 0 | 0 | 0 | 0 | 0 | 0 | 0 | 0 | 0 | 0 | 0 | 0.41849 | 0.83926 | 1.5407 | 2.7985 | 0 | 0 | 0 | 0 | 0 | 0 | 0 | 0 | 0 | 0 | 0 | 0 | 0 | 0 | 0 | 0 | 0 | 0 | 0 | 0 | 0.087614 | 0 | 0 | 0 | 0 | 0 | 0 | 0 | 0 | 0 | 2
62204_G_G5840 | SERC_VACAR | North Carolina | 37 | Johnston | 101 | 62204 | G5840 | Red Toad 5840 Buffalo Road, LLC | 0 | 2018 | 9999 | Solar PV | [5 empty] | Non-Fossil | G | 2030 | Solar |  | 0 | 0 | 0 | 0 | 0 | 0 | 0 | 0 | 0 | 0 | 0 | 0 | 0 | 0 | 0 | 0 | 0.58252 | 1.1581 | 1.8527 | 3.5933 | 0 | 0 | 0 | 0 | 0 | 0 | 0 | 0 | 0 | 0 | 0 | 0 | 0 | 0 | 0 | 0 | 0 | 0 | 0 | 0 | 0.085302 | 0 | 0 | 0 | 0 | 0 | 0 | 0 | 0 | 0 | 2
62205_G_GNICK | SERC_VACAR | North Carolina | 37 | Duplin | 61 | 62205 | GNICK | Nickelson Solar, LLC | 0 | 2018 | 9999 | Solar PV | [5 empty] | Non-Fossil | G | 2030 | Solar |  | 0 | 0 | 0 | 0 | 0 | 0 | 0 | 0 | 0 | 0 | 0 | 0 | 0 | 0 | 0 | 0 | 1.5437 | 3.069 | 4.9095 | 9.5223 | 0 | 0 | 0 | 0 | 0 | 0 | 0 | 0 | 0 | 0 | 0 | 0 | 0 | 0 | 0 | 0 | 0 | 0 | 0 | 0 | 0.22605 | 0 | 0 | 0 | 0 | 0 | 0 | 0 | 0 | 0 | 5.3
62206_G_1 | FRCC | Florida | 12 | Palm Beach | 99 | 62206 | 1 | Hibiscus Solar Energy Center | 0 | 2020 | 9999 | Solar PV | [5 empty] | Non-Fossil | G | 2030 | Solar |  | 0 | 0 | 0 | 0 | 0 | 0 | 0 | 0 | 0 | 0 | 0 | 0 | 0 | 0 | 0 | 0 | 29.94 | 49.1294 | 61.426 | 140.4954 | 0 | 0 | 0 | 0 | 0 | 0 | 0 | 0 | 0 | 0 | 0 | 0 | 0 | 0 | 0 | 0 | 0 | 0 | 0 | 0 | 3.1193 | 0 | 0 | 0 | 0 | 0 | 0 | 0 | 0 | 0 | 74.5
62208_G_PV1 | PJM_SWMAAC | Maryland | 24 | Montgomery | 31 | 62208 | PV1 | NIST Solar | 0 | 2018 | 9999 | Solar PV | [5 empty] | Non-Fossil | G | 2030 | Solar |  | 0 | 0 | 0 | 0 | 0 | 0 | 0 | 0 | 0 | 0 | 0 | 0 | 0 | 0 | 0 | 0 | 1.0115 | 2.041 | 3.175 | 6.2275 | 0 | 0 | 0 | 0 | 0 | 0 | 0 | 0 | 0 | 0 | 0 | 0 | 0 | 0 | 0 | 0 | 0 | 0 | 0 | 0 | 0.15324 | 0 | 0 | 0 | 0 | 0 | 0 | 0 | 0 | 0 | 4
62209_G_RAND1 | MISO_Minnesota and Western Wisconsin | Minnesota | 27 | Dakota | 37 | 62209 | RAND1 | Randolph CSG PV1-5 | 0 | 2019 | 9999 | Solar PV | [5 empty] | Non-Fossil | G | 2030 | Solar |  | 0 | 0 | 0 | 0 | 0 | 0 | 0 | 0 | 0 | 0 | 0 | 0 | 0 | 0 | 0 | 0 | 0.21753 | 0.50504 | 0.95866 | 1.6812 | 0 | 0 | 0 | 0 | 0 | 0 | 0 | 0 | 0 | 0 | 0 | 0 | 0 | 0 | 0 | 0 | 0 | 0 | 0 | 0 | 0.031598 | 0 | 0 | 0 | 0 | 0 | 0 | 0 | 0 | 0 | 1
62209_G_RAND2 | MISO_Minnesota and Western Wisconsin | Minnesota | 27 | Dakota | 37 | 62209 | RAND2 | Randolph CSG PV1-5 | 0 | 2019 | 9999 | Solar PV | [5 empty] | Non-Fossil | G | 2030 | Solar |  | 0 | 0 | 0 | 0 | 0 | 0 | 0 | 0 | 0 | 0 | 0 | 0 | 0 | 0 | 0 | 0 | 0.21753 | 0.50504 | 0.95866 | 1.6812 | 0 | 0 | 0 | 0 | 0 | 0 | 0 | 0 | 0 | 0 | 0 | 0 | 0 | 0 | 0 | 0 | 0 | 0 | 0 | 0 | 0.031598 | 0 | 0 | 0 | 0 | 0 | 0 | 0 | 0 | 0 | 1
62209_G_RAND3 | MISO_Minnesota and Western Wisconsin | Minnesota | 27 | Dakota | 37 | 62209 | RAND3 | Randolph CSG PV1-5 | 0 | 2019 | 9999 | Solar PV | [5 empty] | Non-Fossil | G | 2030 | Solar |  | 0 | 0 | 0 | 0 | 0 | 0 | 0 | 0 | 0 | 0 | 0 | 0 | 0 | 0 | 0 | 0 | 0.21753 | 0.50504 | 0.95866 | 1.6812 | 0 | 0 | 0 | 0 | 0 | 0 | 0 | 0 | 0 | 0 | 0 | 0 | 0 | 0 | 0 | 0 | 0 | 0 | 0 | 0 | 0.031598 | 0 | 0 | 0 | 0 | 0 | 0 | 0 | 0 | 0 | 1
62209_G_RAND4 | MISO_Minnesota and Western Wisconsin | Minnesota | 27 | Dakota | 37 | 62209 | RAND4 | Randolph CSG PV1-5 | 0 | 2019 | 9999 | Solar PV | [5 empty] | Non-Fossil | G | 2030 | Solar |  | 0 | 0 | 0 | 0 | 0 | 0 | 0 | 0 | 0 | 0 | 0 | 0 | 0 | 0 | 0 | 0 | 0.21753 | 0.50504 | 0.95866 | 1.6812 | 0 | 0 | 0 | 0 | 0 | 0 | 0 | 0 | 0 | 0 | 0 | 0 | 0 | 0 | 0 | 0 | 0 | 0 | 0 | 0 | 0.031598 | 0 | 0 | 0 | 0 | 0 | 0 | 0 | 0 | 0 | 1
62209_G_RAND5 | MISO_Minnesota and Western Wisconsin | Minnesota | 27 | Dakota | 37 | 62209 | RAND5 | Randolph CSG PV1-5 | 0 | 2019 | 9999 | Solar PV | [5 empty] | Non-Fossil | G | 2030 | Solar |  | 0 | 0 | 0 | 0 | 0 | 0 | 0 | 0 | 0 | 0 | 0 | 0 | 0 | 0 | 0 | 0 | 0.21753 | 0.50504 | 0.95866 | 1.6812 | 0 | 0 | 0 | 0 | 0 | 0 | 0 | 0 | 0 | 0 | 0 | 0 | 0 | 0 | 0 | 0 | 0 | 0 | 0 | 0 | 0.031598 | 0 | 0 | 0 | 0 | 0 | 0 | 0 | 0 | 0 | 1
62210_G_FELT1 | MISO_Minnesota and Western Wisconsin | Minnesota | 27 | Dakota | 37 | 62210 | FELT1 | Felton CSG PV1-5 | 0 | 2019 | 9999 | Solar PV | [5 empty] | Non-Fossil | G | 2030 | Solar |  | 0 | 0 | 0 | 0 | 0 | 0 | 0 | 0 | 0 | 0 | 0 | 0 | 0 | 0 | 0 | 0 | 0.21753 | 0.50504 | 0.95866 | 1.6812 | 0 | 0 | 0 | 0 | 0 | 0 | 0 | 0 | 0 | 0 | 0 | 0 | 0 | 0 | 0 | 0 | 0 | 0 | 0 | 0 | 0.031598 | 0 | 0 | 0 | 0 | 0 | 0 | 0 | 0 | 0 | 1
62210_G_FELT2 | MISO_Minnesota and Western Wisconsin | Minnesota | 27 | Dakota | 37 | 62210 | FELT2 | Felton CSG PV1-5 | 0 | 2019 | 9999 | Solar PV | [5 empty] | Non-Fossil | G | 2030 | Solar |  | 0 | 0 | 0 | 0 | 0 | 0 | 0 | 0 | 0 | 0 | 0 | 0 | 0 | 0 | 0 | 0 | 0.21753 | 0.50504 | 0.95866 | 1.6812 | 0 | 0 | 0 | 0 | 0 | 0 | 0 | 0 | 0 | 0 | 0 | 0 | 0 | 0 | 0 | 0 | 0 | 0 | 0 | 0 | 0.031598 | 0 | 0 | 0 | 0 | 0 | 0 | 0 | 0 | 0 | 1
62210_G_FELT3 | MISO_Minnesota and Western Wisconsin | Minnesota | 27 | Dakota | 37 | 62210 | FELT3 | Felton CSG PV1-5 | 0 | 2019 | 9999 | Solar PV | [5 empty] | Non-Fossil | G | 2030 | Solar |  | 0 | 0 | 0 | 0 | 0 | 0 | 0 | 0 | 0 | 0 | 0 | 0 | 0 | 0 | 0 | 0 | 0.21753 | 0.50504 | 0.95866 | 1.6812 | 0 | 0 | 0 | 0 | 0 | 0 | 0 | 0 | 0 | 0 | 0 | 0 | 0 | 0 | 0 | 0 | 0 | 0 | 0 | 0 | 0.031598 | 0 | 0 | 0 | 0 | 0 | 0 | 0 | 0 | 0 | 1
62210_G_FELT4 | MISO_Minnesota and Western Wisconsin | Minnesota | 27 | Dakota | 37 | 62210 | FELT4 | Felton CSG PV1-5 | 0 | 2019 | 9999 | Solar PV | [5 empty] | Non-Fossil | G | 2030 | Solar |  | 0 | 0 | 0 | 0 | 0 | 0 | 0 | 0 | 0 | 0 | 0 | 0 | 0 | 0 | 0 | 0 | 0.21753 | 0.50504 | 0.95866 | 1.6812 | 0 | 0 | 0 | 0 | 0 | 0 | 0 | 0 | 0 | 0 | 0 | 0 | 0 | 0 | 0 | 0 | 0 | 0 | 0 | 0 | 0.031598 | 0 | 0 | 0 | 0 | 0 | 0 | 0 | 0 | 0 | 1
62210_G_FELT5 | MISO_Minnesota and Western Wisconsin | Minnesota | 27 | Dakota | 37 | 62210 | FELT5 | Felton CSG PV1-5 | 0 | 2019 | 9999 | Solar PV | [5 empty] | Non-Fossil | G | 2030 | Solar |  | 0 | 0 | 0 | 0 | 0 | 0 | 0 | 0 | 0 | 0 | 0 | 0 | 0 | 0 | 0 | 0 | 0.21753 | 0.50504 | 0.95866 | 1.6812 | 0 | 0 | 0 | 0 | 0 | 0 | 0 | 0 | 0 | 0 | 0 | 0 | 0 | 0 | 0 | 0 | 0 | 0 | 0 | 0 | 0.031598 | 0 | 0 | 0 | 0 | 0 | 0 | 0 | 0 | 0 | 1
62219_G_AMLPB | ISONE_MA, VT, NH, RI (Rest of ISO New England) | Massachusetts | 25 | Worcester | 27 | 62219 | AMLPB | Ashburnham Energy Storage Project | 0 | 2019 | 9999 | Energy Storage | [5 empty] | Non-Fossil | G | 2030 | EnerStor |  | 0 | 0 | 0 | 0 | 0 | 0 | 0 | 0 | 0 | 0 | 0 | 0 | 0 | 0 | 0 | 0 | 0 | 0.002892 | 0.092544 | 0.095436 | 0 | 0 | 0 | 0 | 0 | 0 | 0 | 0 | 0 | 0 | 0 | 0 | 0 | 0 | 0 | 0 | 0 | 0 | 0 | 0 | 0.11033 | 0 | 2.276e-05 | 0.00072833 | 0.00075109 | 0 | 0 | 0 | 0 | 0 | 3
62220_G_WTGS | SPP North- (Kansas, Missouri) | Kansas | 20 | Thomas | 193 | 62220 | WTGS | East Fork Wind Project, LLC | 0 | 2020 | 9999 | Onshore Wind | [5 empty] | Non-Fossil | G | 2030 | Wind |  | 0 | 0 | 0 | 0 | 0 | 0 | 0 | 0 | 0 | 0 | 0 | 0 | 0 | 0 | 0 | 0 | 175.2997 | 258.8762 | 263.6191 | 697.7949 | 0 | 0 | 0 | 0 | 0 | 0 | 0 | 0 | 0 | 0 | 0 | 0 | 0 | 0 | 0 | 0 | 0 | 0 | 0 | 0 | 8.2258 | 0 | 0 | 0 | 0 | 0 | 0 | 0 | 0 | 0 | 195.8
62223_G_10423 | SERC_VACAR | North Carolina | 37 | Sampson | 163 | 62223 | 10423 | Warren Solar Farm LLC | 0 | 2019 | 9999 | Solar PV | [5 empty] | Non-Fossil | G | 2030 | Solar |  | 0 | 0 | 0 | 0 | 0 | 0 | 0 | 0 | 0 | 0 | 0 | 0 | 0 | 0 | 0 | 0 | 1.4563 | 2.8953 | 4.6316 | 8.9833 | 0 | 0 | 0 | 0 | 0 | 0 | 0 | 0 | 0 | 0 | 0 | 0 | 0 | 0 | 0 | 0 | 0 | 0 | 0 | 0 | 0.21326 | 0 | 0 | 0 | 0 | 0 | 0 | 0 | 0 | 0 | 5
62224_G_53971 | WECC_Colorado | Colorado | 8 | Weld | 123 | 62224 | 53971 | Oak Leaf Solar XXVII LLC | 0 | 2018 | 9999 | Solar PV | [5 empty] | Non-Fossil | G | 2030 | Solar |  | 0 | 0 | 0 | 0 | 0 | 0 | 0 | 0 | 0 | 0 | 0 | 0 | 0 | 0 | 0 | 0 | 0.53485 | 1.0389 | 1.6604 | 3.2341 | 0 | 0 | 0 | 0 | 0 | 0 | 0 | 0 | 0 | 0 | 0 | 0 | 0 | 0 | 0 | 0 | 0 | 0 | 0 | 0 | 0.065772 | 0 | 0 | 0 | 0 | 0 | 0 | 0 | 0 | 0 | 1.5
62225_G_PV1 | PJM_EMAAC | New Jersey | 34 | Hunterdon | 19 | 62225 | PV1 | Hunterdon Health System Solar Project | 0 | 2019 | 9999 | Solar PV | [5 empty] | Non-Fossil | G | 2030 | Solar |  | 0 | 0 | 0 | 0 | 0 | 0 | 0 | 0 | 0 | 0 | 0 | 0 | 0 | 0 | 0 | 0 | 0.3162 | 0.68322 | 1.1329 | 2.1323 | 0 | 0 | 0 | 0 | 0 | 0 | 0 | 0 | 0 | 0 | 0 | 0 | 0 | 0 | 0 | 0 | 0 | 0 | 0 | 0 | 0.068651 | 0 | 0 | 0 | 0 | 0 | 0 | 0 | 0 | 0 | 1.5
62226_G_2479 | ISONE_MA, VT, NH, RI (Rest of ISO New England) | Massachusetts | 25 | Worcester | 27 | 62226 | 2479 | Westminster Renewables, LLC | 0 | 2018 | 9999 | Solar PV | [5 empty] | Non-Fossil | G | 2030 | Solar |  | 0 | 0 | 0 | 0 | 0 | 0 | 0 | 0 | 0 | 0 | 0 | 0 | 0 | 0 | 0 | 0 | 0.31387 | 0.62945 | 1.1555 | 2.0988 | 0 | 0 | 0 | 0 | 0 | 0 | 0 | 0 | 0 | 0 | 0 | 0 | 0 | 0 | 0 | 0 | 0 | 0 | 0 | 0 | 0.06571 | 0 | 0 | 0 | 0 | 0 | 0 | 0 | 0 | 0 | 1.5
62227_G_WTGS | ERCOT_West | Texas | 48 | Baylor | 23 | 62227 | WTGS | Seymour Hills Wind Project, LLC | 0 | 2019 | 9999 | Onshore Wind | [5 empty] | Non-Fossil | G | 2030 | Wind |  | 0 | 0 | 0 | 0 | 0 | 0 | 0 | 0 | 0 | 0 | 0 | 0 | 0 | 0 | 0 | 0 | 21.5455 | 31.6157 | 32.1384 | 85.2996 | 0 | 0 | 0 | 0 | 0 | 0 | 0 | 0 | 0 | 0 | 0 | 0 | 0 | 0 | 0 | 0 | 0 | 0 | 0 | 0 | 1.2633 | 0 | 0 | 0 | 0 | 0 | 0 | 0 | 0 | 0 | 30.2
62228_G_O1614 | SERC_VACAR | South Carolina | 45 | Florence | 41 | 62228 | O1614 | Otis Elevator Company Solar | 0 | 2018 | 9999 | Solar PV | [5 empty] | Non-Fossil | G | 2030 | Solar |  | 0 | 0 | 0 | 0 | 0 | 0 | 0 | 0 | 0 | 0 | 0 | 0 | 0 | 0 | 0 | 0 | 0.33621 | 0.62384 | 0.85721 | 1.8173 | 0 | 0 | 0 | 0 | 0 | 0 | 0 | 0 | 0 | 0 | 0 | 0 | 0 | 0 | 0 | 0 | 0 | 0 | 0 | 0 | 0.031598 | 0 | 0 | 0 | 0 | 0 | 0 | 0 | 0 | 0 | 1
6223_G_1 | SPP North- (Kansas, Missouri) | Missouri | 29 | Jasper | 97 | 6223 | 1 | Empire Energy Center | 12621 | 1978 | 9999 | Combustion Turbine |  |  |  | H2O |  | Fossil | G | 2030 | NaturalGas |  | 2.2579e-10 | 1.1435e-10 | 3.3087e-10 | 6.7101e-10 | 0 | 0 | 0 | 0 | 0 | 0 | 0 | 0 | 0 | 0 | 0 | 0 | 1.789e-08 | 9.0605e-09 | 2.6216e-08 | 5.3166e-08 | 1.3218e-08 | 6.6942e-09 | 1.9369e-08 | 3.9281e-08 | 1.5805e-17 | 8.0047e-18 | 2.3161e-17 | 4.697e-17 | 5.4768e-11 | 2.7738e-11 | 8.0257e-11 | 1.6276e-10 | 0 | 0 | 0 | 0 | 0 | 0 | 0 | 0 | 4.3466e-08 | 1.046e-10 | 5.2974e-11 | 1.5328e-10 | 3.1085e-10 | 6.3235e-10 | 2.7888e-10 | 7.2195e-10 | 1.6332e-09 | 0 | 1e-06
6223_G_2 | SPP North- (Kansas, Missouri) | Missouri | 29 | Jasper | 97 | 6223 | 2 | Empire Energy Center | 12621 | 1981 | 9999 | Combustion Turbine |  |  |  | H2O |  | Fossil | G | 2030 | NaturalGas |  | 2.2579e-10 | 1.1435e-10 | 3.3087e-10 | 6.7101e-10 | 0 | 0 | 0 | 0 | 0 | 0 | 0 | 0 | 0 | 0 | 0 | 0 | 1.789e-08 | 9.0605e-09 | 2.6216e-08 | 5.3166e-08 | 1.3218e-08 | 6.6942e-09 | 1.9369e-08 | 3.9281e-08 | 1.5805e-17 | 8.0047e-18 | 2.3161e-17 | 4.697e-17 | 4.4714e-11 | 2.2646e-11 | 6.5523e-11 | 1.3288e-10 | 0 | 0 | 0 | 0 | 0 | 0 | 0 | 0 | 4.3466e-08 | 1.046e-10 | 5.2974e-11 | 1.5328e-10 | 3.1085e-10 | 6.3235e-10 | 2.7888e-10 | 7.2195e-10 | 1.6332e-09 | 0 | 1e-06
6223_G_3 | SPP North- (Kansas, Missouri) | Missouri | 29 | Jasper | 97 | 6223 | 3 | Empire Energy Center | 12621 | 2003 | 9999 | Combustion Turbine |  |  |  | H2O |  | Fossil | G | 2030 | NaturalGas |  | 0.011064 | 0.0056033 | 0.016213 | 0.032879 | 0 | 0 | 0 | 0 | 0 | 0 | 0 | 0 | 0 | 0 | 0 | 0 | 0.8766 | 0.44397 | 1.2846 | 2.6051 | 0.64766 | 0.32802 | 0.94908 | 1.9248 | 7.7445e-10 | 3.9223e-10 | 1.1349e-09 | 2.3016e-09 | 0.00047164 | 0.00023887 | 0.00069114 | 0.0014016 | 0 | 0 | 0 | 0 | 0 | 0 | 0 | 0 | 2.1298 | 0.0051252 | 0.0025957 | 0.0075105 | 0.015231 | 0.030985 | 0.013665 | 0.035376 | 0.080026 | 0 | 49
6223_G_4 | SPP North- (Kansas, Missouri) | Missouri | 29 | Jasper | 97 | 6223 | 4 | Empire Energy Center | 12621 | 2003 | 9999 | Combustion Turbine |  |  |  | H2O |  | Fossil | G | 2030 | NaturalGas |  | 0.011064 | 0.0056033 | 0.016213 | 0.032879 | 0 | 0 | 0 | 0 | 0 | 0 | 0 | 0 | 0 | 0 | 0 | 0 | 0.8766 | 0.44397 | 1.2846 | 2.6051 | 0.64766 | 0.32802 | 0.94908 | 1.9248 | 7.7445e-10 | 3.9223e-10 | 1.1349e-09 | 2.3016e-09 | 0.00047883 | 0.00024251 | 0.00070168 | 0.001423 | 0 | 0 | 0 | 0 | 0 | 0 | 0 | 0 | 2.1298 | 0.0051252 | 0.0025957 | 0.0075105 | 0.015231 | 0.030985 | 0.013665 | 0.035376 | 0.080026 | 0 | 49
62239_G_53963 | WECC_Colorado | Colorado | 8 | Alamosa | 3 | 62239 | 53963 | Oak Leaf Solar XXX LLC (CSG) | 0 | 2018 | 9999 | Solar PV | [5 empty] | Non-Fossil | G | 2030 | Solar |  | 0 | 0 | 0 | 0 | 0 | 0 | 0 | 0 | 0 | 0 | 0 | 0 | 0 | 0 | 0 | 0 | 0.53485 | 1.0389 | 1.6604 | 3.2341 | 0 | 0 | 0 | 0 | 0 | 0 | 0 | 0 | 0 | 0 | 0 | 0 | 0 | 0 | 0 | 0 | 0 | 0 | 0 | 0 | 0.065772 | 0 | 0 | 0 | 0 | 0 | 0 | 0 | 0 | 0 | 1.5
62240_G_1072 | SERC_VACAR | North Carolina | 37 | Pender | 141 | 62240 | 1072 | Burgaw Solar, LLC | 0 | 2019 | 9999 | Solar PV | [5 empty] | Non-Fossil | G | 2030 | Solar |  | 0 | 0 | 0 | 0 | 0 | 0 | 0 | 0 | 0 | 0 | 0 | 0 | 0 | 0 | 0 | 0 | 1.4563 | 2.8953 | 4.6316 | 8.9833 | 0 | 0 | 0 | 0 | 0 | 0 | 0 | 0 | 0 | 0 | 0 | 0 | 0 | 0 | 0 | 0 | 0 | 0 | 0 | 0 | 0.21326 | 0 | 0 | 0 | 0 | 0 | 0 | 0 | 0 | 0 | 5
62241_G_NWE9 | WECC_Pacific Northwest | Oregon | 41 | Umatilla | 59 | 62241 | NWE9 | NorWest Energy 9 LLC | 0 | 2018 | 9999 | Solar PV | [5 empty] | Non-Fossil | G | 2030 | Solar |  | 0 | 0 | 0 | 0 | 0 | 0 | 0 | 0 | 0 | 0 | 0 | 0 | 0 | 0 | 0 | 0 | 2.2391 | 4.7798 | 8.8571 | 15.8759 | 0 | 0 | 0 | 0 | 0 | 0 | 0 | 0 | 0 | 0 | 0 | 0 | 0 | 0 | 0 | 0 | 0 | 0 | 0 | 0 | 0.27979 | 0 | 0 | 0 | 0 | 0 | 0 | 0 | 0 | 0 | 8
62242_G_SBRC | WECC_San Diego Gas and Electric | California | 6 | San Diego | 73 | 62242 | SBRC | County of San Diego SBRC | 0 | 2018 | 9999 | Solar PV | [5 empty] | Non-Fossil | G | 2030 | Solar |  | 0 | 0 | 0 | 0 | 0 | 0 | 0 | 0 | 0 | 0 | 0 | 0 | 0 | 0 | 0 | 0 | 0.46419 | 0.973 | 1.6313 | 3.0685 | 0 | 0 | 0 | 0 | 0 | 0 | 0 | 0 | 0 | 0 | 0 | 0 | 0 | 0 | 0 | 0 | 0 | 0 | 0 | 0 | 0.057185 | 0 | 0 | 0 | 0 | 0 | 0 | 0 | 0 | 0 | 1.3
62243_G_53964 | WECC_Colorado | Colorado | 8 | Arapahoe | 5 | 62243 | 53964 | Oak Leaf Solar XXI (CSG) | 0 | 2018 | 9999 | Solar PV | [5 empty] | Non-Fossil | G | 2030 | Solar |  | 0 | 0 | 0 | 0 | 0 | 0 | 0 | 0 | 0 | 0 | 0 | 0 | 0 | 0 | 0 | 0 | 0.53485 | 1.0389 | 1.6604 | 3.2341 | 0 | 0 | 0 | 0 | 0 | 0 | 0 | 0 | 0 | 0 | 0 | 0 | 0 | 0 | 0 | 0 | 0 | 0 | 0 | 0 | 0.065772 | 0 | 0 | 0 | 0 | 0 | 0 | 0 | 0 | 0 | 1.5
62244_G_53977 | WECC_Colorado | Colorado | 8 | Mesa | 77 | 62244 | 53977 | Oak Leaf Solar XXXI LLC (CSG) | 0 | 2018 | 9999 | Solar PV | [5 empty] | Non-Fossil | G | 2030 | Solar |  | 0 | 0 | 0 | 0 | 0 | 0 | 0 | 0 | 0 | 0 | 0 | 0 | 0 | 0 | 0 | 0 | 0.53485 | 1.0389 | 1.6604 | 3.2341 | 0 | 0 | 0 | 0 | 0 | 0 | 0 | 0 | 0 | 0 | 0 | 0 | 0 | 0 | 0 | 0 | 0 | 0 | 0 | 0 | 0.065772 | 0 | 0 | 0 | 0 | 0 | 0 | 0 | 0 | 0 | 1.5
62245_G_53968 | WECC_Colorado | Colorado | 8 | Arapahoe | 5 | 62245 | 53968 | Oak Leaf Solar XXV LLC (CSG) | 0 | 2018 | 9999 | Solar PV | [5 empty] | Non-Fossil | G | 2030 | Solar |  | 0 | 0 | 0 | 0 | 0 | 0 | 0 | 0 | 0 | 0 | 0 | 0 | 0 | 0 | 0 | 0 | 0.53485 | 1.0389 | 1.6604 | 3.2341 | 0 | 0 | 0 | 0 | 0 | 0 | 0 | 0 | 0 | 0 | 0 | 0 | 0 | 0 | 0 | 0 | 0 | 0 | 0 | 0 | 0.065772 | 0 | 0 | 0 | 0 | 0 | 0 | 0 | 0 | 0 | 1.5
62246_G_TWSP | WECC_Northern California (not including BANC) | California | 6 | Yolo | 113 | 62246 | TWSP | Target Woodland Solar Project | 0 | 2018 | 9999 | Solar PV | [5 empty] | Non-Fossil | G | 2030 | Solar |  | 0 | 0 | 0 | 0 | 0 | 0 | 0 | 0 | 0 | 0 | 0 | 0 | 0 | 0 | 0 | 0 | 0.66885 | 1.3374 | 2.2561 | 4.2623 | 0 | 0 | 0 | 0 | 0 | 0 | 0 | 0 | 0 | 0 | 0 | 0 | 0 | 0 | 0 | 0 | 0 | 0 | 0 | 0 | 0.081636 | 0 | 0 | 0 | 0 | 0 | 0 | 0 | 0 | 0 | 1.8
62247_G_PWPSD | SPP_WAUE | South Dakota | 46 | Yankton | 135 | 62247 | PWPSD | Prevailing Wind Park | 0 | 2019 | 9999 | Onshore Wind | [5 empty] | Non-Fossil | G | 2030 | Wind |  | 0 | 0 | 0 | 0 | 0 | 0 | 0 | 0 | 0 | 0 | 0 | 0 | 0 | 0 | 0 | 0 | 219.986 | 311.7211 | 299.1969 | 830.904 | 0 | 0 | 0 | 0 | 0 | 0 | 0 | 0 | 0 | 0 | 0 | 0 | 0 | 0 | 0 | 0 | 0 | 0 | 0 | 0 | 9.2699 | 0 | 0 | 0 | 0 | 0 | 0 | 0 | 0 | 0 | 220
62249_G_77777 | ERCOT_West | Texas | 48 | Childress | 75 | 62249 | 77777 | Misae Solar | 0 | 2019 | 9999 | Solar PV | [5 empty] | Non-Fossil | G | 2030 | Solar |  | 0 | 0 | 0 | 0 | 0 | 0 | 0 | 0 | 0 | 0 | 0 | 0 | 0 | 0 | 0 | 0 | 109.3374 | 181.0276 | 271.8285 | 562.1935 | 0 | 0 | 0 | 0 | 0 | 0 | 0 | 0 | 0 | 0 | 0 | 0 | 0 | 0 | 0 | 0 | 0 | 0 | 0 | 0 | 7.5836 | 0 | 0 | 0 | 0 | 0 | 0 | 0 | 0 | 0 | 240
62250_G_CAT2H | NY_Zone J (NYC) | New York | 36 | New York | 61 | 62250 | CAT2H | NYC-HH-New Bellevue Hospital | 13469 | 2011 | 9999 | Combustion Turbine | [5 empty] | Fossil | G | 2030 | Oil |  | 0 | 0 | 0 | 0 | 0 | 0 | 0 | 0 | 0 | 0 | 0 | 0 | 0 | 0 | 0 | 0 | 0 | 0 | 0 | 0 | 0 | 0 | 0 | 0 | 0 | 0 | 0 | 0 | 0 | 0 | 0 | 0 | 0 | 0 | 0 | 0 | 0 | 0 | 0 | 0 | 0.037969 | 0 | 0 | 0 | 0 | 0 | 0 | 0 | 0 | 0 | 0.8
62250_G_CAT2M | NY_Zone J (NYC) | New York | 36 | New York | 61 | 62250 | CAT2M | NYC-HH-New Bellevue Hospital | 13469 | 2011 | 9999 | Combustion Turbine | [5 empty] | Fossil | G | 2030 | Oil |  | 0 | 0 | 0 | 0 | 0 | 0 | 0 | 0 | 0 | 0 | 0 | 0 | 0 | 0 | 0 | 0 | 0 | 0 | 0 | 0 | 0 | 0 | 0 | 0 | 0 | 0 | 0 | 0 | 0 | 0 | 0 | 0 | 0 | 0 | 0 | 0 | 0 | 0 | 0 | 0 | 0.037969 | 0 | 0 | 0 | 0 | 0 | 0 | 0 | 0 | 0 | 0.8
62250_G_CAT2X | NY_Zone J (NYC) | New York | 36 | New York | 61 | 62250 | CAT2X | NYC-HH-New Bellevue Hospital | 13469 | 2011 | 9999 | Combustion Turbine | [5 empty] | Fossil | G | 2030 | Oil |  | 0 | 0 | 0 | 0 | 0 | 0 | 0 | 0 | 0 | 0 | 0 | 0 | 0 | 0 | 0 | 0 | 0 | 0 | 0 | 0 | 0 | 0 | 0 | 0 | 0 | 0 | 0 | 0 | 0 | 0 | 0 | 0 | 0 | 0 | 0 | 0 | 0 | 0 | 0 | 0 | 0.037969 | 0 | 0 | 0 | 0 | 0 | 0 | 0 | 0 | 0 | 0.8
62250_G_CAT2Y | NY_Zone J (NYC) | New York | 36 | New York | 61 | 62250 | CAT2Y | NYC-HH-New Bellevue Hospital | 13469 | 2011 | 9999 | Combustion Turbine | [5 empty] | Fossil | G | 2030 | Oil |  | 0 | 0 | 0 | 0 | 0 | 0 | 0 | 0 | 0 | 0 | 0 | 0 | 0 | 0 | 0 | 0 | 0 | 0 | 0 | 0 | 0 | 0 | 0 | 0 | 0 | 0 | 0 | 0 | 0 | 0 | 0 | 0 | 0 | 0 | 0 | 0 | 0 | 0 | 0 | 0 | 0.037969 | 0 | 0 | 0 | 0 | 0 | 0 | 0 | 0 | 0 | 0.8
62250_G_CAT6M | NY_Zone J (NYC) | New York | 36 | New York | 61 | 62250 | CAT6M | NYC-HH-New Bellevue Hospital | 13469 | 1996 | 9999 | Combustion Turbine | [5 empty] | Fossil | G | 2030 | Oil |  | 0 | 0 | 0 | 0 | 0 | 0 | 0 | 0 | 0 | 0 | 0 | 0 | 0 | 0 | 0 | 0 | 0 | 0 | 0 | 0 | 0 | 0 | 0 | 0 | 0 | 0 | 0 | 0 | 0 | 0 | 0 | 0 | 0 | 0 | 0 | 0 | 0 | 0 | 0 | 0 | 0.028477 | 0 | 0 | 0 | 0 | 0 | 0 | 0 | 0 | 0 | 0.6
62250_G_CAT6P | NY_Zone J (NYC) | New York | 36 | New York | 61 | 62250 | CAT6P | NYC-HH-New Bellevue Hospital | 13469 | 1996 | 9999 | Combustion Turbine | [5 empty] | Fossil | G | 2030 | Oil |  | 0 | 0 | 0 | 0 | 0 | 0 | 0 | 0 | 0 | 0 | 0 | 0 | 0 | 0 | 0 | 0 | 0 | 0 | 0 | 0 | 0 | 0 | 0 | 0 | 0 | 0 | 0 | 0 | 0 | 0 | 0 | 0 | 0 | 0 | 0 | 0 | 0 | 0 | 0 | 0 | 0.028477 | 0 | 0 | 0 | 0 | 0 | 0 | 0 | 0 | 0 | 0.6
62250_G_CUM6Z | NY_Zone J (NYC) | New York | 36 | New York | 61 | 62250 | CUM6Z | NYC-HH-New Bellevue Hospital | 13469 | 2011 | 9999 | Combustion Turbine | [5 empty] | Fossil | G | 2030 | Oil |  | 0 | 0 | 0 | 0 | 0 | 0 | 0 | 0 | 0 | 0 | 0 | 0 | 0 | 0 | 0 | 0 | 0 | 0 | 0 | 0 | 0 | 0 | 0 | 0 | 0 | 0 | 0 | 0 | 0 | 0 | 0 | 0 | 0 | 0 | 0 | 0 | 0 | 0 | 0 | 0 | 0.042715 | 0 | 0 | 0 | 0 | 0 | 0 | 0 | 0 | 0 | 0.9
62250_G_RUD3R | NY_Zone J (NYC) | New York | 36 | New York | 61 | 62250 | RUD3R | NYC-HH-New Bellevue Hospital | 13469 | 2002 | 9999 | Combustion Turbine | [5 empty] | Fossil | G | 2030 | Oil |  | 0 | 0 | 0 | 0 | 0 | 0 | 0 | 0 | 0 | 0 | 0 | 0 | 0 | 0 | 0 | 0 | 0 | 0 | 0 | 0 | 0 | 0 | 0 | 0 | 0 | 0 | 0 | 0 | 0 | 0 | 0 | 0 | 0 | 0 | 0 | 0 | 0 | 0 | 0 | 0 | 0.033223 | 0 | 0 | 0 | 0 | 0 | 0 | 0 | 0 | 0 | 0.7
62251_G_53975 | WECC_Colorado | Colorado | 8 | Garfield | 45 | 62251 | 53975 | Oak Leaf Solar XXXII (CSG) | 0 | 2019 | 9999 | Solar PV | [5 empty] | Non-Fossil | G | 2030 | Solar |  | 0 | 0 | 0 | 0 | 0 | 0 | 0 | 0 | 0 | 0 | 0 | 0 | 0 | 0 | 0 | 0 | 0.53485 | 1.0389 | 1.6604 | 3.2341 | 0 | 0 | 0 | 0 | 0 | 0 | 0 | 0 | 0 | 0 | 0 | 0 | 0 | 0 | 0 | 0 | 0 | 0 | 0 | 0 | 0.065772 | 0 | 0 | 0 | 0 | 0 | 0 | 0 | 0 | 0 | 1.5
62252_G_53965 | WECC_Colorado | Colorado | 8 | Denver | 31 | 62252 | 53965 | Oak Leaf Solar XXII LLC (CSG) | 0 | 2019 | 9999 | Solar PV | [5 empty] | Non-Fossil | G | 2030 | Solar |  | 0 | 0 | 0 | 0 | 0 | 0 | 0 | 0 | 0 | 0 | 0 | 0 | 0 | 0 | 0 | 0 | 0.53485 | 1.0389 | 1.6604 | 3.2341 | 0 | 0 | 0 | 0 | 0 | 0 | 0 | 0 | 0 | 0 | 0 | 0 | 0 | 0 | 0 | 0 | 0 | 0 | 0 | 0 | 0.065772 | 0 | 0 | 0 | 0 | 0 | 0 | 0 | 0 | 0 | 1.5
62253_G_53967 | WECC_Colorado | Colorado | 8 | Arapahoe | 5 | 62253 | 53967 | Oak Leaf Solar XXIV LLC (CSG) | 0 | 2019 | 9999 | Solar PV | [5 empty] | Non-Fossil | G | 2030 | Solar |  | 0 | 0 | 0 | 0 | 0 | 0 | 0 | 0 | 0 | 0 | 0 | 0 | 0 | 0 | 0 | 0 | 0.53485 | 1.0389 | 1.6604 | 3.2341 | 0 | 0 | 0 | 0 | 0 | 0 | 0 | 0 | 0 | 0 | 0 | 0 | 0 | 0 | 0 | 0 | 0 | 0 | 0 | 0 | 0.065772 | 0 | 0 | 0 | 0 | 0 | 0 | 0 | 0 | 0 | 1.5
62254_G_53970 | WECC_Colorado | Colorado | 8 | Denver | 31 | 62254 | 53970 | Oak Leaf Solar XXVI LLC | 0 | 2019 | 9999 | Solar PV | [5 empty] | Non-Fossil | G | 2030 | Solar |  | 0 | 0 | 0 | 0 | 0 | 0 | 0 | 0 | 0 | 0 | 0 | 0 | 0 | 0 | 0 | 0 | 0.53485 | 1.0389 | 1.6604 | 3.2341 | 0 | 0 | 0 | 0 | 0 | 0 | 0 | 0 | 0 | 0 | 0 | 0 | 0 | 0 | 0 | 0 | 0 | 0 | 0 | 0 | 0.065772 | 0 | 0 | 0 | 0 | 0 | 0 | 0 | 0 | 0 | 1.5
62255_G_53973 | WECC_Colorado | Colorado | 8 | Weld | 123 | 62255 | 53973 | Oak Leaf Solar XXVIII LLC (CSG) | 0 | 2019 | 9999 | Solar PV | [5 empty] | Non-Fossil | G | 2030 | Solar |  | 0 | 0 | 0 | 0 | 0 | 0 | 0 | 0 | 0 | 0 | 0 | 0 | 0 | 0 | 0 | 0 | 0.53485 | 1.0389 | 1.6604 | 3.2341 | 0 | 0 | 0 | 0 | 0 | 0 | 0 | 0 | 0 | 0 | 0 | 0 | 0 | 0 | 0 | 0 | 0 | 0 | 0 | 0 | 0.065772 | 0 | 0 | 0 | 0 | 0 | 0 | 0 | 0 | 0 | 1.5
62256_G_53966 | WECC_Colorado | Colorado | 8 | Adams | 1 | 62256 | 53966 | Oak Leaf Solar XXIII LLC (CSG) | 0 | 2019 | 9999 | Solar PV | [5 empty] | Non-Fossil | G | 2030 | Solar |  | 0 | 0 | 0 | 0 | 0 | 0 | 0 | 0 | 0 | 0 | 0 | 0 | 0 | 0 | 0 | 0 | 0.53485 | 1.0389 | 1.6604 | 3.2341 | 0 | 0 | 0 | 0 | 0 | 0 | 0 | 0 | 0 | 0 | 0 | 0 | 0 | 0 | 0 | 0 | 0 | 0 | 0 | 0 | 0.065772 | 0 | 0 | 0 | 0 | 0 | 0 | 0 | 0 | 0 | 1.5
62257_G_ESS1 | ISONE_MA, VT, NH, RI (Rest of ISO New England) | Massachusetts | 25 | Norfolk | 21 | 62257 | ESS1 | Station 9 Energy Storage System | 0 | 2018 | 9999 | Energy Storage | [5 empty] | Non-Fossil | G | 2030 | EnerStor |  | 0 | 0 | 0 | 0 | 0 | 0 | 0 | 0 | 0 | 0 | 0 | 0 | 0 | 0 | 0 | 0 | 0 | 0.001928 | 0.061696 | 0.063624 | 0 | 0 | 0 | 0 | 0 | 0 | 0 | 0 | 0 | 0 | 0 | 0 | 0 | 0 | 0 | 0 | 0 | 0 | 0 | 0 | 0.073553 | 0 | 1.5174e-05 | 0.00048556 | 0.00050073 | 0 | 0 | 0 | 0 | 0 | 2
62258_G_MES | ERCOT_Rest | Texas | 48 | Starr | 427 | 62258 | MES | Mesteno | 0 | 2019 | 9999 | Onshore Wind | [5 empty] | Non-Fossil | G | 2030 | Wind |  | 0 | 0 | 0 | 0 | 0 | 0 | 0 | 0 | 0 | 0 | 0 | 0 | 0 | 0 | 0 | 0 | 152.1548 | 215.7525 | 252.503 | 620.4103 | 0 | 0 | 0 | 0 | 0 | 0 | 0 | 0 | 0 | 0 | 0 | 0 | 0 | 0 | 0 | 0 | 0 | 0 | 0 | 0 | 8.113 | 0 | 0 | 0 | 0 | 0 | 0 | 0 | 0 | 0 | 200
62259_G_RAN | ERCOT_West | Texas | 48 | Crockett | 105 | 62259 | RAN | Ranchero Wind Farm LLC | 0 | 2019 | 9999 | Onshore Wind | [5 empty] | Non-Fossil | G | 2030 | Wind |  | 0 | 0 | 0 | 0 | 0 | 0 | 0 | 0 | 0 | 0 | 0 | 0 | 0 | 0 | 0 | 0 | 214.0282 | 314.0632 | 319.2559 | 847.3473 | 0 | 0 | 0 | 0 | 0 | 0 | 0 | 0 | 0 | 0 | 0 | 0 | 0 | 0 | 0 | 0 | 0 | 0 | 0 | 0 | 12.5496 | 0 | 0 | 0 | 0 | 0 | 0 | 0 | 0 | 0 | 300
62260_G_44901 | WECC_Colorado | Colorado | 8 | Chaffee | 15 | 62260 | 44901 | Trout Creek Solar | 0 | 2019 | 9999 | Solar PV | [5 empty] | Non-Fossil | G | 2030 | Solar |  | 0 | 0 | 0 | 0 | 0 | 0 | 0 | 0 | 0 | 0 | 0 | 0 | 0 | 0 | 0 | 0 | 0.71313 | 1.3852 | 2.2138 | 4.3122 | 0 | 0 | 0 | 0 | 0 | 0 | 0 | 0 | 0 | 0 | 0 | 0 | 0 | 0 | 0 | 0 | 0 | 0 | 0 | 0 | 0.087696 | 0 | 0 | 0 | 0 | 0 | 0 | 0 | 0 | 0 | 2
62264_G_LG400 | ISONE_MA, VT, NH, RI (Rest of ISO New England) | Massachusetts | 25 | Berkshire | 3 | 62264 | LG400 | Pittsfield 44 - M&W PV | 0 | 2018 | 9999 | Solar PV | [5 empty] | Non-Fossil | G | 2030 | Solar |  | 0 | 0 | 0 | 0 | 0 | 0 | 0 | 0 | 0 | 0 | 0 | 0 | 0 | 0 | 0 | 0 | 0.2511 | 0.50356 | 0.92442 | 1.6791 | 0 | 0 | 0 | 0 | 0 | 0 | 0 | 0 | 0 | 0 | 0 | 0 | 0 | 0 | 0 | 0 | 0 | 0 | 0 | 0 | 0.052568 | 0 | 0 | 0 | 0 | 0 | 0 | 0 | 0 | 0 | 1.2
62265_G_LG370 | ISONE_MA, VT, NH, RI (Rest of ISO New England) | Massachusetts | 25 | Berkshire | 3 | 62265 | LG370 | Lee Site 31 Solar | 0 | 2018 | 9999 | Solar PV | [5 empty] | Non-Fossil | G | 2030 | Solar |  | 0 | 0 | 0 | 0 | 0 | 0 | 0 | 0 | 0 | 0 | 0 | 0 | 0 | 0 | 0 | 0 | 0.39757 | 0.7973 | 1.4637 | 2.6585 | 0 | 0 | 0 | 0 | 0 | 0 | 0 | 0 | 0 | 0 | 0 | 0 | 0 | 0 | 0 | 0 | 0 | 0 | 0 | 0 | 0.083233 | 0 | 0 | 0 | 0 | 0 | 0 | 0 | 0 | 0 | 1.9
62266_G_LG400 | ISONE_MA, VT, NH, RI (Rest of ISO New England) | Massachusetts | 25 | Plymouth | 23 | 62266 | LG400 | Plymouth Solar | 0 | 2018 | 9999 | Solar PV | [5 empty] | Non-Fossil | G | 2030 | Solar |  | 0 | 0 | 0 | 0 | 0 | 0 | 0 | 0 | 0 | 0 | 0 | 0 | 0 | 0 | 0 | 0 | 0.23017 | 0.46159 | 0.84738 | 1.5392 | 0 | 0 | 0 | 0 | 0 | 0 | 0 | 0 | 0 | 0 | 0 | 0 | 0 | 0 | 0 | 0 | 0 | 0 | 0 | 0 | 0.048188 | 0 | 0 | 0 | 0 | 0 | 0 | 0 | 0 | 0 | 1.1
62267_G_HELD | MISO_Minnesota and Western Wisconsin | Minnesota | 27 | Stearns | 145 | 62267 | HELD | Held Solar Project | 0 | 2019 | 9999 | Solar PV | [5 empty] | Non-Fossil | G | 2030 | Solar |  | 0 | 0 | 0 | 0 | 0 | 0 | 0 | 0 | 0 | 0 | 0 | 0 | 0 | 0 | 0 | 0 | 1.0877 | 2.5252 | 4.7933 | 8.4061 | 0 | 0 | 0 | 0 | 0 | 0 | 0 | 0 | 0 | 0 | 0 | 0 | 0 | 0 | 0 | 0 | 0 | 0 | 0 | 0 | 0.15799 | 0 | 0 | 0 | 0 | 0 | 0 | 0 | 0 | 0 | 5
62268_G_NWE4 | WECC_Pacific Northwest | Oregon | 41 | Klamath | 35 | 62268 | NWE4 | NorWest Energy 4, LLC | 0 | 2019 | 9999 | Solar PV | [5 empty] | Non-Fossil | G | 2030 | Solar |  | 0 | 0 | 0 | 0 | 0 | 0 | 0 | 0 | 0 | 0 | 0 | 0 | 0 | 0 | 0 | 0 | 1.5674 | 3.3458 | 6.1999 | 11.1131 | 0 | 0 | 0 | 0 | 0 | 0 | 0 | 0 | 0 | 0 | 0 | 0 | 0 | 0 | 0 | 0 | 0 | 0 | 0 | 0 | 0.19585 | 0 | 0 | 0 | 0 | 0 | 0 | 0 | 0 | 0 | 5.6
62269_G_STNRY | MISO_Minnesota and Western Wisconsin | Minnesota | 27 | Pipestone | 117 | 62269 | STNRY | Stoneray Power Partners, LLC | 0 | 2019 | 9999 | Onshore Wind | [5 empty] | Non-Fossil | G | 2030 | Wind |  | 0 | 0 | 0 | 0 | 0 | 0 | 0 | 0 | 0 | 0 | 0 | 0 | 0 | 0 | 0 | 0 | 85.9542 | 116.9422 | 97.3597 | 300.2561 | 0 | 0 | 0 | 0 | 0 | 0 | 0 | 0 | 0 | 0 | 0 | 0 | 0 | 0 | 0 | 0 | 0 | 0 | 0 | 0 | 4.224 | 0 | 0 | 0 | 0 | 0 | 0 | 0 | 0 | 0 | 100
62270_G_CAT04 | NY_Zone G-I (Downstate NY) | New York | 36 | Westchester | 119 | 62270 | CAT04 | Westchester County Medical Center | 13469 | 2000 | 9999 | Combustion Turbine | [5 empty] | Fossil | G | 2030 | Oil |  | 0 | 0 | 0 | 0 | 0 | 0 | 0 | 0 | 0 | 0 | 0 | 0 | 0 | 0 | 0 | 0 | 0 | 0 | 0 | 0 | 0 | 0 | 0 | 0 | 0 | 0 | 0 | 0 | 0 | 0 | 0 | 0 | 0 | 0 | 0 | 0 | 0 | 0 | 0 | 0 | 0.032509 | 0 | 0 | 0 | 0 | 0 | 0 | 0 | 0 | 0 | 0.7
62270_G_CATH1 | NY_Zone G-I (Downstate NY) | New York | 36 | Westchester | 119 | 62270 | CATH1 | Westchester County Medical Center | 13469 | 2002 | 9999 | Combustion Turbine | [5 empty] | Fossil | G | 2030 | Oil |  | 0 | 0 | 0 | 0 | 0 | 0 | 0 | 0 | 0 | 0 | 0 | 0 | 0 | 0 | 0 | 0 | 0 | 0 | 0 | 0 | 0 | 0 | 0 | 0 | 0 | 0 | 0 | 0 | 0 | 0 | 0 | 0 | 0 | 0 | 0 | 0 | 0 | 0 | 0 | 0 | 0.060373 | 0 | 0 | 0 | 0 | 0 | 0 | 0 | 0 | 0 | 1.3
62270_G_CATH2 | NY_Zone G-I (Downstate NY) | New York | 36 | Westchester | 119 | 62270 | CATH2 | Westchester County Medical Center | 13469 | 2002 | 9999 | Combustion Turbine | [5 empty] | Fossil | G | 2030 | Oil |  | 0 | 0 | 0 | 0 | 0 | 0 | 0 | 0 | 0 | 0 | 0 | 0 | 0 | 0 | 0 | 0 | 0 | 0 | 0 | 0 | 0 | 0 | 0 | 0 | 0 | 0 | 0 | 0 | 0 | 0 | 0 | 0 | 0 | 0 | 0 | 0 | 0 | 0 | 0 | 0 | 0.060373 | 0 | 0 | 0 | 0 | 0 | 0 | 0 | 0 | 0 | 1.3
62270_G_CATN1 | NY_Zone G-I (Downstate NY) | New York | 36 | Westchester | 119 | 62270 | CATN1 | Westchester County Medical Center | 14775 | 1974 | 9999 | Combustion Turbine | [5 empty] | Fossil | G | 2030 | Oil |  | 0 | 0 | 0 | 0 | 0 | 0 | 0 | 0 | 0 | 0 | 0 | 0 | 0 | 0 | 0 | 0 | 0 | 0 | 0 | 0 | 0 | 0 | 0 | 0 | 0 | 0 | 0 | 0 | 0 | 0 | 0 | 0 | 0 | 0 | 0 | 0 | 0 | 0 | 0 | 0 | 0.032509 | 0 | 0 | 0 | 0 | 0 | 0 | 0 | 0 | 0 | 0.7
62270_G_CATN2 | NY_Zone G-I (Downstate NY) | New York | 36 | Westchester | 119 | 62270 | CATN2 | Westchester County Medical Center | 14775 | 1974 | 9999 | Combustion Turbine | [5 empty] | Fossil | G | 2030 | Oil |  | 0 | 0 | 0 | 0 | 0 | 0 | 0 | 0 | 0 | 0 | 0 | 0 | 0 | 0 | 0 | 0 | 0 | 0 | 0 | 0 | 0 | 0 | 0 | 0 | 0 | 0 | 0 | 0 | 0 | 0 | 0 | 0 | 0 | 0 | 0 | 0 | 0 | 0 | 0 | 0 | 0.032509 | 0 | 0 | 0 | 0 | 0 | 0 | 0 | 0 | 0 | 0.7
62270_G_CATN3 | NY_Zone G-I (Downstate NY) | New York | 36 | Westchester | 119 | 62270 | CATN3 | Westchester County Medical Center | 13469 | 1996 | 9999 | Combustion Turbine | [5 empty] | Fossil | G | 2030 | Oil |  | 0 | 0 | 0 | 0 | 0 | 0 | 0 | 0 | 0 | 0 | 0 | 0 | 0 | 0 | 0 | 0 | 0 | 0 | 0 | 0 | 0 | 0 | 0 | 0 | 0 | 0 | 0 | 0 | 0 | 0 | 0 | 0 | 0 | 0 | 0 | 0 | 0 | 0 | 0 | 0 | 0.032509 | 0 | 0 | 0 | 0 | 0 | 0 | 0 | 0 | 0 | 0.7
62270_G_CATR3 | NY_Zone G-I (Downstate NY) | New York | 36 | Westchester | 119 | 62270 | CATR3 | Westchester County Medical Center | 13469 | 2013 | 9999 | Combustion Turbine | [5 empty] | Fossil | G | 2030 | Oil |  | 0 | 0 | 0 | 0 | 0 | 0 | 0 | 0 | 0 | 0 | 0 | 0 | 0 | 0 | 0 | 0 | 0 | 0 | 0 | 0 | 0 | 0 | 0 | 0 | 0 | 0 | 0 | 0 | 0 | 0 | 0 | 0 | 0 | 0 | 0 | 0 | 0 | 0 | 0 | 0 | 0.027865 | 0 | 0 | 0 | 0 | 0 | 0 | 0 | 0 | 0 | 0.6
62270_G_CATR4 | NY_Zone G-I (Downstate NY) | New York | 36 | Westchester | 119 | 62270 | CATR4 | Westchester County Medical Center | 14775 | 1980 | 9999 | Combustion Turbine | [5 empty] | Fossil | G | 2030 | Oil |  | 0 | 0 | 0 | 0 | 0 | 0 | 0 | 0 | 0 | 0 | 0 | 0 | 0 | 0 | 0 | 0 | 0 | 0 | 0 | 0 | 0 | 0 | 0 | 0 | 0 | 0 | 0 | 0 | 0 | 0 | 0 | 0 | 0 | 0 | 0 | 0 | 0 | 0 | 0 | 0 | 0.013932 | 0 | 0 | 0 | 0 | 0 | 0 | 0 | 0 | 0 | 0.3
62270_G_CUM37 | NY_Zone G-I (Downstate NY) | New York | 36 | Westchester | 119 | 62270 | CUM37 | Westchester County Medical Center | 13469 | 2000 | 9999 | Combustion Turbine | [5 empty] | Fossil | G | 2030 | Oil |  | 0 | 0 | 0 | 0 | 0 | 0 | 0 | 0 | 0 | 0 | 0 | 0 | 0 | 0 | 0 | 0 | 0 | 0 | 0 | 0 | 0 | 0 | 0 | 0 | 0 | 0 | 0 | 0 | 0 | 0 | 0 | 0 | 0 | 0 | 0 | 0 | 0 | 0 | 0 | 0 | 0.018576 | 0 | 0 | 0 | 0 | 0 | 0 | 0 | 0 | 0 | 0.4
62270_G_DT080 | NY_Zone G-I (Downstate NY) | New York | 36 | Westchester | 119 | 62270 | DT080 | Westchester County Medical Center | 13469 | 2002 | 9999 | Combustion Turbine | [5 empty] | Fossil | G | 2030 | Oil |  | 0 | 0 | 0 | 0 | 0 | 0 | 0 | 0 | 0 | 0 | 0 | 0 | 0 | 0 | 0 | 0 | 0 | 0 | 0 | 0 | 0 | 0 | 0 | 0 | 0 | 0 | 0 | 0 | 0 | 0 | 0 | 0 | 0 | 0 | 0 | 0 | 0 | 0 | 0 | 0 | 0.02322 | 0 | 0 | 0 | 0 | 0 | 0 | 0 | 0 | 0 | 0.5
62270_G_DT250 | NY_Zone G-I (Downstate NY) | New York | 36 | Westchester | 119 | 62270 | DT250 | Westchester County Medical Center | 13469 | 2000 | 9999 | Combustion Turbine | [5 empty] | Fossil | G | 2030 | Oil |  | 0 | 0 | 0 | 0 | 0 | 0 | 0 | 0 | 0 | 0 | 0 | 0 | 0 | 0 | 0 | 0 | 0 | 0 | 0 | 0 | 0 | 0 | 0 | 0 | 0 | 0 | 0 | 0 | 0 | 0 | 0 | 0 | 0 | 0 | 0 | 0 | 0 | 0 | 0 | 0 | 0.013932 | 0 | 0 | 0 | 0 | 0 | 0 | 0 | 0 | 0 | 0.3
62270_G_DT500 | NY_Zone G-I (Downstate NY) | New York | 36 | Westchester | 119 | 62270 | DT500 | Westchester County Medical Center | 13469 | 2000 | 9999 | Combustion Turbine | [5 empty] | Fossil | G | 2030 | Oil |  | 0 | 0 | 0 | 0 | 0 | 0 | 0 | 0 | 0 | 0 | 0 | 0 | 0 | 0 | 0 | 0 | 0 | 0 | 0 | 0 | 0 | 0 | 0 | 0 | 0 | 0 | 0 | 0 | 0 | 0 | 0 | 0 | 0 | 0 | 0 | 0 | 0 | 0 | 0 | 0 | 0.02322 | 0 | 0 | 0 | 0 | 0 | 0 | 0 | 0 | 0 | 0.5
62272_G_BLY | WECC_Pacific Northwest | Oregon | 41 | Klamath | 35 | 62272 | BLY | Bly Solar Center | 0 | 2018 | 9999 | Solar PV | [5 empty] | Non-Fossil | G | 2030 | Solar |  | 0 | 0 | 0 | 0 | 0 | 0 | 0 | 0 | 0 | 0 | 0 | 0 | 0 | 0 | 0 | 0 | 2.2391 | 4.7798 | 8.8571 | 15.8759 | 0 | 0 | 0 | 0 | 0 | 0 | 0 | 0 | 0 | 0 | 0 | 0 | 0 | 0 | 0 | 0 | 0 | 0 | 0 | 0 | 0.27979 | 0 | 0 | 0 | 0 | 0 | 0 | 0 | 0 | 0 | 8
62274_G_LHSSP | WECC_Southern California Edison | California | 6 | Kern | 29 | 62274 | LHSSP | Liberty HS Solar Project | 0 | 2018 | 9999 | Solar PV | [5 empty] | Non-Fossil | G | 2030 | Solar |  | 0 | 0 | 0 | 0 | 0 | 0 | 0 | 0 | 0 | 0 | 0 | 0 | 0 | 0 | 0 | 0 | 0.48286 | 0.94965 | 1.604 | 3.0365 | 0 | 0 | 0 | 0 | 0 | 0 | 0 | 0 | 0 | 0 | 0 | 0 | 0 | 0 | 0 | 0 | 0 | 0 | 0 | 0 | 0.055042 | 0 | 0 | 0 | 0 | 0 | 0 | 0 | 0 | 0 | 1.2
62275_G_FHSSP | WECC_Southern California Edison | California | 6 | Kern | 29 | 62275 | FHSSP | Frontier HS Solar Project | 0 | 2018 | 9999 | Solar PV | [5 empty] | Non-Fossil | G | 2030 | Solar |  | 0 | 0 | 0 | 0 | 0 | 0 | 0 | 0 | 0 | 0 | 0 | 0 | 0 | 0 | 0 | 0 | 0.56334 | 1.1079 | 1.8714 | 3.5426 | 0 | 0 | 0 | 0 | 0 | 0 | 0 | 0 | 0 | 0 | 0 | 0 | 0 | 0 | 0 | 0 | 0 | 0 | 0 | 0 | 0.064215 | 0 | 0 | 0 | 0 | 0 | 0 | 0 | 0 | 0 | 1.4
62286_G_W7188 | WECC_LADWP | California | 6 | Los Angeles | 37 | 62286 | W7188 | Xebec 1 | 0 | 2018 | 9999 | Solar PV | [5 empty] | Non-Fossil | G | 2030 | Solar |  | 0 | 0 | 0 | 0 | 0 | 0 | 0 | 0 | 0 | 0 | 0 | 0 | 0 | 0 | 0 | 0 | 0.73926 | 1.5033 | 2.5449 | 4.7874 | 0 | 0 | 0 | 0 | 0 | 0 | 0 | 0 | 0 | 0 | 0 | 0 | 0 | 0 | 0 | 0 | 0 | 0 | 0 | 0 | 0.088854 | 0 | 0 | 0 | 0 | 0 | 0 | 0 | 0 | 0 | 1.9
62287_G_W7190 | WECC_LADWP | California | 6 | Los Angeles | 37 | 62287 | W7190 | Francisco St. Solar | 0 | 2018 | 9999 | Solar PV | [5 empty] | Non-Fossil | G | 2030 | Solar |  | 0 | 0 | 0 | 0 | 0 | 0 | 0 | 0 | 0 | 0 | 0 | 0 | 0 | 0 | 0 | 0 | 0.38908 | 0.79119 | 1.3394 | 2.5197 | 0 | 0 | 0 | 0 | 0 | 0 | 0 | 0 | 0 | 0 | 0 | 0 | 0 | 0 | 0 | 0 | 0 | 0 | 0 | 0 | 0.046765 | 0 | 0 | 0 | 0 | 0 | 0 | 0 | 0 | 0 | 1
62288_G_VAL01 | WECC_Southern California Edison | California | 6 | Kern | 29 | 62288 | VAL01 | Valentine Solar, LLC | 0 | 2019 | 9999 | Solar PV | [5 empty] | Non-Fossil | G | 2030 | Solar |  | 0 | 0 | 0 | 0 | 0 | 0 | 0 | 0 | 0 | 0 | 0 | 0 | 0 | 0 | 0 | 0 | 44.7453 | 88.0011 | 148.6395 | 281.386 | 0 | 0 | 0 | 0 | 0 | 0 | 0 | 0 | 0 | 0 | 0 | 0 | 0 | 0 | 0 | 0 | 0 | 0 | 0 | 0 | 5.1005 | 0 | 0 | 0 | 0 | 0 | 0 | 0 | 0 | 0 | 111.2
6229_G_1 | SPP Nebraska | Nebraska | 31 | York | 185 | 6229 | 1 | Mobile | 13190 | 1980 | 9999 | Combustion Turbine | [5 empty] | Fossil | G | 2030 | Oil |  | 0 | 0 | 0 | 0 | 0 | 0 | 0 | 0 | 0 | 0 | 0 | 0 | 0 | 0 | 0 | 0 | 0 | 0 | 0 | 0 | 0 | 0 | 0 | 0 | 0 | 0 | 0 | 0 | 0 | 0 | 0 | 0 | 0 | 0 | 0 | 0 | 0 | 0 | 0 | 0 | 0.042938 | 0 | 0 | 0 | 0 | 0 | 0 | 0 | 0 | 0 | 1
6229_G_2 | SPP Nebraska | Nebraska | 31 | York | 185 | 6229 | 2 | Mobile | 13311 | 1996 | 9999 | Combustion Turbine | [5 empty] | Fossil | G | 2030 | Oil |  | 0 | 0 | 0 | 0 | 0 | 0 | 0 | 0 | 0 | 0 | 0 | 0 | 0 | 0 | 0 | 0 | 0 | 0 | 0 | 0 | 0 | 0 | 0 | 0 | 0 | 0 | 0 | 0 | 0 | 0 | 0 | 0 | 0 | 0 | 0 | 0 | 0 | 0 | 0 | 0 | 0.0687 | 0 | 0 | 0 | 0 | 0 | 0 | 0 | 0 | 0 | 1.6
6229_G_500 | SPP Nebraska | Nebraska | 31 | York | 185 | 6229 | 500 | Mobile | 13415 | 1994 | 9999 | Combustion Turbine | [5 empty] | Fossil | G | 2030 | Oil |  | 0 | 0 | 0 | 0 | 0 | 0 | 0 | 0 | 0 | 0 | 0 | 0 | 0 | 0 | 0 | 0 | 0 | 0 | 0 | 0 | 0 | 0 | 0 | 0 | 0 | 0 | 0 | 0 | 0 | 0 | 0 | 0 | 0 | 0 | 0 | 0 | 0 | 0 | 0 | 0 | 0.021469 | 0 | 0 | 0 | 0 | 0 | 0 | 0 | 0 | 0 | 0.5
62290_G_1 | MISO_Lower Michigan | Michigan | 26 | Gratiot | 57 | 62290 | 1 | Polaris Wind Park | 0 | 2020 | 9999 | Onshore Wind | [5 empty] | Non-Fossil | G | 2030 | Wind |  | 0 | 0 | 0 | 0 | 0 | 0 | 0 | 0 | 0 | 0 | 0 | 0 | 0 | 0 | 0 | 0 | 153.6577 | 192.1535 | 139.2965 | 485.1076 | 0 | 0 | 0 | 0 | 0 | 0 | 0 | 0 | 0 | 0 | 0 | 0 | 0 | 0 | 0 | 0 | 0 | 0 | 0 | 0 | 7.0919 | 0 | 0 | 0 | 0 | 0 | 0 | 0 | 0 | 0 | 168.6
62291_G_PCWF | MISO_Minnesota and Western Wisconsin | Minnesota | 27 | Chippewa | 23 | 62291 | PCWF | Palmer's Creek Wind Farm, LLC | 0 | 2018 | 9999 | Onshore Wind | [5 empty] | Non-Fossil | G | 2030 | Wind |  | 0 | 0 | 0 | 0 | 0 | 0 | 0 | 0 | 0 | 0 | 0 | 0 | 0 | 0 | 0 | 0 | 38.3356 | 52.1562 | 43.4224 | 133.9142 | 0 | 0 | 0 | 0 | 0 | 0 | 0 | 0 | 0 | 0 | 0 | 0 | 0 | 0 | 0 | 0 | 0 | 0 | 0 | 0 | 1.8839 | 0 | 0 | 0 | 0 | 0 | 0 | 0 | 0 | 0 | 44.6
62301_G_RNM02 | ISONE_MA, VT, NH, RI (Rest of ISO New England) | Rhode Island | 44 | Washington | 9 | 62301 | RNM02 | Richmond NMCA | 0 | 2018 | 9999 | Solar PV | [5 empty] | Non-Fossil | G | 2030 | Solar |  | 0 | 0 | 0 | 0 | 0 | 0 | 0 | 0 | 0 | 0 | 0 | 0 | 0 | 0 | 0 | 0 | 0.87656 | 1.8685 | 3.0416 | 5.7867 | 0 | 0 | 0 | 0 | 0 | 0 | 0 | 0 | 0 | 0 | 0 | 0 | 0 | 0 | 0 | 0 | 0 | 0 | 0 | 0 | 0.12639 | 0 | 0 | 0 | 0 | 0 | 0 | 0 | 0 | 0 | 4
62302_G_RFH01 | ISONE_MA, VT, NH, RI (Rest of ISO New England) | Rhode Island | 44 | Newport | 5 | 62302 | RFH01 | Founders Homestead Farms Solar | 0 | 2019 | 9999 | Solar PV | [5 empty] | Non-Fossil | G | 2030 | Solar |  | 0 | 0 | 0 | 0 | 0 | 0 | 0 | 0 | 0 | 0 | 0 | 0 | 0 | 0 | 0 | 0 | 0.98613 | 2.1021 | 3.4218 | 6.51 | 0 | 0 | 0 | 0 | 0 | 0 | 0 | 0 | 0 | 0 | 0 | 0 | 0 | 0 | 0 | 0 | 0 | 0 | 0 | 0 | 0.14219 | 0 | 0 | 0 | 0 | 0 | 0 | 0 | 0 | 0 | 4.5
62303_G_MF01 | NY_Zone F (Capital) | New York | 36 | Montgomery | 57 | 62303 | MF01 | Mattas Farms | 0 | 2018 | 9999 | Solar PV | [5 empty] | Non-Fossil | G | 2030 | Solar |  | 0 | 0 | 0 | 0 | 0 | 0 | 0 | 0 | 0 | 0 | 0 | 0 | 0 | 0 | 0 | 0 | 0.43984 | 0.85995 | 1.4848 | 2.7846 | 0 | 0 | 0 | 0 | 0 | 0 | 0 | 0 | 0 | 0 | 0 | 0 | 0 | 0 | 0 | 0 | 0 | 0 | 0 | 0 | 0.063197 | 0 | 0 | 0 | 0 | 0 | 0 | 0 | 0 | 0 | 2
62304_G_PV1 | SERC_VACAR | North Carolina | 37 | Rowan | 159 | 62304 | PV1 | Woodleaf Solar Facility | 0 | 2018 | 9999 | Solar PV | [5 empty] | Non-Fossil | G | 2030 | Solar |  | 0 | 0 | 0 | 0 | 0 | 0 | 0 | 0 | 0 | 0 | 0 | 0 | 0 | 0 | 0 | 0 | 1.7476 | 3.4744 | 5.558 | 10.7799 | 0 | 0 | 0 | 0 | 0 | 0 | 0 | 0 | 0 | 0 | 0 | 0 | 0 | 0 | 0 | 0 | 0 | 0 | 0 | 0 | 0.25591 | 0 | 0 | 0 | 0 | 0 | 0 | 0 | 0 | 0 | 6
62305_G_STIP | MISO_Indiana (including parts of Kentucky) | Indiana | 18 | Tipton | 159 | 62305 | STIP | Tipton Solar Park | 0 | 2019 | 9999 | Solar PV | [5 empty] | Non-Fossil | G | 2030 | Solar |  | 0 | 0 | 0 | 0 | 0 | 0 | 0 | 0 | 0 | 0 | 0 | 0 | 0 | 0 | 0 | 0 | 1.0635 | 2.5606 | 4.5194 | 8.1435 | 0 | 0 | 0 | 0 | 0 | 0 | 0 | 0 | 0 | 0 | 0 | 0 | 0 | 0 | 0 | 0 | 0 | 0 | 0 | 0 | 0.18442 | 0 | 0 | 0 | 0 | 0 | 0 | 0 | 0 | 0 | 5.3
62306_G_IFFUB | PJM_EMAAC | New Jersey | 34 | Monmouth | 25 | 62306 | IFFUB | IFF Union Beach Project | 0 | 2019 | 9999 | Solar PV | [5 empty] | Non-Fossil | G | 2030 | Solar |  | 0 | 0 | 0 | 0 | 0 | 0 | 0 | 0 | 0 | 0 | 0 | 0 | 0 | 0 | 0 | 0 | 1.1594 | 2.5051 | 4.154 | 7.8185 | 0 | 0 | 0 | 0 | 0 | 0 | 0 | 0 | 0 | 0 | 0 | 0 | 0 | 0 | 0 | 0 | 0 | 0 | 0 | 0 | 0.25172 | 0 | 0 | 0 | 0 | 0 | 0 | 0 | 0 | 0 | 5.5
6231_G_1 | MISO_Minnesota and Western Wisconsin | Wisconsin | 55 | St Croix | 109 | 6231 | 1 | Apple River | 0 | 1901 | 9999 | Hydro | [5 empty] | Non-Fossil | G | 2030 | Hydro |  | 0 | 0 | 0 | 0 | 0 | 0 | 0 | 0 | 0 | 0 | 0 | 0 | 0 | 0 | 0 | 0 | 1.1875e-06 | 1.7845e-06 | 2.4181e-06 | 5.3901e-06 | 0 | 0 | 0 | 0 | 0 | 0 | 0 | 0 | 0 | 0 | 0 | 0 | 0 | 0 | 0 | 0 | 0 | 0 | 0 | 0 | 1.5808e-08 | 1.6506e-09 | 2.4805e-09 | 3.3612e-09 | 7.4923e-09 | 0 | 0 | 0 | 0 | 0 | 1e-06
6231_G_3 | MISO_Minnesota and Western Wisconsin | Wisconsin | 55 | St Croix | 109 | 6231 | 3 | Apple River | 0 | 1901 | 9999 | Hydro | [5 empty] | Non-Fossil | G | 2030 | Hydro |  | 0 | 0 | 0 | 0 | 0 | 0 | 0 | 0 | 0 | 0 | 0 | 0 | 0 | 0 | 0 | 0 | 1.1875e-06 | 1.7845e-06 | 2.4181e-06 | 5.3901e-06 | 0 | 0 | 0 | 0 | 0 | 0 | 0 | 0 | 0 | 0 | 0 | 0 | 0 | 0 | 0 | 0 | 0 | 0 | 0 | 0 | 1.5808e-08 | 1.6506e-09 | 2.4805e-09 | 3.3612e-09 | 7.4923e-09 | 0 | 0 | 0 | 0 | 0 | 1e-06
6231_G_4 | MISO_Minnesota and Western Wisconsin | Wisconsin | 55 | St Croix | 109 | 6231 | 4 | Apple River | 0 | 1901 | 9999 | Hydro | [5 empty] | Non-Fossil | G | 2030 | Hydro |  | 0 | 0 | 0 | 0 | 0 | 0 | 0 | 0 | 0 | 0 | 0 | 0 | 0 | 0 | 0 | 0 | 1.1875e-06 | 1.7845e-06 | 2.4181e-06 | 5.3901e-06 | 0 | 0 | 0 | 0 | 0 | 0 | 0 | 0 | 0 | 0 | 0 | 0 | 0 | 0 | 0 | 0 | 0 | 0 | 0 | 0 | 1.5808e-08 | 1.6506e-09 | 2.4805e-09 | 3.3612e-09 | 7.4923e-09 | 0 | 0 | 0 | 0 | 0 | 1e-06
62321_G_1 | MISO_Iowa-MidAmerican | Iowa | 19 | Black Hawk | 13 | 62321 | 1 | Cedar Falls Solar Farm | 0 | 2016 | 9999 | Solar PV | [5 empty] | Non-Fossil | G | 2030 | Solar |  | 0 | 0 | 0 | 0 | 0 | 0 | 0 | 0 | 0 | 0 | 0 | 0 | 0 | 0 | 0 | 0 | 0.33596 | 0.7603 | 1.4473 | 2.5435 | 0 | 0 | 0 | 0 | 0 | 0 | 0 | 0 | 0 | 0 | 0 | 0 | 0 | 0 | 0 | 0 | 0 | 0 | 0 | 0 | 0.047398 | 0 | 0 | 0 | 0 | 0 | 0 | 0 | 0 | 0 | 1.5
62322_G_MG8 | NY_Zone F (Capital) | New York | 36 | Saratoga | 91 | 62322 | MG8 | Mechanicville Hydroelectric Station | 0 | 2011 | 9999 | Hydro | [5 empty] | Non-Fossil | G | 2030 | Hydro |  | 0 | 0 | 0 | 0 | 0 | 0 | 0 | 0 | 0 | 0 | 0 | 0 | 0 | 0 | 0 | 0 | 1.668 | 2.2439 | 2.5808 | 6.4926 | 0 | 0 | 0 | 0 | 0 | 0 | 0 | 0 | 0 | 0 | 0 | 0 | 0 | 0 | 0 | 0 | 0 | 0 | 0 | 0 | 0.023712 | 0.0023185 | 0.003119 | 0.0035873 | 0.0090248 | 0 | 0 | 0 | 0 | 0 | 1.5
62322_G_MG9 | NY_Zone F (Capital) | New York | 36 | Saratoga | 91 | 62322 | MG9 | Mechanicville Hydroelectric Station | 0 | 2011 | 9999 | Hydro | [5 empty] | Non-Fossil | G | 2030 | Hydro |  | 0 | 0 | 0 | 0 | 0 | 0 | 0 | 0 | 0 | 0 | 0 | 0 | 0 | 0 | 0 | 0 | 1.668 | 2.2439 | 2.5808 | 6.4926 | 0 | 0 | 0 | 0 | 0 | 0 | 0 | 0 | 0 | 0 | 0 | 0 | 0 | 0 | 0 | 0 | 0 | 0 | 0 | 0 | 0.023712 | 0.0023185 | 0.003119 | 0.0035873 | 0.0090248 | 0 | 0 | 0 | 0 | 0 | 1.5
62323_G_MMDJ | PJM_EMAAC | Maryland | 24 | Harford | 25 | 62323 | MMDJ | Macy's MD Joppa Solar Project | 0 | 2016 | 9999 | Solar PV | [5 empty] | Non-Fossil | G | 2030 | Solar |  | 0 | 0 | 0 | 0 | 0 | 0 | 0 | 0 | 0 | 0 | 0 | 0 | 0 | 0 | 0 | 0 | 0.289 | 0.58298 | 0.89346 | 1.7654 | 0 | 0 | 0 | 0 | 0 | 0 | 0 | 0 | 0 | 0 | 0 | 0 | 0 | 0 | 0 | 0 | 0 | 0 | 0 | 0 | 0.035042 | 0 | 0 | 0 | 0 | 0 | 0 | 0 | 0 | 0 | 1
62324_G_WAL01 | ISONE_MA, VT, NH, RI (Rest of ISO New England) | Massachusetts | 25 | Norfolk | 21 | 62324 | WAL01 | Dynamic - Walpole | 0 | 2017 | 9999 | Solar PV | [5 empty] | Non-Fossil | G | 2030 | Solar |  | 0 | 0 | 0 | 0 | 0 | 0 | 0 | 0 | 0 | 0 | 0 | 0 | 0 | 0 | 0 | 0 | 0.41849 | 0.83926 | 1.5407 | 2.7985 | 0 | 0 | 0 | 0 | 0 | 0 | 0 | 0 | 0 | 0 | 0 | 0 | 0 | 0 | 0 | 0 | 0 | 0 | 0 | 0 | 0.087614 | 0 | 0 | 0 | 0 | 0 | 0 | 0 | 0 | 0 | 2
62325_G_1 | PJM_EMAAC | New Jersey | 34 | Hudson | 17 | 62325 | 1 | 46 Meadowlands Parkway | 0 | 2018 | 9999 | Solar PV | [5 empty] | Non-Fossil | G | 2030 | Solar |  | 0 | 0 | 0 | 0 | 0 | 0 | 0 | 0 | 0 | 0 | 0 | 0 | 0 | 0 | 0 | 0 | 0.3162 | 0.68322 | 1.1329 | 2.1323 | 0 | 0 | 0 | 0 | 0 | 0 | 0 | 0 | 0 | 0 | 0 | 0 | 0 | 0 | 0 | 0 | 0 | 0 | 0 | 0 | 0.068651 | 0 | 0 | 0 | 0 | 0 | 0 | 0 | 0 | 0 | 1.5
62326_G_1 | PJM_EMAAC | New Jersey | 34 | Hudson | 17 | 62326 | 1 | 77 Metro Way | 0 | 2018 | 9999 | Solar PV | [5 empty] | Non-Fossil | G | 2030 | Solar |  | 0 | 0 | 0 | 0 | 0 | 0 | 0 | 0 | 0 | 0 | 0 | 0 | 0 | 0 | 0 | 0 | 0.2108 | 0.45548 | 0.75528 | 1.4216 | 0 | 0 | 0 | 0 | 0 | 0 | 0 | 0 | 0 | 0 | 0 | 0 | 0 | 0 | 0 | 0 | 0 | 0 | 0 | 0 | 0.045767 | 0 | 0 | 0 | 0 | 0 | 0 | 0 | 0 | 0 | 1
62327_G_SP | PJM_SWMAAC | Maryland | 24 | Prince Georges | 33 | 62327 | SP | Synergen Panorama, LLC CSG | 0 | 2019 | 9999 | Solar PV | [5 empty] | Non-Fossil | G | 2030 | Solar |  | 0 | 0 | 0 | 0 | 0 | 0 | 0 | 0 | 0 | 0 | 0 | 0 | 0 | 0 | 0 | 0 | 1.669 | 3.3676 | 5.2388 | 10.2753 | 0 | 0 | 0 | 0 | 0 | 0 | 0 | 0 | 0 | 0 | 0 | 0 | 0 | 0 | 0 | 0 | 0 | 0 | 0 | 0 | 0.25285 | 0 | 0 | 0 | 0 | 0 | 0 | 0 | 0 | 0 | 6.6
62328_G_MLLPD | PJM_Dominion | North Carolina | 37 | Martin | 117 | 62328 | MLLPD | Mill Pond Solar, LLC | 0 | 2019 | 9999 | Solar PV | [5 empty] | Non-Fossil | G | 2030 | Solar |  | 0 | 0 | 0 | 0 | 0 | 0 | 0 | 0 | 0 | 0 | 0 | 0 | 0 | 0 | 0 | 0 | 1.4068 | 2.883 | 4.7855 | 9.0753 | 0 | 0 | 0 | 0 | 0 | 0 | 0 | 0 | 0 | 0 | 0 | 0 | 0 | 0 | 0 | 0 | 0 | 0 | 0 | 0 | 0.17399 | 0 | 0 | 0 | 0 | 0 | 0 | 0 | 0 | 0 | 5
62329_G_JMVLR | PJM_Dominion | North Carolina | 37 | Martin | 117 | 62329 | JMVLR | Jamesville Road Solar, LLC | 0 | 2019 | 9999 | Solar PV | [5 empty] | Non-Fossil | G | 2030 | Solar |  | 0 | 0 | 0 | 0 | 0 | 0 | 0 | 0 | 0 | 0 | 0 | 0 | 0 | 0 | 0 | 0 | 1.4068 | 2.883 | 4.7855 | 9.0753 | 0 | 0 | 0 | 0 | 0 | 0 | 0 | 0 | 0 | 0 | 0 | 0 | 0 | 0 | 0 | 0 | 0 | 0 | 0 | 0 | 0.17399 | 0 | 0 | 0 | 0 | 0 | 0 | 0 | 0 | 0 | 5
62330_G_CMDND | PJM_Dominion | North Carolina | 37 | Camden | 29 | 62330 | CMDND | Camden Dam Solar, LLC | 0 | 2019 | 9999 | Solar PV | [5 empty] | Non-Fossil | G | 2030 | Solar |  | 0 | 0 | 0 | 0 | 0 | 0 | 0 | 0 | 0 | 0 | 0 | 0 | 0 | 0 | 0 | 0 | 1.4068 | 2.883 | 4.7855 | 9.0753 | 0 | 0 | 0 | 0 | 0 | 0 | 0 | 0 | 0 | 0 | 0 | 0 | 0 | 0 | 0 | 0 | 0 | 0 | 0 | 0 | 0.17399 | 0 | 0 | 0 | 0 | 0 | 0 | 0 | 0 | 0 | 5
62331_G_SOLPH | PJM_SWMAAC | Maryland | 24 | Prince Georges | 33 | 62331 | SOLPH | Sol Phoenix | 0 | 2019 | 9999 | Solar PV | [5 empty] | Non-Fossil | G | 2030 | Solar |  | 0 | 0 | 0 | 0 | 0 | 0 | 0 | 0 | 0 | 0 | 0 | 0 | 0 | 0 | 0 | 0 | 0.63218 | 1.2756 | 1.9844 | 3.8922 | 0 | 0 | 0 | 0 | 0 | 0 | 0 | 0 | 0 | 0 | 0 | 0 | 0 | 0 | 0 | 0 | 0 | 0 | 0 | 0 | 0.095776 | 0 | 0 | 0 | 0 | 0 | 0 | 0 | 0 | 0 | 2.5
62332_G_BLUES | PJM_EMAAC | Maryland | 24 | Kent | 29 | 62332 | BLUES | Blue Star | 0 | 2020 | 9999 | Solar PV | [5 empty] | Non-Fossil | G | 2030 | Solar |  | 0 | 0 | 0 | 0 | 0 | 0 | 0 | 0 | 0 | 0 | 0 | 0 | 0 | 0 | 0 | 0 | 2.1675 | 4.3723 | 6.7009 | 13.2408 | 0 | 0 | 0 | 0 | 0 | 0 | 0 | 0 | 0 | 0 | 0 | 0 | 0 | 0 | 0 | 0 | 0 | 0 | 0 | 0 | 0.26281 | 0 | 0 | 0 | 0 | 0 | 0 | 0 | 0 | 0 | 7.5
62333_G_T-1 | SPP Nebraska | Nebraska | 31 | Polk | 143 | 62333 | T-1 | Polk County Renewables, LLC | 0 | 2018 | 9999 | Onshore Wind | [5 empty] | Non-Fossil | G | 2030 | Wind |  | 0 | 0 | 0 | 0 | 0 | 0 | 0 | 0 | 0 | 0 | 0 | 0 | 0 | 0 | 0 | 0 | 2.6642 | 3.482 | 3.3085 | 9.4547 | 0 | 0 | 0 | 0 | 0 | 0 | 0 | 0 | 0 | 0 | 0 | 0 | 0 | 0 | 0 | 0 | 0 | 0 | 0 | 0 | 0.10525 | 0 | 0 | 0 | 0 | 0 | 0 | 0 | 0 | 0 | 2.5
62334_G_USHP | MISO_Minnesota and Western Wisconsin | Minnesota | 27 | Scott | 139 | 62334 | USHP | USS Hockey Pad Solar CSG | 0 | 2019 | 9999 | Solar PV | [5 empty] | Non-Fossil | G | 2030 | Solar |  | 0 | 0 | 0 | 0 | 0 | 0 | 0 | 0 | 0 | 0 | 0 | 0 | 0 | 0 | 0 | 0 | 0.21753 | 0.50504 | 0.95866 | 1.6812 | 0 | 0 | 0 | 0 | 0 | 0 | 0 | 0 | 0 | 0 | 0 | 0 | 0 | 0 | 0 | 0 | 0 | 0 | 0 | 0 | 0.031598 | 0 | 0 | 0 | 0 | 0 | 0 | 0 | 0 | 0 | 1
62335_G_USCEN | MISO_Minnesota and Western Wisconsin | Minnesota | 27 | Rice | 131 | 62335 | USCEN | USS Centerfield Solar CSG | 0 | 2019 | 9999 | Solar PV | [5 empty] | Non-Fossil | G | 2030 | Solar |  | 0 | 0 | 0 | 0 | 0 | 0 | 0 | 0 | 0 | 0 | 0 | 0 | 0 | 0 | 0 | 0 | 0.21753 | 0.50504 | 0.95866 | 1.6812 | 0 | 0 | 0 | 0 | 0 | 0 | 0 | 0 | 0 | 0 | 0 | 0 | 0 | 0 | 0 | 0 | 0 | 0 | 0 | 0 | 0.031598 | 0 | 0 | 0 | 0 | 0 | 0 | 0 | 0 | 0 | 1
62336_G_USWEB | MISO_Minnesota and Western Wisconsin | Minnesota | 27 | Rice | 131 | 62336 | USWEB | USS Webster Solar CSG | 0 | 2019 | 9999 | Solar PV | [5 empty] | Non-Fossil | G | 2030 | Solar |  | 0 | 0 | 0 | 0 | 0 | 0 | 0 | 0 | 0 | 0 | 0 | 0 | 0 | 0 | 0 | 0 | 0.21753 | 0.50504 | 0.95866 | 1.6812 | 0 | 0 | 0 | 0 | 0 | 0 | 0 | 0 | 0 | 0 | 0 | 0 | 0 | 0 | 0 | 0 | 0 | 0 | 0 | 0 | 0.031598 | 0 | 0 | 0 | 0 | 0 | 0 | 0 | 0 | 0 | 1
62337_G_USLP | MISO_Minnesota and Western Wisconsin | Minnesota | 27 | Carver | 19 | 62337 | USLP | USS Lake Patterson Solar CSG | 0 | 2019 | 9999 | Solar PV | [5 empty] | Non-Fossil | G | 2030 | Solar |  | 0 | 0 | 0 | 0 | 0 | 0 | 0 | 0 | 0 | 0 | 0 | 0 | 0 | 0 | 0 | 0 | 0.21753 | 0.50504 | 0.95866 | 1.6812 | 0 | 0 | 0 | 0 | 0 | 0 | 0 | 0 | 0 | 0 | 0 | 0 | 0 | 0 | 0 | 0 | 0 | 0 | 0 | 0 | 0.031598 | 0 | 0 | 0 | 0 | 0 | 0 | 0 | 0 | 0 | 1
62338_G_USRAP | MISO_Minnesota and Western Wisconsin | Minnesota | 27 | Blue Earth | 13 | 62338 | USRAP | USS Rapidan Solar CSG | 0 | 2019 | 9999 | Solar PV | [5 empty] | Non-Fossil | G | 2030 | Solar |  | 0 | 0 | 0 | 0 | 0 | 0 | 0 | 0 | 0 | 0 | 0 | 0 | 0 | 0 | 0 | 0 | 0.21753 | 0.50504 | 0.95866 | 1.6812 | 0 | 0 | 0 | 0 | 0 | 0 | 0 | 0 | 0 | 0 | 0 | 0 | 0 | 0 | 0 | 0 | 0 | 0 | 0 | 0 | 0.031598 | 0 | 0 | 0 | 0 | 0 | 0 | 0 | 0 | 0 | 1
62339_G_USSKT | MISO_Minnesota and Western Wisconsin | Minnesota | 27 | Chisago | 25 | 62339 | USSKT | USS Kost Trail Solar CSG | 0 | 2019 | 9999 | Solar PV | [5 empty] | Non-Fossil | G | 2030 | Solar |  | 0 | 0 | 0 | 0 | 0 | 0 | 0 | 0 | 0 | 0 | 0 | 0 | 0 | 0 | 0 | 0 | 0.21753 | 0.50504 | 0.95866 | 1.6812 | 0 | 0 | 0 | 0 | 0 | 0 | 0 | 0 | 0 | 0 | 0 | 0 | 0 | 0 | 0 | 0 | 0 | 0 | 0 | 0 | 0.031598 | 0 | 0 | 0 | 0 | 0 | 0 | 0 | 0 | 0 | 1
62340_G_HOLLO | PJM_Dominion | North Carolina | 37 | Hertford | 91 | 62340 | HOLLO | Aulander Holloman Solar, LLC | 0 | 2018 | 9999 | Solar PV | [5 empty] | Non-Fossil | G | 2030 | Solar |  | 0 | 0 | 0 | 0 | 0 | 0 | 0 | 0 | 0 | 0 | 0 | 0 | 0 | 0 | 0 | 0 | 22.5081 | 46.1284 | 76.5687 | 145.2053 | 0 | 0 | 0 | 0 | 0 | 0 | 0 | 0 | 0 | 0 | 0 | 0 | 0 | 0 | 0 | 0 | 0 | 0 | 0 | 0 | 2.7839 | 0 | 0 | 0 | 0 | 0 | 0 | 0 | 0 | 0 | 80
62355_G_569PV | PJM_Dominion | Virginia | 51 | Norfolk | 710 | 62355 | 569PV | IKEA Norfolk Rooftop PV System | 0 | 2019 | 9999 | Solar PV | [5 empty] | Non-Fossil | G | 2030 | Solar |  | 0 | 0 | 0 | 0 | 0 | 0 | 0 | 0 | 0 | 0 | 0 | 0 | 0 | 0 | 0 | 0 | 0.63456 | 1.0796 | 1.3079 | 3.0221 | 0 | 0 | 0 | 0 | 0 | 0 | 0 | 0 | 0 | 0 | 0 | 0 | 0 | 0 | 0 | 0 | 0 | 0 | 0 | 0 | 0.041078 | 0 | 0 | 0 | 0 | 0 | 0 | 0 | 0 | 0 | 1.3
62356_G_LOC | ERCOT_West | Texas | 48 | Wilbarger | 487 | 62356 | LOC | Lockett Windfarm | 0 | 2019 | 9999 | Onshore Wind | [5 empty] | Non-Fossil | G | 2030 | Wind |  | 0 | 0 | 0 | 0 | 0 | 0 | 0 | 0 | 0 | 0 | 0 | 0 | 0 | 0 | 0 | 0 | 131.1279 | 192.4161 | 195.5975 | 519.1415 | 0 | 0 | 0 | 0 | 0 | 0 | 0 | 0 | 0 | 0 | 0 | 0 | 0 | 0 | 0 | 0 | 0 | 0 | 0 | 0 | 7.6887 | 0 | 0 | 0 | 0 | 0 | 0 | 0 | 0 | 0 | 183.8
62358_G_USK12 | MISO_Minnesota and Western Wisconsin | Minnesota | 27 | Carver | 19 | 62358 | USK12 | USS King 2 CSG | 0 | 2019 | 9999 | Solar PV | [5 empty] | Non-Fossil | G | 2030 | Solar |  | 0 | 0 | 0 | 0 | 0 | 0 | 0 | 0 | 0 | 0 | 0 | 0 | 0 | 0 | 0 | 0 | 0.21753 | 0.50504 | 0.95866 | 1.6812 | 0 | 0 | 0 | 0 | 0 | 0 | 0 | 0 | 0 | 0 | 0 | 0 | 0 | 0 | 0 | 0 | 0 | 0 | 0 | 0 | 0.031598 | 0 | 0 | 0 | 0 | 0 | 0 | 0 | 0 | 0 | 1
62359_G_USEGG | MISO_Minnesota and Western Wisconsin | Minnesota | 27 | Carver | 19 | 62359 | USEGG | USS Eggo Solar CSG | 0 | 2019 | 9999 | Solar PV | [5 empty] | Non-Fossil | G | 2030 | Solar |  | 0 | 0 | 0 | 0 | 0 | 0 | 0 | 0 | 0 | 0 | 0 | 0 | 0 | 0 | 0 | 0 | 0.21753 | 0.50504 | 0.95866 | 1.6812 | 0 | 0 | 0 | 0 | 0 | 0 | 0 | 0 | 0 | 0 | 0 | 0 | 0 | 0 | 0 | 0 | 0 | 0 | 0 | 0 | 0.031598 | 0 | 0 | 0 | 0 | 0 | 0 | 0 | 0 | 0 | 1
62360_G_USDVL | MISO_Minnesota and Western Wisconsin | Minnesota | 27 | Carver | 19 | 62360 | USDVL | USS DVL Solar CSG | 0 | 2019 | 9999 | Solar PV | [5 empty] | Non-Fossil | G | 2030 | Solar |  | 0 | 0 | 0 | 0 | 0 | 0 | 0 | 0 | 0 | 0 | 0 | 0 | 0 | 0 | 0 | 0 | 0.21753 | 0.50504 | 0.95866 | 1.6812 | 0 | 0 | 0 | 0 | 0 | 0 | 0 | 0 | 0 | 0 | 0 | 0 | 0 | 0 | 0 | 0 | 0 | 0 | 0 | 0 | 0.031598 | 0 | 0 | 0 | 0 | 0 | 0 | 0 | 0 | 0 | 1
62361_G_USBRU | MISO_Minnesota and Western Wisconsin | Minnesota | 27 | Blue Earth | 13 | 62361 | USBRU | USS Brude Solar CSG | 0 | 2019 | 9999 | Solar PV | [5 empty] | Non-Fossil | G | 2030 | Solar |  | 0 | 0 | 0 | 0 | 0 | 0 | 0 | 0 | 0 | 0 | 0 | 0 | 0 | 0 | 0 | 0 | 0.21753 | 0.50504 | 0.95866 | 1.6812 | 0 | 0 | 0 | 0 | 0 | 0 | 0 | 0 | 0 | 0 | 0 | 0 | 0 | 0 | 0 | 0 | 0 | 0 | 0 | 0 | 0.031598 | 0 | 0 | 0 | 0 | 0 | 0 | 0 | 0 | 0 | 1
62362_G_USEHW | MISO_Minnesota and Western Wisconsin | Minnesota | 27 | Scott | 139 | 62362 | USEHW | USS East Hauer Watt CSG | 0 | 2019 | 9999 | Solar PV | [5 empty] | Non-Fossil | G | 2030 | Solar |  | 0 | 0 | 0 | 0 | 0 | 0 | 0 | 0 | 0 | 0 | 0 | 0 | 0 | 0 | 0 | 0 | 0.21753 | 0.50504 | 0.95866 | 1.6812 | 0 | 0 | 0 | 0 | 0 | 0 | 0 | 0 | 0 | 0 | 0 | 0 | 0 | 0 | 0 | 0 | 0 | 0 | 0 | 0 | 0.031598 | 0 | 0 | 0 | 0 | 0 | 0 | 0 | 0 | 0 | 1
62363_G_BSPV | ISONE_MA, VT, NH, RI (Rest of ISO New England) | Massachusetts | 25 | Worcester | 27 | 62363 | BSPV | Barre Solar III LLC | 0 | 2018 | 9999 | Solar PV | [5 empty] | Non-Fossil | G | 2030 | Solar |  | 0 | 0 | 0 | 0 | 0 | 0 | 0 | 0 | 0 | 0 | 0 | 0 | 0 | 0 | 0 | 0 | 0.20925 | 0.41963 | 0.77035 | 1.3992 | 0 | 0 | 0 | 0 | 0 | 0 | 0 | 0 | 0 | 0 | 0 | 0 | 0 | 0 | 0 | 0 | 0 | 0 | 0 | 0 | 0.043807 | 0 | 0 | 0 | 0 | 0 | 0 | 0 | 0 | 0 | 1
62364_G_WT1 | MISO_Minnesota and Western Wisconsin | Minnesota | 27 | Nobles | 105 | 62364 | WT1 | Nobles 2 Wind Project | 0 | 2020 | 9999 | Onshore Wind | [5 empty] | Non-Fossil | G | 2030 | Wind |  | 0 | 0 | 0 | 0 | 0 | 0 | 0 | 0 | 0 | 0 | 0 | 0 | 0 | 0 | 0 | 0 | 214.8856 | 292.3554 | 243.3993 | 750.6404 | 0 | 0 | 0 | 0 | 0 | 0 | 0 | 0 | 0 | 0 | 0 | 0 | 0 | 0 | 0 | 0 | 0 | 0 | 0 | 0 | 10.56 | 0 | 0 | 0 | 0 | 0 | 0 | 0 | 0 | 0 | 250
62365_G_WK1 | MISO_Minnesota and Western Wisconsin | Minnesota | 27 | Wright | 171 | 62365 | WK1 | Wright Kirby 1-5 CSG | 0 | 2019 | 9999 | Solar PV | [5 empty] | Non-Fossil | G | 2030 | Solar |  | 0 | 0 | 0 | 0 | 0 | 0 | 0 | 0 | 0 | 0 | 0 | 0 | 0 | 0 | 0 | 0 | 0.21753 | 0.50504 | 0.95866 | 1.6812 | 0 | 0 | 0 | 0 | 0 | 0 | 0 | 0 | 0 | 0 | 0 | 0 | 0 | 0 | 0 | 0 | 0 | 0 | 0 | 0 | 0.031598 | 0 | 0 | 0 | 0 | 0 | 0 | 0 | 0 | 0 | 1
62365_G_WK2 | MISO_Minnesota and Western Wisconsin | Minnesota | 27 | Wright | 171 | 62365 | WK2 | Wright Kirby 1-5 CSG | 0 | 2019 | 9999 | Solar PV | [5 empty] | Non-Fossil | G | 2030 | Solar |  | 0 | 0 | 0 | 0 | 0 | 0 | 0 | 0 | 0 | 0 | 0 | 0 | 0 | 0 | 0 | 0 | 0.21753 | 0.50504 | 0.95866 | 1.6812 | 0 | 0 | 0 | 0 | 0 | 0 | 0 | 0 | 0 | 0 | 0 | 0 | 0 | 0 | 0 | 0 | 0 | 0 | 0 | 0 | 0.031598 | 0 | 0 | 0 | 0 | 0 | 0 | 0 | 0 | 0 | 1
62365_G_WK3 | MISO_Minnesota and Western Wisconsin | Minnesota | 27 | Wright | 171 | 62365 | WK3 | Wright Kirby 1-5 CSG | 0 | 2019 | 9999 | Solar PV | [5 empty] | Non-Fossil | G | 2030 | Solar |  | 0 | 0 | 0 | 0 | 0 | 0 | 0 | 0 | 0 | 0 | 0 | 0 | 0 | 0 | 0 | 0 | 0.21753 | 0.50504 | 0.95866 | 1.6812 | 0 | 0 | 0 | 0 | 0 | 0 | 0 | 0 | 0 | 0 | 0 | 0 | 0 | 0 | 0 | 0 | 0 | 0 | 0 | 0 | 0.031598 | 0 | 0 | 0 | 0 | 0 | 0 | 0 | 0 | 0 | 1
62365_G_WK4 | MISO_Minnesota and Western Wisconsin | Minnesota | 27 | Wright | 171 | 62365 | WK4 | Wright Kirby 1-5 CSG | 0 | 2019 | 9999 | Solar PV | [5 empty] | Non-Fossil | G | 2030 | Solar |  | 0 | 0 | 0 | 0 | 0 | 0 | 0 | 0 | 0 | 0 | 0 | 0 | 0 | 0 | 0 | 0 | 0.21753 | 0.50504 | 0.95866 | 1.6812 | 0 | 0 | 0 | 0 | 0 | 0 | 0 | 0 | 0 | 0 | 0 | 0 | 0 | 0 | 0 | 0 | 0 | 0 | 0 | 0 | 0.031598 | 0 | 0 | 0 | 0 | 0 | 0 | 0 | 0 | 0 | 1
62365_G_WK5 | MISO_Minnesota and Western Wisconsin | Minnesota | 27 | Wright | 171 | 62365 | WK5 | Wright Kirby 1-5 CSG | 0 | 2019 | 9999 | Solar PV | [5 empty] | Non-Fossil | G | 2030 | Solar |  | 0 | 0 | 0 | 0 | 0 | 0 | 0 | 0 | 0 | 0 | 0 | 0 | 0 | 0 | 0 | 0 | 0.21753 | 0.50504 | 0.95866 | 1.6812 | 0 | 0 | 0 | 0 | 0 | 0 | 0 | 0 | 0 | 0 | 0 | 0 | 0 | 0 | 0 | 0 | 0 | 0 | 0 | 0 | 0.031598 | 0 | 0 | 0 | 0 | 0 | 0 | 0 | 0 | 0 | 1
62367_G_ARLII | SERC_Southeastern | Georgia | 13 | Early | 99 | 62367 | ARLII | SR Arlington II | 0 | 2019 | 9999 | Solar PV | [5 empty] | Non-Fossil | G | 2030 | Solar |  | 0 | 0 | 0 | 0 | 0 | 0 | 0 | 0 | 0 | 0 | 0 | 0 | 0 | 0 | 0 | 0 | 37.1009 | 66.4757 | 103.0574 | 206.634 | 0 | 0 | 0 | 0 | 0 | 0 | 0 | 0 | 0 | 0 | 0 | 0 | 0 | 0 | 0 | 0 | 0 | 0 | 0 | 0 | 3.545 | 0 | 0 | 0 | 0 | 0 | 0 | 0 | 0 | 0 | 102.5
62368_G_62591 | ISONE_MA, VT, NH, RI (Rest of ISO New England) | Massachusetts | 25 | Plymouth | 23 | 62368 | 62591 | BWC Origination 18 | 0 | 2018 | 9999 | Solar PV | [5 empty] | Non-Fossil | G | 2030 | Solar |  | 0 | 0 | 0 | 0 | 0 | 0 | 0 | 0 | 0 | 0 | 0 | 0 | 0 | 0 | 0 | 0 | 1.0044 | 2.0142 | 3.6977 | 6.7163 | 0 | 0 | 0 | 0 | 0 | 0 | 0 | 0 | 0 | 0 | 0 | 0 | 0 | 0 | 0 | 0 | 0 | 0 | 0 | 0 | 0.21027 | 0 | 0 | 0 | 0 | 0 | 0 | 0 | 0 | 0 | 4.8
62369_G_62595 | ISONE_MA, VT, NH, RI (Rest of ISO New England) | Massachusetts | 25 | Plymouth | 23 | 62369 | 62595 | BWC Gibbs Brook | 0 | 2018 | 9999 | Solar PV | [5 empty] | Non-Fossil | G | 2030 | Solar |  | 0 | 0 | 0 | 0 | 0 | 0 | 0 | 0 | 0 | 0 | 0 | 0 | 0 | 0 | 0 | 0 | 0.83699 | 1.6785 | 3.0814 | 5.5969 | 0 | 0 | 0 | 0 | 0 | 0 | 0 | 0 | 0 | 0 | 0 | 0 | 0 | 0 | 0 | 0 | 0 | 0 | 0 | 0 | 0.17523 | 0 | 0 | 0 | 0 | 0 | 0 | 0 | 0 | 0 | 4
62370_G_62593 | ISONE_MA, VT, NH, RI (Rest of ISO New England) | Massachusetts | 25 | Plymouth | 23 | 62370 | 62593 | BWC Wareham River | 0 | 2018 | 9999 | Solar PV | [5 empty] | Non-Fossil | G | 2030 | Solar |  | 0 | 0 | 0 | 0 | 0 | 0 | 0 | 0 | 0 | 0 | 0 | 0 | 0 | 0 | 0 | 0 | 0.20925 | 0.41963 | 0.77035 | 1.3992 | 0 | 0 | 0 | 0 | 0 | 0 | 0 | 0 | 0 | 0 | 0 | 0 | 0 | 0 | 0 | 0 | 0 | 0 | 0 | 0 | 0.043807 | 0 | 0 | 0 | 0 | 0 | 0 | 0 | 0 | 0 | 1
62371_G_62592 | ISONE_MA, VT, NH, RI (Rest of ISO New England) | Massachusetts | 25 | Plymouth | 23 | 62371 | 62592 | BWC Harlow Brook | 0 | 2018 | 9999 | Solar PV | [5 empty] | Non-Fossil | G | 2030 | Solar |  | 0 | 0 | 0 | 0 | 0 | 0 | 0 | 0 | 0 | 0 | 0 | 0 | 0 | 0 | 0 | 0 | 0.31387 | 0.62945 | 1.1555 | 2.0988 | 0 | 0 | 0 | 0 | 0 | 0 | 0 | 0 | 0 | 0 | 0 | 0 | 0 | 0 | 0 | 0 | 0 | 0 | 0 | 0 | 0.06571 | 0 | 0 | 0 | 0 | 0 | 0 | 0 | 0 | 0 | 1.5
62372_G_62594 | ISONE_MA, VT, NH, RI (Rest of ISO New England) | Massachusetts | 25 | Plymouth | 23 | 62372 | 62594 | BWC Pocasset River | 0 | 2018 | 9999 | Solar PV | [5 empty] | Non-Fossil | G | 2030 | Solar |  | 0 | 0 | 0 | 0 | 0 | 0 | 0 | 0 | 0 | 0 | 0 | 0 | 0 | 0 | 0 | 0 | 0.31387 | 0.62945 | 1.1555 | 2.0988 | 0 | 0 | 0 | 0 | 0 | 0 | 0 | 0 | 0 | 0 | 0 | 0 | 0 | 0 | 0 | 0 | 0 | 0 | 0 | 0 | 0.06571 | 0 | 0 | 0 | 0 | 0 | 0 | 0 | 0 | 0 | 1.5
62373_G_I25BA | WECC_Colorado | Colorado | 8 | Weld | 123 | 62373 | I25BA | I25 Battery Storage | 0 | 2018 | 9999 | Energy Storage | [5 empty] | Non-Fossil | G | 2030 | EnerStor |  | 0 | 0 | 0 | 0 | 0 | 0 | 0 | 0 | 0 | 0 | 0 | 0 | 0 | 0 | 0 | 0 | 0.0031479 | 0.24868 | 1.2739 | 1.5258 | 0 | 0 | 0 | 0 | 0 | 0 | 0 | 0 | 0 | 0 | 0 | 0 | 0 | 0 | 0 | 0 | 0 | 0 | 0 | 0 | 0.14711 | 2.4774e-05 | 0.0019572 | 0.010026 | 0.012008 | 0 | 0 | 0 | 0 | 0 | 4
62374_G_PV1 | PJM_SWMAAC | District of Columbia | 11 | District of Columbia | 1 | 62374 | PV1 | JBAB - Washington DC | 0 | 2019 | 9999 | Solar PV | [5 empty] | Non-Fossil | G | 2030 | Solar |  | 0 | 0 | 0 | 0 | 0 | 0 | 0 | 0 | 0 | 0 | 0 | 0 | 0 | 0 | 0 | 0 | 1.4919 | 3.0104 | 4.6831 | 9.1855 | 0 | 0 | 0 | 0 | 0 | 0 | 0 | 0 | 0 | 0 | 0 | 0 | 0 | 0 | 0 | 0 | 0 | 0 | 0 | 0 | 0.18643 | 0 | 0 | 0 | 0 | 0 | 0 | 0 | 0 | 0 | 5.9
62375_G_PV1 | SERC_Southeastern | Georgia | 13 | Dougherty | 95 | 62375 | PV1 | Dougherty County Solar, LLC | 0 | 2019 | 9999 | Solar PV | [5 empty] | Non-Fossil | G | 2030 | Solar |  | 0 | 0 | 0 | 0 | 0 | 0 | 0 | 0 | 0 | 0 | 0 | 0 | 0 | 0 | 0 | 0 | 43.4352 | 77.8253 | 120.6525 | 241.913 | 0 | 0 | 0 | 0 | 0 | 0 | 0 | 0 | 0 | 0 | 0 | 0 | 0 | 0 | 0 | 0 | 0 | 0 | 0 | 0 | 4.1502 | 0 | 0 | 0 | 0 | 0 | 0 | 0 | 0 | 0 | 120
62376_G_PV1 | WECC_Colorado | Colorado | 8 | El Paso | 41 | 62376 | PV1 | Grazing Yak Solar | 0 | 2019 | 9999 | Solar PV | [5 empty] | Non-Fossil | G | 2030 | Solar |  | 0 | 0 | 0 | 0 | 0 | 0 | 0 | 0 | 0 | 0 | 0 | 0 | 0 | 0 | 0 | 0 | 12.4797 | 24.2411 | 38.7419 | 75.4627 | 0 | 0 | 0 | 0 | 0 | 0 | 0 | 0 | 0 | 0 | 0 | 0 | 0 | 0 | 0 | 0 | 0 | 0 | 0 | 0 | 1.5347 | 0 | 0 | 0 | 0 | 0 | 0 | 0 | 0 | 0 | 35
62377_G_1 | SERC_Southeastern | Georgia | 13 | Lowndes | 185 | 62377 | 1 | Moody Air Force Base Solar | 0 | 2020 | 9999 | Solar PV | [5 empty] | Non-Fossil | G | 2030 | Solar |  | 0 | 0 | 0 | 0 | 0 | 0 | 0 | 0 | 0 | 0 | 0 | 0 | 0 | 0 | 0 | 0 | 17.917 | 32.1029 | 49.7692 | 99.7891 | 0 | 0 | 0 | 0 | 0 | 0 | 0 | 0 | 0 | 0 | 0 | 0 | 0 | 0 | 0 | 0 | 0 | 0 | 0 | 0 | 1.712 | 0 | 0 | 0 | 0 | 0 | 0 | 0 | 0 | 0 | 49.5
62378_G_VSCFW | WECC_LADWP | California | 6 | Los Angeles | 37 | 62378 | VSCFW | CFW Solar X LLC - Vaughn | 0 | 2018 | 9999 | Solar PV | [5 empty] | Non-Fossil | G | 2030 | Solar |  | 0 | 0 | 0 | 0 | 0 | 0 | 0 | 0 | 0 | 0 | 0 | 0 | 0 | 0 | 0 | 0 | 0.62253 | 1.2659 | 2.143 | 4.0315 | 0 | 0 | 0 | 0 | 0 | 0 | 0 | 0 | 0 | 0 | 0 | 0 | 0 | 0 | 0 | 0 | 0 | 0 | 0 | 0 | 0.074825 | 0 | 0 | 0 | 0 | 0 | 0 | 0 | 0 | 0 | 1.6
6238_G_GT1 | MISO_Illinois | Illinois | 17 | Pike | 149 | 6238 | GT1 | Pearl Station | 17928 | 1973 | 9999 | Combustion Turbine | [5 empty] | Fossil | G | 2030 |  | CT Retirement | 0 | 0 | 0 | 0 | 0 | 0 | 0 | 0 | 0 | 0 | 0 | 0 | 0 | 0 | 0 | 0 | 0 | 0 | 0 | 0 | 0 | 0 | 0 | 0 | 0 | 0 | 0 | 0 | 0 | 0 | 0 | 0 | 0 | 0 | 0 | 0 | 0 | 0 | 0 | 0 | 0 | 0 | 0 | 0 | 0 | 0 | 0 | 0 | 0 | 0 | 20.1
62380_G_ELLLC | MISO_MT, SD, ND | North Dakota | 38 | Emmons | 29 | 62380 | ELLLC | Emmons-Logan Wind, LLC | 0 | 2019 | 9999 | Onshore Wind | [5 empty] | Non-Fossil | G | 2030 | Wind |  | 0 | 0 | 0 | 0 | 0 | 0 | 0 | 0 | 0 | 0 | 0 | 0 | 0 | 0 | 0 | 0 | 265.6117 | 379.6511 | 364.2009 | 1009.4637 | 0 | 0 | 0 | 0 | 0 | 0 | 0 | 0 | 0 | 0 | 0 | 0 | 0 | 0 | 0 | 0 | 0 | 0 | 0 | 0 | 12.6426 | 0 | 0 | 0 | 0 | 0 | 0 | 0 | 0 | 0 | 300
62381_G_GMPBM | ISONE_MA, VT, NH, RI (Rest of ISO New England) | Vermont | 50 | Chittenden | 7 | 62381 | GMPBM | GMP Solar/Storage-Milton Hybrid | 0 | 2019 | 9999 | Energy Storage | [5 empty] | Non-Fossil | G | 2030 | EnerStor |  | 0 | 0 | 0 | 0 | 0 | 0 | 0 | 0 | 0 | 0 | 0 | 0 | 0 | 0 | 0 | 0 | 0.0095797 | 0.001928 | 0.0964 | 0.10791 | 0 | 0 | 0 | 0 | 0 | 0 | 0 | 0 | 0 | 0 | 0 | 0 | 0 | 0 | 0 | 0 | 0 | 0 | 0 | 0 | 0.073553 | 7.5394e-05 | 1.5174e-05 | 0.00075868 | 0.00084925 | 0 | 0 | 0 | 0 | 0 | 2
62381_G_GMPSM | ISONE_MA, VT, NH, RI (Rest of ISO New England) | Vermont | 50 | Chittenden | 7 | 62381 | GMPSM | GMP Solar/Storage-Milton Hybrid | 0 | 2019 | 9999 | Solar PV | [5 empty] | Non-Fossil | G | 2030 | Solar |  | 0 | 0 | 0 | 0 | 0 | 0 | 0 | 0 | 0 | 0 | 0 | 0 | 0 | 0 | 0 | 0 | 1.0828 | 2.2922 | 3.7826 | 7.1575 | 0 | 0 | 0 | 0 | 0 | 0 | 0 | 0 | 0 | 0 | 0 | 0 | 0 | 0 | 0 | 0 | 0 | 0 | 0 | 0 | 0.17481 | 0 | 0 | 0 | 0 | 0 | 0 | 0 | 0 | 0 | 5
62382_G_GMPBF | ISONE_MA, VT, NH, RI (Rest of ISO New England) | Vermont | 50 | Addison | 1 | 62382 | GMPBF | GMP Solar/Storage-Ferrisburgh Hybrid | 0 | 2019 | 9999 | Energy Storage | [5 empty] | Non-Fossil | G | 2030 | EnerStor |  | 0 | 0 | 0 | 0 | 0 | 0 | 0 | 0 | 0 | 0 | 0 | 0 | 0 | 0 | 0 | 0 | 0.0095797 | 0.001928 | 0.0964 | 0.10791 | 0 | 0 | 0 | 0 | 0 | 0 | 0 | 0 | 0 | 0 | 0 | 0 | 0 | 0 | 0 | 0 | 0 | 0 | 0 | 0 | 0.073553 | 7.5394e-05 | 1.5174e-05 | 0.00075868 | 0.00084925 | 0 | 0 | 0 | 0 | 0 | 2
62382_G_GMPSF | ISONE_MA, VT, NH, RI (Rest of ISO New England) | Vermont | 50 | Addison | 1 | 62382 | GMPSF | GMP Solar/Storage-Ferrisburgh Hybrid | 0 | 2019 | 9999 | Solar PV | [5 empty] | Non-Fossil | G | 2030 | Solar |  | 0 | 0 | 0 | 0 | 0 | 0 | 0 | 0 | 0 | 0 | 0 | 0 | 0 | 0 | 0 | 0 | 1.0828 | 2.2922 | 3.7826 | 7.1575 | 0 | 0 | 0 | 0 | 0 | 0 | 0 | 0 | 0 | 0 | 0 | 0 | 0 | 0 | 0 | 0 | 0 | 0 | 0 | 0 | 0.17481 | 0 | 0 | 0 | 0 | 0 | 0 | 0 | 0 | 0 | 5
62383_G_GMPBE | ISONE_MA, VT, NH, RI (Rest of ISO New England) | Vermont | 50 | Chittenden | 7 | 62383 | GMPBE | GMP Solar/Storage-Essex Hybrid | 0 | 2019 | 9999 | Energy Storage | [5 empty] | Non-Fossil | G | 2030 | EnerStor |  | 0 | 0 | 0 | 0 | 0 | 0 | 0 | 0 | 0 | 0 | 0 | 0 | 0 | 0 | 0 | 0 | 0.0095797 | 0.001928 | 0.0964 | 0.10791 | 0 | 0 | 0 | 0 | 0 | 0 | 0 | 0 | 0 | 0 | 0 | 0 | 0 | 0 | 0 | 0 | 0 | 0 | 0 | 0 | 0.073553 | 7.5394e-05 | 1.5174e-05 | 0.00075868 | 0.00084925 | 0 | 0 | 0 | 0 | 0 | 2
62383_G_GMPSE | ISONE_MA, VT, NH, RI (Rest of ISO New England) | Vermont | 50 | Chittenden | 7 | 62383 | GMPSE | GMP Solar/Storage-Essex Hybrid | 0 | 2019 | 9999 | Solar PV | [5 empty] | Non-Fossil | G | 2030 | Solar |  | 0 | 0 | 0 | 0 | 0 | 0 | 0 | 0 | 0 | 0 | 0 | 0 | 0 | 0 | 0 | 0 | 0.97448 | 2.063 | 3.4043 | 6.4418 | 0 | 0 | 0 | 0 | 0 | 0 | 0 | 0 | 0 | 0 | 0 | 0 | 0 | 0 | 0 | 0 | 0 | 0 | 0 | 0 | 0.15733 | 0 | 0 | 0 | 0 | 0 | 0 | 0 | 0 | 0 | 4.5
62389_G_PASTO | NY_Zone C&E | New York | 36 | Tioga | 107 | 62389 | PASTO | Pasto Solar | 0 | 2019 | 9999 | Solar PV | [5 empty] | Non-Fossil | G | 2030 | Solar |  | 0 | 0 | 0 | 0 | 0 | 0 | 0 | 0 | 0 | 0 | 0 | 0 | 0 | 0 | 0 | 0 | 3.3407 | 6.3844 | 11.1614 | 20.8865 | 0 | 0 | 0 | 0 | 0 | 0 | 0 | 0 | 0 | 0 | 0 | 0 | 0 | 0 | 0 | 0 | 0 | 0 | 0 | 0 | 0.50557 | 0 | 0 | 0 | 0 | 0 | 0 | 0 | 0 | 0 | 16
62392_G_1 | SERC_Southeastern | Georgia | 13 | Effingham | 103 | 62392 | 1 | Guyton Community Solar | 0 | 2019 | 9999 | Solar PV | [5 empty] | Non-Fossil | G | 2030 | Solar |  | 0 | 0 | 0 | 0 | 0 | 0 | 0 | 0 | 0 | 0 | 0 | 0 | 0 | 0 | 0 | 0 | 1.3031 | 2.3348 | 3.6196 | 7.2574 | 0 | 0 | 0 | 0 | 0 | 0 | 0 | 0 | 0 | 0 | 0 | 0 | 0 | 0 | 0 | 0 | 0 | 0 | 0 | 0 | 0.12451 | 0 | 0 | 0 | 0 | 0 | 0 | 0 | 0 | 0 | 3.6
62393_G_1 | SERC_Southeastern | Georgia | 13 | Fulton | 121 | 62393 | 1 | Atlanta Falcons Solar | 0 | 2015 | 9999 | Solar PV | [5 empty] | Non-Fossil | G | 2030 | Solar |  | 0 | 0 | 0 | 0 | 0 | 0 | 0 | 0 | 0 | 0 | 0 | 0 | 0 | 0 | 0 | 0 | 0.10859 | 0.19456 | 0.30163 | 0.60478 | 0 | 0 | 0 | 0 | 0 | 0 | 0 | 0 | 0 | 0 | 0 | 0 | 0 | 0 | 0 | 0 | 0 | 0 | 0 | 0 | 0.010376 | 0 | 0 | 0 | 0 | 0 | 0 | 0 | 0 | 0 | 0.3
62393_G_2 | SERC_Southeastern | Georgia | 13 | Fulton | 121 | 62393 | 2 | Atlanta Falcons Solar | 0 | 2017 | 9999 | Solar PV | [5 empty] | Non-Fossil | G | 2030 | Solar |  | 0 | 0 | 0 | 0 | 0 | 0 | 0 | 0 | 0 | 0 | 0 | 0 | 0 | 0 | 0 | 0 | 0.072392 | 0.12971 | 0.20109 | 0.40319 | 0 | 0 | 0 | 0 | 0 | 0 | 0 | 0 | 0 | 0 | 0 | 0 | 0 | 0 | 0 | 0 | 0 | 0 | 0 | 0 | 0.0069171 | 0 | 0 | 0 | 0 | 0 | 0 | 0 | 0 | 0 | 0.2
62393_G_3 | SERC_Southeastern | Georgia | 13 | Fulton | 121 | 62393 | 3 | Atlanta Falcons Solar | 0 | 2016 | 9999 | Solar PV | [5 empty] | Non-Fossil | G | 2030 | Solar |  | 0 | 0 | 0 | 0 | 0 | 0 | 0 | 0 | 0 | 0 | 0 | 0 | 0 | 0 | 0 | 0 | 0.18098 | 0.32427 | 0.50272 | 1.008 | 0 | 0 | 0 | 0 | 0 | 0 | 0 | 0 | 0 | 0 | 0 | 0 | 0 | 0 | 0 | 0 | 0 | 0 | 0 | 0 | 0.017293 | 0 | 0 | 0 | 0 | 0 | 0 | 0 | 0 | 0 | 0.5
62394_G_1 | FRCC | Florida | 12 | Martin | 85 | 62394 | 1 | Sweetbay Solar Center | 0 | 2020 | 9999 | Solar PV | [5 empty] | Non-Fossil | G | 2030 | Solar |  | 0 | 0 | 0 | 0 | 0 | 0 | 0 | 0 | 0 | 0 | 0 | 0 | 0 | 0 | 0 | 0 | 29.94 | 49.1294 | 61.426 | 140.4954 | 0 | 0 | 0 | 0 | 0 | 0 | 0 | 0 | 0 | 0 | 0 | 0 | 0 | 0 | 0 | 0 | 0 | 0 | 0 | 0 | 3.1193 | 0 | 0 | 0 | 0 | 0 | 0 | 0 | 0 | 0 | 74.5
62395_G_1 | SERC_VACAR | South Carolina | 45 | Horry | 51 | 62395 | 1 | Bell Bay Solar Farm | 0 | 2018 | 9999 | Solar PV | [5 empty] | Non-Fossil | G | 2030 | Solar |  | 0 | 0 | 0 | 0 | 0 | 0 | 0 | 0 | 0 | 0 | 0 | 0 | 0 | 0 | 0 | 0 | 0.53793 | 0.99815 | 1.3715 | 2.9076 | 0 | 0 | 0 | 0 | 0 | 0 | 0 | 0 | 0 | 0 | 0 | 0 | 0 | 0 | 0 | 0 | 0 | 0 | 0 | 0 | 0.050557 | 0 | 0 | 0 | 0 | 0 | 0 | 0 | 0 | 0 | 1.6
62396_G_1 | SERC_VACAR | South Carolina | 45 | Orangeburg | 75 | 62396 | 1 | Jamison Solar Farm | 0 | 2019 | 9999 | Solar PV | [5 empty] | Non-Fossil | G | 2030 | Solar |  | 0 | 0 | 0 | 0 | 0 | 0 | 0 | 0 | 0 | 0 | 0 | 0 | 0 | 0 | 0 | 0 | 0.36983 | 0.68623 | 0.94294 | 1.999 | 0 | 0 | 0 | 0 | 0 | 0 | 0 | 0 | 0 | 0 | 0 | 0 | 0 | 0 | 0 | 0 | 0 | 0 | 0 | 0 | 0.034758 | 0 | 0 | 0 | 0 | 0 | 0 | 0 | 0 | 0 | 1.1
62397_G_1 | SERC_VACAR | South Carolina | 45 | Horry | 51 | 62397 | 1 | Runway Solar Farm | 0 | 2019 | 9999 | Solar PV | [5 empty] | Non-Fossil | G | 2030 | Solar |  | 0 | 0 | 0 | 0 | 0 | 0 | 0 | 0 | 0 | 0 | 0 | 0 | 0 | 0 | 0 | 0 | 0.67241 | 1.2477 | 1.7144 | 3.6345 | 0 | 0 | 0 | 0 | 0 | 0 | 0 | 0 | 0 | 0 | 0 | 0 | 0 | 0 | 0 | 0 | 0 | 0 | 0 | 0 | 0.063197 | 0 | 0 | 0 | 0 | 0 | 0 | 0 | 0 | 0 | 2
62399_G_77778 | WECC_Utah | Utah | 49 | Rich | 33 | 62399 | 77778 | Sage Solar I-III | 0 | 2019 | 9999 | Solar PV | [5 empty] | Non-Fossil | G | 2030 | Solar |  | 0 | 0 | 0 | 0 | 0 | 0 | 0 | 0 | 0 | 0 | 0 | 0 | 0 | 0 | 0 | 0 | 23.0071 | 47.4832 | 78.1268 | 148.6171 | 0 | 0 | 0 | 0 | 0 | 0 | 0 | 0 | 0 | 0 | 0 | 0 | 0 | 0 | 0 | 0 | 0 | 0 | 0 | 0 | 1.8201 | 0 | 0 | 0 | 0 | 0 | 0 | 0 | 0 | 0 | 57.6
62405_G_X0009 | PJM_EMAAC | Maryland | 24 | Dorchester | 19 | 62405 | X0009 | UMCES Ground Mount | 0 | 2018 | 9999 | Solar PV | [5 empty] | Non-Fossil | G | 2030 | Solar |  | 0 | 0 | 0 | 0 | 0 | 0 | 0 | 0 | 0 | 0 | 0 | 0 | 0 | 0 | 0 | 0 | 0.57801 | 1.166 | 1.7869 | 3.5309 | 0 | 0 | 0 | 0 | 0 | 0 | 0 | 0 | 0 | 0 | 0 | 0 | 0 | 0 | 0 | 0 | 0 | 0 | 0 | 0 | 0.070083 | 0 | 0 | 0 | 0 | 0 | 0 | 0 | 0 | 0 | 2
62406_G_X0022 | WECC_New Mexico | New Mexico | 35 | McKinley | 31 | 62406 | X0022 | City of Gallup Solar | 0 | 2018 | 9999 | Solar PV | [5 empty] | Non-Fossil | G | 2030 | Solar |  | 0 | 0 | 0 | 0 | 0 | 0 | 0 | 0 | 0 | 0 | 0 | 0 | 0 | 0 | 0 | 0 | 3.3076 | 6.0988 | 9.3699 | 18.7762 | 0 | 0 | 0 | 0 | 0 | 0 | 0 | 0 | 0 | 0 | 0 | 0 | 0 | 0 | 0 | 0 | 0 | 0 | 0 | 0 | 0.30486 | 0 | 0 | 0 | 0 | 0 | 0 | 0 | 0 | 0 | 8
62407_G_X0001 | PJM_SWMAAC | Maryland | 24 | Anne Arundel | 3 | 62407 | X0001 | Anne Arundel County Public Schools | 0 | 2017 | 9999 | Solar PV | [5 empty] | Non-Fossil | G | 2030 | Solar |  | 0 | 0 | 0 | 0 | 0 | 0 | 0 | 0 | 0 | 0 | 0 | 0 | 0 | 0 | 0 | 0 | 0.25287 | 0.51024 | 0.79375 | 1.5569 | 0 | 0 | 0 | 0 | 0 | 0 | 0 | 0 | 0 | 0 | 0 | 0 | 0 | 0 | 0 | 0 | 0 | 0 | 0 | 0 | 0.03831 | 0 | 0 | 0 | 0 | 0 | 0 | 0 | 0 | 0 | 1
62408_G_X0028 | PJM_Western MAAC | Pennsylvania | 42 | Lebanon | 75 | 62408 | X0028 | Fort Indiantown Gap | 0 | 2019 | 9999 | Solar PV | [5 empty] | Non-Fossil | G | 2030 | Solar |  | 0 | 0 | 0 | 0 | 0 | 0 | 0 | 0 | 0 | 0 | 0 | 0 | 0 | 0 | 0 | 0 | 0.58602 | 1.2246 | 2.011 | 3.8217 | 0 | 0 | 0 | 0 | 0 | 0 | 0 | 0 | 0 | 0 | 0 | 0 | 0 | 0 | 0 | 0 | 0 | 0 | 0 | 0 | 0.11525 | 0 | 0 | 0 | 0 | 0 | 0 | 0 | 0 | 0 | 3
62409_G_1 | SERC_Southeastern | Georgia | 13 | Burke | 33 | 62409 | 1 | Waynesboro Community Solar | 0 | 2019 | 9999 | Solar PV | [5 empty] | Non-Fossil | G | 2030 | Solar |  | 0 | 0 | 0 | 0 | 0 | 0 | 0 | 0 | 0 | 0 | 0 | 0 | 0 | 0 | 0 | 0 | 0.8687 | 1.5565 | 2.4131 | 4.8383 | 0 | 0 | 0 | 0 | 0 | 0 | 0 | 0 | 0 | 0 | 0 | 0 | 0 | 0 | 0 | 0 | 0 | 0 | 0 | 0 | 0.083005 | 0 | 0 | 0 | 0 | 0 | 0 | 0 | 0 | 0 | 2.4
62412_G_DAUM | NY_Zone C&E | New York | 36 | Yates | 123 | 62412 | DAUM | Daum Solar | 0 | 2020 | 9999 | Solar PV | [5 empty] | Non-Fossil | G | 2030 | Solar |  | 0 | 0 | 0 | 0 | 0 | 0 | 0 | 0 | 0 | 0 | 0 | 0 | 0 | 0 | 0 | 0 | 0.83517 | 1.5961 | 2.7903 | 5.2216 | 0 | 0 | 0 | 0 | 0 | 0 | 0 | 0 | 0 | 0 | 0 | 0 | 0 | 0 | 0 | 0 | 0 | 0 | 0 | 0 | 0.12639 | 0 | 0 | 0 | 0 | 0 | 0 | 0 | 0 | 0 | 4
62413_G_ELLIS | NY_Zone C&E | New York | 36 | Tompkins | 109 | 62413 | ELLIS | Ellis Solar | 0 | 2019 | 9999 | Solar PV | [5 empty] | Non-Fossil | G | 2030 | Solar |  | 0 | 0 | 0 | 0 | 0 | 0 | 0 | 0 | 0 | 0 | 0 | 0 | 0 | 0 | 0 | 0 | 3.7583 | 7.1825 | 12.5565 | 23.4973 | 0 | 0 | 0 | 0 | 0 | 0 | 0 | 0 | 0 | 0 | 0 | 0 | 0 | 0 | 0 | 0 | 0 | 0 | 0 | 0 | 0.56877 | 0 | 0 | 0 | 0 | 0 | 0 | 0 | 0 | 0 | 18
62414_G_PV1 | MISO_Minnesota and Western Wisconsin | Minnesota | 27 | Goodhue | 49 | 62414 | PV1 | Lady Slipper Solar Array | 0 | 2019 | 9999 | Solar PV | [5 empty] | Non-Fossil | G | 2030 | Solar |  | 0 | 0 | 0 | 0 | 0 | 0 | 0 | 0 | 0 | 0 | 0 | 0 | 0 | 0 | 0 | 0 | 0.95714 | 2.2222 | 4.2181 | 7.3974 | 0 | 0 | 0 | 0 | 0 | 0 | 0 | 0 | 0 | 0 | 0 | 0 | 0 | 0 | 0 | 0 | 0 | 0 | 0 | 0 | 0.13903 | 0 | 0 | 0 | 0 | 0 | 0 | 0 | 0 | 0 | 4.4
62415_G_WOTP1 | ERCOT_West | Texas | 48 | Reeves | 389 | 62415 | WOTP1 | West of the Pecos Solar | 0 | 2019 | 9999 | Solar PV | [5 empty] | Non-Fossil | G | 2030 | Solar |  | 0 | 0 | 0 | 0 | 0 | 0 | 0 | 0 | 0 | 0 | 0 | 0 | 0 | 0 | 0 | 0 | 45.5572 | 75.4282 | 113.2619 | 234.2473 | 0 | 0 | 0 | 0 | 0 | 0 | 0 | 0 | 0 | 0 | 0 | 0 | 0 | 0 | 0 | 0 | 0 | 0 | 0 | 0 | 3.1598 | 0 | 0 | 0 | 0 | 0 | 0 | 0 | 0 | 0 | 100
62416_G_WT1 | ERCOT_Rest | Texas | 48 | Refugio | 391 | 62416 | WT1 | Cranell Wind Farm LLC | 0 | 2020 | 9999 | Onshore Wind | [5 empty] | Non-Fossil | G | 2030 | Wind |  | 0 | 0 | 0 | 0 | 0 | 0 | 0 | 0 | 0 | 0 | 0 | 0 | 0 | 0 | 0 | 0 | 167.3703 | 237.3277 | 277.7533 | 682.4513 | 0 | 0 | 0 | 0 | 0 | 0 | 0 | 0 | 0 | 0 | 0 | 0 | 0 | 0 | 0 | 0 | 0 | 0 | 0 | 0 | 8.9242 | 0 | 0 | 0 | 0 | 0 | 0 | 0 | 0 | 0 | 220
62417_G_WT1 | ERCOT_Rest | Texas | 48 | Matagorda | 321 | 62417 | WT1 | Peyton Creek Wind Farm LLC | 0 | 2019 | 9999 | Onshore Wind | [5 empty] | Non-Fossil | G | 2030 | Wind |  | 0 | 0 | 0 | 0 | 0 | 0 | 0 | 0 | 0 | 0 | 0 | 0 | 0 | 0 | 0 | 0 | 167.3703 | 237.3277 | 277.7533 | 682.4513 | 0 | 0 | 0 | 0 | 0 | 0 | 0 | 0 | 0 | 0 | 0 | 0 | 0 | 0 | 0 | 0 | 0 | 0 | 0 | 0 | 8.9242 | 0 | 0 | 0 | 0 | 0 | 0 | 0 | 0 | 0 | 220
62418_G_4 | WECC_Northern California (not including BANC) | California | 6 | Kings | 31 | 62418 | 4 | Verwey-Hanford Dairy Digester #2 | 13500 | 2019 | 9999 | Non-Fossil Waste | [5 empty] | Non-Fossil | G | 2030 | Non-Fossil |  | 0.015813 | 0.020913 | 0.027515 | 0.06424 | 0 | 0 | 0 | 0 | 0 | 0 | 0 | 0 | 0 | 0 | 0 | 0 | 1.1713 | 1.5491 | 2.0381 | 4.7586 | 0 | 0 | 0 | 0 | 0 | 0 | 0 | 0 | 0 | 0 | 0 | 0 | 0 | 0 | 0 | 0 | 0 | 0 | 0 | 0 | 0.25923 | 0.0081256 | 0.010746 | 0.014138 | 0.03301 | 0 | 0 | 0 | 0 | 0 | 1
62419_G_4 | WECC_Northern California (not including BANC) | California | 6 | Kings | 31 | 62419 | 4 | Verwey-Hanford Dairy Digester #3 | 13500 | 2019 | 9999 | Non-Fossil Waste | [5 empty] | Non-Fossil | G | 2030 | Non-Fossil |  | 0.015813 | 0.020913 | 0.027515 | 0.06424 | 0 | 0 | 0 | 0 | 0 | 0 | 0 | 0 | 0 | 0 | 0 | 0 | 1.1713 | 1.5491 | 2.0381 | 4.7586 | 0 | 0 | 0 | 0 | 0 | 0 | 0 | 0 | 0 | 0 | 0 | 0 | 0 | 0 | 0 | 0 | 0 | 0 | 0 | 0 | 0.25923 | 0.0081256 | 0.010746 | 0.014138 | 0.03301 | 0 | 0 | 0 | 0 | 0 | 1
6243_B_1 | ERCOT_Rest | Texas | 48 | Brazos | 41 | 6243 | 1 | Dansby | 14500 | 1978 | 9999 | O/G Steam | wall | dry |  | LNB + OFA |  | Fossil | B | 2030 | NaturalGas |  | 0 | 0 | 0 | 0 | 0 | 0 | 0 | 0 | 0 | 0 | 0 | 0 | 0 | 0 | 0 | 0 | 0 | 0 | 0 | 0 | 0 | 0 | 0 | 0 | 0 | 0 | 0 | 0 | 0 | 0 | 0 | 0 | 0 | 0 | 0 | 0 | 0 | 0 | 0 | 0 | 5.0363 | 0 | 0 | 0 | 0 | 0 | 0 | 0 | 0 | 0 | 110
6243_G_2 | ERCOT_Rest | Texas | 48 | Brazos | 41 | 6243 | 2 | Dansby | 10745 | 2004 | 9999 | Combustion Turbine |  |  | SCR | H2O |  | Fossil | G | 2030 | NaturalGas |  | 0.0060113 | 0.0012881 | 0.0031931 | 0.010493 | 0 | 0 | 0 | 0 | 0 | 0 | 0 | 0 | 0 | 0 | 0 | 0 | 0.55945 | 0.11988 | 0.29717 | 0.9765 | 0.3519 | 0.075408 | 0.18692 | 0.61423 | 4.2079e-10 | 9.017e-11 | 2.2351e-10 | 7.3448e-10 | 3.7721e-05 | 8.0831e-06 | 2.0036e-05 | 6.584e-05 | 0 | 0 | 0 | 0 | 0 | 0 | 0 | 0 | 1.0289 | 0.0028924 | 0.00061979 | 0.0015364 | 0.0050485 | 0.016033 | 0.0030247 | 0.0071326 | 0.02619 | 0 | 47.1 | SCR
6243_G_3 | ERCOT_Rest | Texas | 48 | Brazos | 41 | 6243 | 3 | Dansby | 10745 | 2010 | 9999 | Combustion Turbine |  |  | SCR | H2O |  | Fossil | G | 2030 | NaturalGas |  | 0.0060113 | 0.0012881 | 0.0031931 | 0.010493 | 0 | 0 | 0 | 0 | 0 | 0 | 0 | 0 | 0 | 0 | 0 | 0 | 0.55945 | 0.11988 | 0.29717 | 0.9765 | 0.3519 | 0.075408 | 0.18692 | 0.61423 | 4.2079e-10 | 9.017e-11 | 2.2351e-10 | 7.3448e-10 | 5.6146e-05 | 1.2031e-05 | 2.9823e-05 | 9.8e-05 | 0 | 0 | 0 | 0 | 0 | 0 | 0 | 0 | 1.0289 | 0.0028924 | 0.00061979 | 0.0015364 | 0.0050485 | 0.016033 | 0.0030247 | 0.0071326 | 0.02619 | 0 | 47.1 | SCR
62438_G_A | PJM_EMAAC | New Jersey | 34 | Middlesex | 23 | 62438 | A | Heller 400M | 0 | 2013 | 9999 | Solar PV | [5 empty] | Non-Fossil | G | 2030 | Solar |  | 0 | 0 | 0 | 0 | 0 | 0 | 0 | 0 | 0 | 0 | 0 | 0 | 0 | 0 | 0 | 0 | 2.108e-07 | 4.5548e-07 | 7.5528e-07 | 1.4216e-06 | 0 | 0 | 0 | 0 | 0 | 0 | 0 | 0 | 0 | 0 | 0 | 0 | 0 | 0 | 0 | 0 | 0 | 0 | 0 | 0 | 4.5767e-08 | 0 | 0 | 0 | 0 | 0 | 0 | 0 | 0 | 0 | 1e-06
62438_G_B | PJM_EMAAC | New Jersey | 34 | Middlesex | 23 | 62438 | B | Heller 400M | 0 | 2013 | 9999 | Solar PV | [5 empty] | Non-Fossil | G | 2030 | Solar |  | 0 | 0 | 0 | 0 | 0 | 0 | 0 | 0 | 0 | 0 | 0 | 0 | 0 | 0 | 0 | 0 | 2.108e-07 | 4.5548e-07 | 7.5528e-07 | 1.4216e-06 | 0 | 0 | 0 | 0 | 0 | 0 | 0 | 0 | 0 | 0 | 0 | 0 | 0 | 0 | 0 | 0 | 0 | 0 | 0 | 0 | 4.5767e-08 | 0 | 0 | 0 | 0 | 0 | 0 | 0 | 0 | 0 | 1e-06
62438_G_C | PJM_EMAAC | New Jersey | 34 | Middlesex | 23 | 62438 | C | Heller 400M | 0 | 2013 | 9999 | Solar PV | [5 empty] | Non-Fossil | G | 2030 | Solar |  | 0 | 0 | 0 | 0 | 0 | 0 | 0 | 0 | 0 | 0 | 0 | 0 | 0 | 0 | 0 | 0 | 2.108e-07 | 4.5548e-07 | 7.5528e-07 | 1.4216e-06 | 0 | 0 | 0 | 0 | 0 | 0 | 0 | 0 | 0 | 0 | 0 | 0 | 0 | 0 | 0 | 0 | 0 | 0 | 0 | 0 | 4.5767e-08 | 0 | 0 | 0 | 0 | 0 | 0 | 0 | 0 | 0 | 1e-06
62439_G_A | PJM_EMAAC | New Jersey | 34 | Camden | 7 | 62439 | A | Owens Corning | 0 | 2016 | 9999 | Solar PV | [5 empty] | Non-Fossil | G | 2030 | Solar |  | 0 | 0 | 0 | 0 | 0 | 0 | 0 | 0 | 0 | 0 | 0 | 0 | 0 | 0 | 0 | 0 | 0.54808 | 1.1842 | 1.9637 | 3.696 | 0 | 0 | 0 | 0 | 0 | 0 | 0 | 0 | 0 | 0 | 0 | 0 | 0 | 0 | 0 | 0 | 0 | 0 | 0 | 0 | 0.11899 | 0 | 0 | 0 | 0 | 0 | 0 | 0 | 0 | 0 | 2.6
62441_G_U1 | WECC_San Diego Gas and Electric | California | 6 | San Diego | 73 | 62441 | U1 | Kearny Mesa Storage LLC | 0 | 2019 | 9999 | Energy Storage | [5 empty] | Non-Fossil | G | 2030 | EnerStor |  | 0 | 0 | 0 | 0 | 0 | 0 | 0 | 0 | 0 | 0 | 0 | 0 | 0 | 0 | 0 | 0 | 0 | 0.53987 | 0.67706 | 1.2169 | 0 | 0 | 0 | 0 | 0 | 0 | 0 | 0 | 0 | 0 | 0 | 0 | 0 | 0 | 0 | 0 | 0 | 0 | 0 | 0 | 0.036776 | 0 | 0.0042489 | 0.0053285 | 0.0095774 | 0 | 0 | 0 | 0 | 0 | 1
62442_G_LRCH | MISO_Minnesota and Western Wisconsin | Minnesota | 27 | Otter Tail | 111 | 62442 | LRCH | Lake Region Community Hybrid, LLC | 0 | 2018 | 9999 | Onshore Wind | [5 empty] | Non-Fossil | G | 2030 | Wind |  | 0 | 0 | 0 | 0 | 0 | 0 | 0 | 0 | 0 | 0 | 0 | 0 | 0 | 0 | 0 | 0 | 1.7191 | 2.3388 | 1.9472 | 6.0051 | 0 | 0 | 0 | 0 | 0 | 0 | 0 | 0 | 0 | 0 | 0 | 0 | 0 | 0 | 0 | 0 | 0 | 0 | 0 | 0 | 0.08448 | 0 | 0 | 0 | 0 | 0 | 0 | 0 | 0 | 0 | 2
62443_G_A | ISONE_MA, VT, NH, RI (Rest of ISO New England) | Vermont | 50 | Windham | 25 | 62443 | A | Westminster | 0 | 2016 | 9999 | Solar PV | [5 empty] | Non-Fossil | G | 2030 | Solar |  | 0 | 0 | 0 | 0 | 0 | 0 | 0 | 0 | 0 | 0 | 0 | 0 | 0 | 0 | 0 | 0 | 0.38979 | 0.82519 | 1.3617 | 2.5767 | 0 | 0 | 0 | 0 | 0 | 0 | 0 | 0 | 0 | 0 | 0 | 0 | 0 | 0 | 0 | 0 | 0 | 0 | 0 | 0 | 0.062933 | 0 | 0 | 0 | 0 | 0 | 0 | 0 | 0 | 0 | 1.8
62444_G_BMY | PJM_PENELEC | Pennsylvania | 42 | Somerset | 111 | 62444 | BMY | Meyersdale Battery | 0 | 2015 | 9999 | Energy Storage | [5 empty] | Non-Fossil | G | 2030 | EnerStor |  | 0 | 0 | 0 | 0 | 0 | 0 | 0 | 0 | 0 | 0 | 0 | 0 | 0 | 0 | 0 | 0 | 0.64202 | 0.50321 | 0.85025 | 1.9955 | 0 | 0 | 0 | 0 | 0 | 0 | 0 | 0 | 0 | 0 | 0 | 0 | 0 | 0 | 0 | 0 | 0 | 0 | 0 | 0 | 0.66197 | 0.0050528 | 0.0039603 | 0.0066916 | 0.015705 | 0 | 0 | 0 | 0 | 0 | 18
62445_G_WT | WECC_Colorado | Colorado | 8 | Huerfano | 55 | 62445 | WT | Busch Ranch II Wind Farm | 0 | 2019 | 9999 | Onshore Wind | [5 empty] | Non-Fossil | G | 2030 | Wind |  | 0 | 0 | 0 | 0 | 0 | 0 | 0 | 0 | 0 | 0 | 0 | 0 | 0 | 0 | 0 | 0 | 50.7551 | 65.9282 | 63.4928 | 180.1761 | 0 | 0 | 0 | 0 | 0 | 0 | 0 | 0 | 0 | 0 | 0 | 0 | 0 | 0 | 0 | 0 | 0 | 0 | 0 | 0 | 2.4999 | 0 | 0 | 0 | 0 | 0 | 0 | 0 | 0 | 0 | 59.4
62446_G_EGEN1 | NY_Zone G-I (Downstate NY) | New York | 36 | Westchester | 119 | 62446 | EGEN1 | JLL-One Rockwood Road | 13469 | 2003 | 9999 | Combustion Turbine | [5 empty] | Fossil | G | 2030 | Oil |  | 0 | 0 | 0 | 0 | 0 | 0 | 0 | 0 | 0 | 0 | 0 | 0 | 0 | 0 | 0 | 0 | 0 | 0 | 0 | 0 | 0 | 0 | 0 | 0 | 0 | 0 | 0 | 0 | 0 | 0 | 0 | 0 | 0 | 0 | 0 | 0 | 0 | 0 | 0 | 0 | 0.069661 | 0 | 0 | 0 | 0 | 0 | 0 | 0 | 0 | 0 | 1.5
62446_G_EGEN2 | NY_Zone G-I (Downstate NY) | New York | 36 | Westchester | 119 | 62446 | EGEN2 | JLL-One Rockwood Road | 13469 | 2003 | 9999 | Combustion Turbine | [5 empty] | Fossil | G | 2030 | Oil |  | 0 | 0 | 0 | 0 | 0 | 0 | 0 | 0 | 0 | 0 | 0 | 0 | 0 | 0 | 0 | 0 | 0 | 0 | 0 | 0 | 0 | 0 | 0 | 0 | 0 | 0 | 0 | 0 | 0 | 0 | 0 | 0 | 0 | 0 | 0 | 0 | 0 | 0 | 0 | 0 | 0.069661 | 0 | 0 | 0 | 0 | 0 | 0 | 0 | 0 | 0 | 1.5
62448_G_LAP | ERCOT_West | Texas | 48 | Andrews | 3 | 62448 | LAP | Lapetus | 0 | 2019 | 9999 | Solar PV | [5 empty] | Non-Fossil | G | 2030 | Solar |  | 0 | 0 | 0 | 0 | 0 | 0 | 0 | 0 | 0 | 0 | 0 | 0 | 0 | 0 | 0 | 0 | 45.5572 | 75.4282 | 113.2619 | 234.2473 | 0 | 0 | 0 | 0 | 0 | 0 | 0 | 0 | 0 | 0 | 0 | 0 | 0 | 0 | 0 | 0 | 0 | 0 | 0 | 0 | 3.1598 | 0 | 0 | 0 | 0 | 0 | 0 | 0 | 0 | 0 | 100
62449_G_GT100 | SERC_Southeastern | Alabama | 1 | Mobile | 97 | 62449 | GT100 | Kimberly Clark Mobile - CHP Plant | 8700 | 2019 | 9999 | Combustion Turbine | [5 empty] | Fossil | G | 2030 | NaturalGas |  | 0.13629 | 0.17876 | 0.38275 | 0.6978 | 0 | 0 | 0 | 0 | 0 | 0 | 0 | 0 | 0 | 0 | 0 | 0 | 15.6658 | 20.5469 | 43.9939 | 80.2066 | 11.7423 | 15.4008 | 32.9754 | 60.1185 | 1.4041e-08 | 1.8416e-08 | 3.9431e-08 | 7.1888e-08 | 0.0011032 | 0.001447 | 0.0030981 | 0.0056483 | 0 | 0 | 0 | 0 | 0 | 0 | 0 | 0 | 0.43001 | 0.07222 | 0.094721 | 0.20281 | 0.36975 | 0.39156 | 0.44638 | 1.0224 | 1.8604 | 0 | 21.8
62449_G_GT200 | SERC_Southeastern | Alabama | 1 | Mobile | 97 | 62449 | GT200 | Kimberly Clark Mobile - CHP Plant | 8700 | 2019 | 9999 | Combustion Turbine | [5 empty] | Fossil | G | 2030 | NaturalGas |  | 0.13629 | 0.17876 | 0.38275 | 0.6978 | 0 | 0 | 0 | 0 | 0 | 0 | 0 | 0 | 0 | 0 | 0 | 0 | 15.6658 | 20.5469 | 43.9939 | 80.2066 | 11.7423 | 15.4008 | 32.9754 | 60.1185 | 1.4041e-08 | 1.8416e-08 | 3.9431e-08 | 7.1888e-08 | 0.0011032 | 0.001447 | 0.0030981 | 0.0056483 | 0 | 0 | 0 | 0 | 0 | 0 | 0 | 0 | 0.43001 | 0.07222 | 0.094721 | 0.20281 | 0.36975 | 0.39156 | 0.44638 | 1.0224 | 1.8604 | 0 | 21.8
62450_G_CT205 | NY_Zone J (NYC) | New York | 36 | Queens | 81 | 62450 | CT205 | St. Johns Episcopal Hospital | 13469 | 2010 | 9999 | Combustion Turbine | [5 empty] | Fossil | G | 2030 | Oil |  | 0 | 0 | 0 | 0 | 0 | 0 | 0 | 0 | 0 | 0 | 0 | 0 | 0 | 0 | 0 | 0 | 0 | 0 | 0 | 0 | 0 | 0 | 0 | 0 | 0 | 0 | 0 | 0 | 0 | 0 | 0 | 0 | 0 | 0 | 0 | 0 | 0 | 0 | 0 | 0 | 0.0094922 | 0 | 0 | 0 | 0 | 0 | 0 | 0 | 0 | 0 | 0.2
62450_G_F1040 | NY_Zone J (NYC) | New York | 36 | Queens | 81 | 62450 | F1040 | St. Johns Episcopal Hospital | 13469 | 1995 | 9999 | Combustion Turbine | [5 empty] | Fossil | G | 2030 | Oil |  | 0 | 0 | 0 | 0 | 0 | 0 | 0 | 0 | 0 | 0 | 0 | 0 | 0 | 0 | 0 | 0 | 0 | 0 | 0 | 0 | 0 | 0 | 0 | 0 | 0 | 0 | 0 | 0 | 0 | 0 | 0 | 0 | 0 | 0 | 0 | 0 | 0 | 0 | 0 | 0 | 0.047461 | 0 | 0 | 0 | 0 | 0 | 0 | 0 | 0 | 0 | 1
62451_G_RANTL | MISO_Illinois | Illinois | 17 | Champaign | 19 | 62451 | RANTL | Rantoul Solar | 0 | 2016 | 9999 | Solar PV | [5 empty] | Non-Fossil | G | 2030 | Solar |  | 0 | 0 | 0 | 0 | 0 | 0 | 0 | 0 | 0 | 0 | 0 | 0 | 0 | 0 | 0 | 0 | 0.22237 | 0.63541 | 1.1322 | 1.99 | 0 | 0 | 0 | 0 | 0 | 0 | 0 | 0 | 0 | 0 | 0 | 0 | 0 | 0 | 0 | 0 | 0 | 0 | 0 | 0 | 0.031598 | 0 | 0 | 0 | 0 | 0 | 0 | 0 | 0 | 0 | 1
62452_G_CT250 | NY_Zone G-I (Downstate NY) | New York | 36 | Westchester | 119 | 62452 | CT250 | St. Joseph Hospital | 14775 | 1960 | 9999 | Combustion Turbine | [5 empty] | Fossil | G | 2030 | Oil |  | 0 | 0 | 0 | 0 | 0 | 0 | 0 | 0 | 0 | 0 | 0 | 0 | 0 | 0 | 0 | 0 | 0 | 0 | 0 | 0 | 0 | 0 | 0 | 0 | 0 | 0 | 0 | 0 | 0 | 0 | 0 | 0 | 0 | 0 | 0 | 0 | 0 | 0 | 0 | 0 | 0.013932 | 0 | 0 | 0 | 0 | 0 | 0 | 0 | 0 | 0 | 0.3
62452_G_CT750 | NY_Zone G-I (Downstate NY) | New York | 36 | Westchester | 119 | 62452 | CT750 | St. Joseph Hospital | 14775 | 1978 | 9999 | Combustion Turbine | [5 empty] | Fossil | G | 2030 | Oil |  | 0 | 0 | 0 | 0 | 0 | 0 | 0 | 0 | 0 | 0 | 0 | 0 | 0 | 0 | 0 | 0 | 0 | 0 | 0 | 0 | 0 | 0 | 0 | 0 | 0 | 0 | 0 | 0 | 0 | 0 | 0 | 0 | 0 | 0 | 0 | 0 | 0 | 0 | 0 | 0 | 0.037153 | 0 | 0 | 0 | 0 | 0 | 0 | 0 | 0 | 0 | 0.8
62453_G_CT250 | NY_Zone G-I (Downstate NY) | New York | 36 | Westchester | 119 | 62453 | CT250 | Mt.Sinai-St.Lukes Roosevelt Hosp. Center | 14775 | 1960 | 9999 | Combustion Turbine | [5 empty] | Fossil | G | 2030 | Oil |  | 0 | 0 | 0 | 0 | 0 | 0 | 0 | 0 | 0 | 0 | 0 | 0 | 0 | 0 | 0 | 0 | 0 | 0 | 0 | 0 | 0 | 0 | 0 | 0 | 0 | 0 | 0 | 0 | 0 | 0 | 0 | 0 | 0 | 0 | 0 | 0 | 0 | 0 | 0 | 0 | 0.013932 | 0 | 0 | 0 | 0 | 0 | 0 | 0 | 0 | 0 | 0.3
62453_G_CT750 | NY_Zone G-I (Downstate NY) | New York | 36 | Westchester | 119 | 62453 | CT750 | Mt.Sinai-St.Lukes Roosevelt Hosp. Center | 14775 | 1978 | 9999 | Combustion Turbine | [5 empty] | Fossil | G | 2030 | Oil |  | 0 | 0 | 0 | 0 | 0 | 0 | 0 | 0 | 0 | 0 | 0 | 0 | 0 | 0 | 0 | 0 | 0 | 0 | 0 | 0 | 0 | 0 | 0 | 0 | 0 | 0 | 0 | 0 | 0 | 0 | 0 | 0 | 0 | 0 | 0 | 0 | 0 | 0 | 0 | 0 | 0.037153 | 0 | 0 | 0 | 0 | 0 | 0 | 0 | 0 | 0 | 0.8
62453_G_EG1 | NY_Zone G-I (Downstate NY) | New York | 36 | Westchester | 119 | 62453 | EG1 | Mt.Sinai-St.Lukes Roosevelt Hosp. Center | 13469 | 1995 | 9999 | Combustion Turbine | [5 empty] | Fossil | G | 2030 | Oil |  | 0 | 0 | 0 | 0 | 0 | 0 | 0 | 0 | 0 | 0 | 0 | 0 | 0 | 0 | 0 | 0 | 0 | 0 | 0 | 0 | 0 | 0 | 0 | 0 | 0 | 0 | 0 | 0 | 0 | 0 | 0 | 0 | 0 | 0 | 0 | 0 | 0 | 0 | 0 | 0 | 0.013932 | 0 | 0 | 0 | 0 | 0 | 0 | 0 | 0 | 0 | 0.3
62453_G_EG2 | NY_Zone G-I (Downstate NY) | New York | 36 | Westchester | 119 | 62453 | EG2 | Mt.Sinai-St.Lukes Roosevelt Hosp. Center | 13469 | 2010 | 9999 | Combustion Turbine | [5 empty] | Fossil | G | 2030 | Oil |  | 0 | 0 | 0 | 0 | 0 | 0 | 0 | 0 | 0 | 0 | 0 | 0 | 0 | 0 | 0 | 0 | 0 | 0 | 0 | 0 | 0 | 0 | 0 | 0 | 0 | 0 | 0 | 0 | 0 | 0 | 0 | 0 | 0 | 0 | 0 | 0 | 0 | 0 | 0 | 0 | 0.013932 | 0 | 0 | 0 | 0 | 0 | 0 | 0 | 0 | 0 | 0.3
62453_G_EG3 | NY_Zone G-I (Downstate NY) | New York | 36 | Westchester | 119 | 62453 | EG3 | Mt.Sinai-St.Lukes Roosevelt Hosp. Center | 13469 | 2015 | 9999 | Combustion Turbine | [5 empty] | Fossil | G | 2030 | Oil |  | 0 | 0 | 0 | 0 | 0 | 0 | 0 | 0 | 0 | 0 | 0 | 0 | 0 | 0 | 0 | 0 | 0 | 0 | 0 | 0 | 0 | 0 | 0 | 0 | 0 | 0 | 0 | 0 | 0 | 0 | 0 | 0 | 0 | 0 | 0 | 0 | 0 | 0 | 0 | 0 | 0.1161 | 0 | 0 | 0 | 0 | 0 | 0 | 0 | 0 | 0 | 2.5
62453_G_EG4 | NY_Zone G-I (Downstate NY) | New York | 36 | Westchester | 119 | 62453 | EG4 | Mt.Sinai-St.Lukes Roosevelt Hosp. Center | 13469 | 2015 | 9999 | Combustion Turbine | [5 empty] | Fossil | G | 2030 | Oil |  | 0 | 0 | 0 | 0 | 0 | 0 | 0 | 0 | 0 | 0 | 0 | 0 | 0 | 0 | 0 | 0 | 0 | 0 | 0 | 0 | 0 | 0 | 0 | 0 | 0 | 0 | 0 | 0 | 0 | 0 | 0 | 0 | 0 | 0 | 0 | 0 | 0 | 0 | 0 | 0 | 0.1161 | 0 | 0 | 0 | 0 | 0 | 0 | 0 | 0 | 0 | 2.5
62454_G_1 | PJM_EMAAC | New Jersey | 34 | Ocean | 29 | 62454 | 1 | Lakewood Cheddar School | 0 | 2013 | 9999 | Solar PV | [5 empty] | Non-Fossil | G | 2030 | Solar |  | 0 | 0 | 0 | 0 | 0 | 0 | 0 | 0 | 0 | 0 | 0 | 0 | 0 | 0 | 0 | 0 | 0.2108 | 0.45548 | 0.75528 | 1.4216 | 0 | 0 | 0 | 0 | 0 | 0 | 0 | 0 | 0 | 0 | 0 | 0 | 0 | 0 | 0 | 0 | 0 | 0 | 0 | 0 | 0.045767 | 0 | 0 | 0 | 0 | 0 | 0 | 0 | 0 | 0 | 1
62455_G_DGR01 | ISONE_Connecticut | Connecticut | 9 | Fairfield | 1 | 62455 | DGR01 | Digital Fairfield | 9500 | 2018 | 9999 | Fuel Cell | [5 empty] | Non-Fossil | G | 2030 | NaturalGas |  | 0 | 0 | 0 | 0 | 0 | 0 | 0 | 0 | 0 | 0 | 0 | 0 | 0 | 0 | 0 | 0 | 0 | 0 | 0 | 0 | 0 | 0 | 0 | 0 | 0 | 0 | 0 | 0 | 0 | 0 | 0 | 0 | 0 | 0 | 0 | 0 | 0 | 0 | 0 | 0 | 0 | 0 | 0 | 0 | 0 | 0 | 0 | 0 | 0 | 0 | 2
62456_G_RGP00 | NY_Zone G-I (Downstate NY) | New York | 36 | Westchester | 119 | 62456 | RGP00 | Regeneron Tarrytown | 9500 | 2018 | 9999 | Fuel Cell | [5 empty] | Non-Fossil | G | 2030 | NaturalGas |  | 0 | 0 | 0 | 0 | 0 | 0 | 0 | 0 | 0 | 0 | 0 | 0 | 0 | 0 | 0 | 0 | 0 | 0 | 0 | 0 | 0 | 0 | 0 | 0 | 0 | 0 | 0 | 0 | 0 | 0 | 0 | 0 | 0 | 0 | 0 | 0 | 0 | 0 | 0 | 0 | 0 | 0 | 0 | 0 | 0 | 0 | 0 | 0 | 0 | 0 | 1.5
62458_G_RAT00 | WECC_LADWP | California | 6 | Los Angeles | 37 | 62458 | RAT00 | Ratkovich Alhambra | 9500 | 2018 | 9999 | Fuel Cell | [5 empty] | Non-Fossil | G | 2030 | NaturalGas |  | 0 | 0 | 9.0915e-05 | 9.0915e-05 | 0 | 0 | 0 | 0 | 0 | 0 | 0 | 0 | 0 | 0 | 0 | 0 | 0 | 0 | 0.00957 | 0.00957 | 0 | 0 | 0.0053222 | 0.0053222 | 0 | 0 | 6.3641e-12 | 6.3641e-12 | 0 | 0 | 0 | 0 | 0 | 0 | 0 | 0 | 0 | 0 | 0 | 0 | 0 | 0 | 0 | 0.00043128 | 0.00043128 | 0 | 0 | 0.00025671 | 0.00025671 | 0 | 1
62459_G_SMC01 | WECC_Northern California (not including BANC) | California | 6 | Santa Clara | 85 | 62459 | SMC01 | Micro Santa Clara | 9500 | 2018 | 9999 | Fuel Cell | [5 empty] | Non-Fossil | G | 2030 | NaturalGas |  | 0 | 0 | 1.653e-05 | 1.653e-05 | 0 | 0 | 0 | 0 | 0 | 0 | 0 | 0 | 0 | 0 | 0 | 0 | 0 | 0 | 0.00174 | 0.00174 | 0 | 0 | 0.00096767 | 0.00096767 | 0 | 0 | 1.1571e-12 | 1.1571e-12 | 0 | 0 | 0 | 0 | 0 | 0 | 0 | 0 | 0 | 0 | 0 | 0 | 0 | 0 | 0 | 7.8414e-05 | 7.8414e-05 | 0 | 0 | 4.6323e-05 | 4.6323e-05 | 0 | 2
62460_G_DESI2 | WECC_Southern California Edison | California | 6 | Orange | 59 | 62460 | DESI2 | DESI-2 Battery Storage Facility | 0 | 2020 | 9999 | Energy Storage | [5 empty] | Non-Fossil | G | 2030 | EnerStor |  | 0 | 0 | 0 | 0 | 0 | 0 | 0 | 0 | 0 | 0 | 0 | 0 | 0 | 0 | 0 | 0 | 0 | 0.57896 | 0.72607 | 1.305 | 0 | 0 | 0 | 0 | 0 | 0 | 0 | 0 | 0 | 0 | 0 | 0 | 0 | 0 | 0 | 0 | 0 | 0 | 0 | 0 | 0.051487 | 0 | 0.0045565 | 0.0057142 | 0.010271 | 0 | 0 | 0 | 0 | 0 | 1.4
62461_G_1 | MISO_Iowa-MidAmerican | Iowa | 19 | Johnson | 103 | 62461 | 1 | Farmers Electric Cooperative - Kalona | 12283 | 2001 | 9999 | Combustion Turbine | [5 empty] | Fossil | G | 2030 | Oil |  | 0 | 0 | 0 | 0 | 0 | 0 | 0 | 0 | 0 | 0 | 0 | 0 | 0 | 0 | 0 | 0 | 0 | 0 | 0 | 0 | 0 | 0 | 0 | 0 | 0 | 0 | 0 | 0 | 0 | 0 | 0 | 0 | 0 | 0 | 0 | 0 | 0 | 0 | 0 | 0 | 0.086165 | 0 | 0 | 0 | 0 | 0 | 0 | 0 | 0 | 0 | 2
62461_G_2 | MISO_Iowa-MidAmerican | Iowa | 19 | Johnson | 103 | 62461 | 2 | Farmers Electric Cooperative - Kalona | 12283 | 2001 | 9999 | Combustion Turbine | [5 empty] | Fossil | G | 2030 | Oil |  | 0 | 0 | 0 | 0 | 0 | 0 | 0 | 0 | 0 | 0 | 0 | 0 | 0 | 0 | 0 | 0 | 0 | 0 | 0 | 0 | 0 | 0 | 0 | 0 | 0 | 0 | 0 | 0 | 0 | 0 | 0 | 0 | 0 | 0 | 0 | 0 | 0 | 0 | 0 | 0 | 0.086165 | 0 | 0 | 0 | 0 | 0 | 0 | 0 | 0 | 0 | 2
62461_G_3 | MISO_Iowa-MidAmerican | Iowa | 19 | Johnson | 103 | 62461 | 3 | Farmers Electric Cooperative - Kalona | 12283 | 2006 | 9999 | Combustion Turbine | [5 empty] | Fossil | G | 2030 | Oil |  | 0 | 0 | 0 | 0 | 0 | 0 | 0 | 0 | 0 | 0 | 0 | 0 | 0 | 0 | 0 | 0 | 0 | 0 | 0 | 0 | 0 | 0 | 0 | 0 | 0 | 0 | 0 | 0 | 0 | 0 | 0 | 0 | 0 | 0 | 0 | 0 | 0 | 0 | 0 | 0 | 0.086165 | 0 | 0 | 0 | 0 | 0 | 0 | 0 | 0 | 0 | 2
62467_G_VISTA | WECC_New Mexico | New Mexico | 35 | Valencia | 61 | 62467 | VISTA | Vista Solar Energy Center | 0 | 2019 | 9999 | Solar PV | [5 empty] | Non-Fossil | G | 2030 | Solar |  | 0 | 0 | 0 | 0 | 0 | 0 | 0 | 0 | 0 | 0 | 0 | 0 | 0 | 0 | 0 | 0 | 4.1345 | 7.6235 | 11.7123 | 23.4703 | 0 | 0 | 0 | 0 | 0 | 0 | 0 | 0 | 0 | 0 | 0 | 0 | 0 | 0 | 0 | 0 | 0 | 0 | 0 | 0 | 0.38108 | 0 | 0 | 0 | 0 | 0 | 0 | 0 | 0 | 0 | 10
62468_G_MCS01 | SERC_Central_TVA | Tennessee | 47 | Davidson | 37 | 62468 | MCS01 | Music City Community Solar | 0 | 2018 | 9999 | Solar PV | [5 empty] | Non-Fossil | G | 2030 | Solar |  | 0 | 0 | 0 | 0 | 0 | 0 | 0 | 0 | 0 | 0 | 0 | 0 | 0 | 0 | 0 | 0 | 0.3783 | 0.72941 | 1.095 | 2.2027 | 0 | 0 | 0 | 0 | 0 | 0 | 0 | 0 | 0 | 0 | 0 | 0 | 0 | 0 | 0 | 0 | 0 | 0 | 0 | 0 | 0.048499 | 0 | 0 | 0 | 0 | 0 | 0 | 0 | 0 | 0 | 1.4
62471_G_1034 | NY_Zone B (Genesee) | New York | 36 | Monroe | 55 | 62471 | 1034 | Washington St Community Solar Farm #4 | 0 | 2020 | 9999 | Solar PV | [5 empty] | Non-Fossil | G | 2030 | Solar |  | 0 | 0 | 0 | 0 | 0 | 0 | 0 | 0 | 0 | 0 | 0 | 0 | 0 | 0 | 0 | 0 | 0.51938 | 1.0258 | 1.8608 | 3.406 | 0 | 0 | 0 | 0 | 0 | 0 | 0 | 0 | 0 | 0 | 0 | 0 | 0 | 0 | 0 | 0 | 0 | 0 | 0 | 0 | 0.078996 | 0 | 0 | 0 | 0 | 0 | 0 | 0 | 0 | 0 | 2.5
62472_G_617 | NY_Zone B (Genesee) | New York | 36 | Monroe | 55 | 62472 | 617 | Washington St Community Solar Farm #1 | 0 | 2020 | 9999 | Solar PV | [5 empty] | Non-Fossil | G | 2030 | Solar |  | 0 | 0 | 0 | 0 | 0 | 0 | 0 | 0 | 0 | 0 | 0 | 0 | 0 | 0 | 0 | 0 | 0.45705 | 0.90273 | 1.6375 | 2.9973 | 0 | 0 | 0 | 0 | 0 | 0 | 0 | 0 | 0 | 0 | 0 | 0 | 0 | 0 | 0 | 0 | 0 | 0 | 0 | 0 | 0.069517 | 0 | 0 | 0 | 0 | 0 | 0 | 0 | 0 | 0 | 2.2
62473_G_1035 | NY_Zone B (Genesee) | New York | 36 | Monroe | 55 | 62473 | 1035 | Washington St Community Solar Farm #3 | 0 | 2020 | 9999 | Solar PV | [5 empty] | Non-Fossil | G | 2030 | Solar |  | 0 | 0 | 0 | 0 | 0 | 0 | 0 | 0 | 0 | 0 | 0 | 0 | 0 | 0 | 0 | 0 | 0.51938 | 1.0258 | 1.8608 | 3.406 | 0 | 0 | 0 | 0 | 0 | 0 | 0 | 0 | 0 | 0 | 0 | 0 | 0 | 0 | 0 | 0 | 0 | 0 | 0 | 0 | 0.078996 | 0 | 0 | 0 | 0 | 0 | 0 | 0 | 0 | 0 | 2.5
62474_G_928 | NY_Zone C&E | New York | 36 | Tioga | 107 | 62474 | 928 | Gaskill Rd Community Solar Farm | 0 | 2019 | 9999 | Solar PV | [5 empty] | Non-Fossil | G | 2030 | Solar |  | 0 | 0 | 0 | 0 | 0 | 0 | 0 | 0 | 0 | 0 | 0 | 0 | 0 | 0 | 0 | 0 | 1.044 | 1.9951 | 3.4879 | 6.527 | 0 | 0 | 0 | 0 | 0 | 0 | 0 | 0 | 0 | 0 | 0 | 0 | 0 | 0 | 0 | 0 | 0 | 0 | 0 | 0 | 0.15799 | 0 | 0 | 0 | 0 | 0 | 0 | 0 | 0 | 0 | 5
62477_G_372 | NY_Zone C&E | New York | 36 | Tompkins | 109 | 62477 | 372 | Dryden Rd #2 Community Solar Farm | 0 | 2019 | 9999 | Solar PV | [5 empty] | Non-Fossil | G | 2030 | Solar |  | 0 | 0 | 0 | 0 | 0 | 0 | 0 | 0 | 0 | 0 | 0 | 0 | 0 | 0 | 0 | 0 | 0.41759 | 0.79805 | 1.3952 | 2.6108 | 0 | 0 | 0 | 0 | 0 | 0 | 0 | 0 | 0 | 0 | 0 | 0 | 0 | 0 | 0 | 0 | 0 | 0 | 0 | 0 | 0.063197 | 0 | 0 | 0 | 0 | 0 | 0 | 0 | 0 | 0 | 2
62479_G_175 | NY_Zone G-I (Downstate NY) | New York | 36 | Sullivan | 105 | 62479 | 175 | Woodoak Drive Community Solar Farm | 0 | 2019 | 9999 | Solar PV | [5 empty] | Non-Fossil | G | 2030 | Solar |  | 0 | 0 | 0 | 0 | 0 | 0 | 0 | 0 | 0 | 0 | 0 | 0 | 0 | 0 | 0 | 0 | 0.34617 | 0.67314 | 1.1635 | 2.1828 | 0 | 0 | 0 | 0 | 0 | 0 | 0 | 0 | 0 | 0 | 0 | 0 | 0 | 0 | 0 | 0 | 0 | 0 | 0 | 0 | 0.063197 | 0 | 0 | 0 | 0 | 0 | 0 | 0 | 0 | 0 | 2
6248_B_1 | WECC_Colorado | Colorado | 8 | Morgan | 87 | 6248 | 1 | Pawnee | 10769 | 1981 | 9999 | Coal Steam | wall | dry | Baghouse + Dry Scrubber + SCR + Mercury Control | LNBO | Dry Scrubber | Fossil | B | 2030 | Coal | Coal to Gas | 0.035284 | 0.04783 | 0.066183 | 0.1493 | 0 | 0 | 0 | 0 | 0.035284 | 0.04783 | 0.066183 | 0.1493 | 0 | 0 | 0 | 0 | 2.1572 | 2.9242 | 4.0462 | 9.1276 | 0.37913 | 0.51393 | 0.71113 | 1.6042 | 1.1033e-05 | 1.4956e-05 | 2.0694e-05 | 4.6683e-05 | 0.00095056 | 0.0012885 | 0.001783 | 0.0040221 | 0.0016521 | 0.0022396 | 0.0030989 | 0.0069906 | 1.7642e-05 | 2.3915e-05 | 3.3091e-05 | 7.4648e-05 | 25.7367 | 0.025599 | 0.034701 | 0.048016 | 0.10832 | 0.035826 | 0.048564 | 0.067199 | 0.15159 | 0.34466 | 504.3168 | Scrubber / SCR / Mercury Control / Coal to Gas | Dry Scrubber
62480_G_635 | NY_Zone B (Genesee) | New York | 36 | Monroe | 55 | 62480 | 635 | Burritt Rd Community Solar Farm | 0 | 2019 | 9999 | Solar PV | [5 empty] | Non-Fossil | G | 2030 | Solar |  | 0 | 0 | 0 | 0 | 0 | 0 | 0 | 0 | 0 | 0 | 0 | 0 | 0 | 0 | 0 | 0 | 0.4155 | 0.82067 | 1.4886 | 2.7248 | 0 | 0 | 0 | 0 | 0 | 0 | 0 | 0 | 0 | 0 | 0 | 0 | 0 | 0 | 0 | 0 | 0 | 0 | 0 | 0 | 0.063197 | 0 | 0 | 0 | 0 | 0 | 0 | 0 | 0 | 0 | 2
62482_G_GEN1 | PJM_AP | West Virginia | 54 | Greenbrier | 25 | 62482 | GEN1 | Beech Ridge II Wind Energy Center | 0 | 2019 | 9999 | Onshore Wind | [5 empty] | Non-Fossil | G | 2030 | Wind |  | 0 | 0 | 0 | 0 | 0 | 0 | 0 | 0 | 0 | 0 | 0 | 0 | 0 | 0 | 0 | 0 | 44.0252 | 53.1911 | 38.0356 | 135.2518 | 0 | 0 | 0 | 0 | 0 | 0 | 0 | 0 | 0 | 0 | 0 | 0 | 0 | 0 | 0 | 0 | 0 | 0 | 0 | 0 | 2.3583 | 0 | 0 | 0 | 0 | 0 | 0 | 0 | 0 | 0 | 56.2
62484_G_SCRA2 | MISO_Indiana (including parts of Kentucky) | Indiana | 18 | Montgomery | 107 | 62484 | SCRA2 | Crawfordsville 2 Solar Park | 0 | 2019 | 9999 | Solar PV | [5 empty] | Non-Fossil | G | 2030 | Solar |  | 0 | 0 | 0 | 0 | 0 | 0 | 0 | 0 | 0 | 0 | 0 | 0 | 0 | 0 | 0 | 0 | 1.5852 | 3.8168 | 6.7364 | 12.1384 | 0 | 0 | 0 | 0 | 0 | 0 | 0 | 0 | 0 | 0 | 0 | 0 | 0 | 0 | 0 | 0 | 0 | 0 | 0 | 0 | 0.27489 | 0 | 0 | 0 | 0 | 0 | 0 | 0 | 0 | 0 | 7.9
62485_G_SCRA3 | MISO_Indiana (including parts of Kentucky) | Indiana | 18 | Montgomery | 107 | 62485 | SCRA3 | Crawfordsville 3 Solar Park | 0 | 2019 | 9999 | Solar PV | [5 empty] | Non-Fossil | G | 2030 | Solar |  | 0 | 0 | 0 | 0 | 0 | 0 | 0 | 0 | 0 | 0 | 0 | 0 | 0 | 0 | 0 | 0 | 0.96315 | 2.319 | 4.093 | 7.3752 | 0 | 0 | 0 | 0 | 0 | 0 | 0 | 0 | 0 | 0 | 0 | 0 | 0 | 0 | 0 | 0 | 0 | 0 | 0 | 0 | 0.16702 | 0 | 0 | 0 | 0 | 0 | 0 | 0 | 0 | 0 | 4.8
62486_G_CMRSL | NY_Zone G-I (Downstate NY) | New York | 36 | Orange | 71 | 62486 | CMRSL | CMR Solar LLC | 0 | 2019 | 9999 | Solar PV | [5 empty] | Non-Fossil | G | 2030 | Solar |  | 0 | 0 | 0 | 0 | 0 | 0 | 0 | 0 | 0 | 0 | 0 | 0 | 0 | 0 | 0 | 0 | 0.34617 | 0.67314 | 1.1635 | 2.1828 | 0 | 0 | 0 | 0 | 0 | 0 | 0 | 0 | 0 | 0 | 0 | 0 | 0 | 0 | 0 | 0 | 0 | 0 | 0 | 0 | 0.063197 | 0 | 0 | 0 | 0 | 0 | 0 | 0 | 0 | 0 | 2
62487_G_FLOW | SERC_VACAR | North Carolina | 37 | Johnston | 101 | 62487 | FLOW | Flowers Solar LLC | 0 | 2019 | 9999 | Solar PV | [5 empty] | Non-Fossil | G | 2030 | Solar |  | 0 | 0 | 0 | 0 | 0 | 0 | 0 | 0 | 0 | 0 | 0 | 0 | 0 | 0 | 0 | 0 | 1.2524 | 2.49 | 3.9832 | 7.7256 | 0 | 0 | 0 | 0 | 0 | 0 | 0 | 0 | 0 | 0 | 0 | 0 | 0 | 0 | 0 | 0 | 0 | 0 | 0 | 0 | 0.1834 | 0 | 0 | 0 | 0 | 0 | 0 | 0 | 0 | 0 | 4.3
62488_G_WT | SPP North- (Kansas, Missouri) | Kansas | 20 | Allen | 1 | 62488 | WT | Prairie Queen Wind Farm | 0 | 2019 | 9999 | Onshore Wind | [5 empty] | Non-Fossil | G | 2030 | Wind |  | 0 | 0 | 0 | 0 | 0 | 0 | 0 | 0 | 0 | 0 | 0 | 0 | 0 | 0 | 0 | 0 | 178.4333 | 263.5037 | 268.3314 | 710.2683 | 0 | 0 | 0 | 0 | 0 | 0 | 0 | 0 | 0 | 0 | 0 | 0 | 0 | 0 | 0 | 0 | 0 | 0 | 0 | 0 | 8.3728 | 0 | 0 | 0 | 0 | 0 | 0 | 0 | 0 | 0 | 199.3
6249_B_1 | SERC_VACAR | South Carolina | 45 | Georgetown | 43 | 6249 | 1 | Winyah | 10751 | 1975 | 9999 | Coal Steam | wall | dry | ESPC + PM Scrubber + Wet Scrubber + SCR | LNBO | Wet Scrubber | Fossil | B | 2030 |  | Coal Retirement | 0 | 0 | 0 | 0 | 0 | 0 | 0 | 0 | 0 | 0 | 0 | 0 | 0 | 0 | 0 | 0 | 0 | 0 | 0 | 0 | 0 | 0 | 0 | 0 | 0 | 0 | 0 | 0 | 0 | 0 | 0 | 0 | 0 | 0 | 0 | 0 | 0 | 0 | 0 | 0 | 0 | 0 | 0 | 0 | 0 | 0 | 0 | 0 | 0 | 0 | 275 | Scrubber / SCR | Wet Scrubber
6249_B_2 | SERC_VACAR | South Carolina | 45 | Georgetown | 43 | 6249 | 2 | Winyah | 10687 | 1977 | 9999 | Coal Steam | wall | dry | ESPC + PM Scrubber + Wet Scrubber + SCR | OFA | Wet Scrubber | Fossil | B | 2030 |  | Coal Retirement | 0 | 0 | 0 | 0 | 0 | 0 | 0 | 0 | 0 | 0 | 0 | 0 | 0 | 0 | 0 | 0 | 0 | 0 | 0 | 0 | 0 | 0 | 0 | 0 | 0 | 0 | 0 | 0 | 0 | 0 | 0 | 0 | 0 | 0 | 0 | 0 | 0 | 0 | 0 | 0 | 0 | 0 | 0 | 0 | 0 | 0 | 0 | 0 | 0 | 0 | 285 | Scrubber / SCR | Wet Scrubber
6249_B_3 | SERC_VACAR | South Carolina | 45 | Georgetown | 43 | 6249 | 3 | Winyah | 10784 | 1980 | 9999 | Coal Steam | wall | dry | ESPC + PM Scrubber + Wet Scrubber + SCR | LNB + OFA | Wet Scrubber | Fossil | B | 2030 |  | Coal Retirement | 0 | 0 | 0 | 0 | 0 | 0 | 0 | 0 | 0 | 0 | 0 | 0 | 0 | 0 | 0 | 0 | 0 | 0 | 0 | 0 | 0 | 0 | 0 | 0 | 0 | 0 | 0 | 0 | 0 | 0 | 0 | 0 | 0 | 0 | 0 | 0 | 0 | 0 | 0 | 0 | 0 | 0 | 0 | 0 | 0 | 0 | 0 | 0 | 0 | 0 | 285 | Scrubber / SCR | Wet Scrubber
6249_B_4 | SERC_VACAR | South Carolina | 45 | Georgetown | 43 | 6249 | 4 | Winyah | 10803 | 1981 | 9999 | Coal Steam | wall | dry | ESPC + PM Scrubber + Wet Scrubber + SCR | LNB + OFA | Wet Scrubber | Fossil | B | 2030 |  | Coal Retirement | 0 | 0 | 0 | 0 | 0 | 0 | 0 | 0 | 0 | 0 | 0 | 0 | 0 | 0 | 0 | 0 | 0 | 0 | 0 | 0 | 0 | 0 | 0 | 0 | 0 | 0 | 0 | 0 | 0 | 0 | 0 | 0 | 0 | 0 | 0 | 0 | 0 | 0 | 0 | 0 | 0 | 0 | 0 | 0 | 0 | 0 | 0 | 0 | 0 | 0 | 285 | Scrubber / SCR | Wet Scrubber
62490_G_1 | FRCC | Florida | 12 | Suwannee | 121 | 62490 | 1 | Echo River Solar | 0 | 2020 | 9999 | Solar PV | [5 empty] | Non-Fossil | G | 2030 | Solar |  | 0 | 0 | 0 | 0 | 0 | 0 | 0 | 0 | 0 | 0 | 0 | 0 | 0 | 0 | 0 | 0 | 29.94 | 49.1294 | 61.426 | 140.4954 | 0 | 0 | 0 | 0 | 0 | 0 | 0 | 0 | 0 | 0 | 0 | 0 | 0 | 0 | 0 | 0 | 0 | 0 | 0 | 0 | 3.1193 | 0 | 0 | 0 | 0 | 0 | 0 | 0 | 0 | 0 | 74.5
62491_G_1 | FRCC | Florida | 12 | Okeechobee | 93 | 62491 | 1 | Okeechobee Solar | 0 | 2020 | 9999 | Solar PV | [5 empty] | Non-Fossil | G | 2030 | Solar |  | 0 | 0 | 0 | 0 | 0 | 0 | 0 | 0 | 0 | 0 | 0 | 0 | 0 | 0 | 0 | 0 | 29.94 | 49.1294 | 61.426 | 140.4954 | 0 | 0 | 0 | 0 | 0 | 0 | 0 | 0 | 0 | 0 | 0 | 0 | 0 | 0 | 0 | 0 | 0 | 0 | 0 | 0 | 3.1193 | 0 | 0 | 0 | 0 | 0 | 0 | 0 | 0 | 0 | 74.5
62492_G_ACB-1 | PJM_EMAAC | New Jersey | 34 | Atlantic | 1 | 62492 | ACB-1 | ACB Energy Parntners LLC - MTF Cogen | 19558 | 2010 | 9999 | Combustion Turbine | [5 empty] | Fossil | G | 2030 | NaturalGas |  | 0 | 0 | 0.0016151 | 0.0016151 | 0 | 0 | 0 | 0 | 0 | 0 | 0 | 0 | 0 | 0 | 0 | 0 | 0 | 0 | 0.082582 | 0.082582 | 0 | 0 | 0.09455 | 0.09455 | 0 | 0 | 1.1306e-10 | 1.1306e-10 | 0 | 0 | 0.00019296 | 0.00019296 | 0 | 0 | 0 | 0 | 0 | 0 | 0 | 0 | 0.14005 | 0 | 0 | 0.0003807 | 0.0003807 | 0 | 0 | 0.0034033 | 0.0034033 | 0 | 7.1
62493_G_1 | FRCC | Florida | 12 | Manatee | 81 | 62493 | 1 | Southfork Solar | 0 | 2020 | 9999 | Solar PV | [5 empty] | Non-Fossil | G | 2030 | Solar |  | 0 | 0 | 0 | 0 | 0 | 0 | 0 | 0 | 0 | 0 | 0 | 0 | 0 | 0 | 0 | 0 | 29.94 | 49.1294 | 61.426 | 140.4954 | 0 | 0 | 0 | 0 | 0 | 0 | 0 | 0 | 0 | 0 | 0 | 0 | 0 | 0 | 0 | 0 | 0 | 0 | 0 | 0 | 3.1193 | 0 | 0 | 0 | 0 | 0 | 0 | 0 | 0 | 0 | 74.5
62494_G_SKC | SPP West (Oklahoma, Arkansas, Louisiana) | Oklahoma | 40 | Garfield | 47 | 62494 | SKC | Skeleton Creek Energy Center Hybrid | 0 | 2019 | 9999 | Onshore Wind | [5 empty] | Non-Fossil | G | 2030 | Wind |  | 0 | 0 | 0 | 0 | 0 | 0 | 0 | 0 | 0 | 0 | 0 | 0 | 0 | 0 | 0 | 0 | 226.5161 | 334.7058 | 333.2325 | 894.4544 | 0 | 0 | 0 | 0 | 0 | 0 | 0 | 0 | 0 | 0 | 0 | 0 | 0 | 0 | 0 | 0 | 0 | 0 | 0 | 0 | 10.4612 | 0 | 0 | 0 | 0 | 0 | 0 | 0 | 0 | 0 | 250
62495_G_20181 | WECC_Colorado | Colorado | 8 | El Paso | 41 | 62495 | 20181 | Palmer Solar | 0 | 2019 | 9999 | Solar PV | [5 empty] | Non-Fossil | G | 2030 | Solar |  | 0 | 0 | 0 | 0 | 0 | 0 | 0 | 0 | 0 | 0 | 0 | 0 | 0 | 0 | 0 | 0 | 21.3938 | 41.5561 | 66.4147 | 129.3646 | 0 | 0 | 0 | 0 | 0 | 0 | 0 | 0 | 0 | 0 | 0 | 0 | 0 | 0 | 0 | 0 | 0 | 0 | 0 | 0 | 2.6309 | 0 | 0 | 0 | 0 | 0 | 0 | 0 | 0 | 0 | 60
625_G_1 | NY_Zone F (Capital) | New York | 36 | Saratoga | 91 | 625 | 1 | Upper Mechanicville | 0 | 1983 | 9999 | Hydro | [5 empty] | Non-Fossil | G | 2030 | Hydro |  | 0 | 0 | 0 | 0 | 0 | 0 | 0 | 0 | 0 | 0 | 0 | 0 | 0 | 0 | 0 | 0 | 11.4737 | 15.5095 | 19.0372 | 46.0203 | 0 | 0 | 0 | 0 | 0 | 0 | 0 | 0 | 0 | 0 | 0 | 0 | 0 | 0 | 0 | 0 | 0 | 0 | 0 | 0 | 0.14544 | 0.015948 | 0.021558 | 0.026462 | 0.063968 | 0 | 0 | 0 | 0 | 0 | 9.2
625_G_2 | NY_Zone F (Capital) | New York | 36 | Saratoga | 91 | 625 | 2 | Upper Mechanicville | 0 | 1983 | 9999 | Hydro | [5 empty] | Non-Fossil | G | 2030 | Hydro |  | 0 | 0 | 0 | 0 | 0 | 0 | 0 | 0 | 0 | 0 | 0 | 0 | 0 | 0 | 0 | 0 | 11.4737 | 15.5095 | 19.0372 | 46.0203 | 0 | 0 | 0 | 0 | 0 | 0 | 0 | 0 | 0 | 0 | 0 | 0 | 0 | 0 | 0 | 0 | 0 | 0 | 0 | 0 | 0.14544 | 0.015948 | 0.021558 | 0.026462 | 0.063968 | 0 | 0 | 0 | 0 | 0 | 9.2
6250_B_1A | SERC_VACAR | North Carolina | 37 | Person | 145 | 6250 | 1A | Mayo | 11143 | 1983 | 9999 | Coal Steam | wall | dry | ESPH + Wet Scrubber + SCR | LNB | Wet Scrubber | Fossil | B | 2030 |  | Coal Retirement | 0 | 0 | 0 | 0 | 0 | 0 | 0 | 0 | 0 | 0 | 0 | 0 | 0 | 0 | 0 | 0 | 0 | 0 | 0 | 0 | 0 | 0 | 0 | 0 | 0 | 0 | 0 | 0 | 0 | 0 | 0 | 0 | 0 | 0 | 0 | 0 | 0 | 0 | 0 | 0 | 0 | 0 | 0 | 0 | 0 | 0 | 0 | 0 | 0 | 0 | 364 | Scrubber / SCR | Wet Scrubber
6250_B_1B | SERC_VACAR | North Carolina | 37 | Person | 145 | 6250 | 1B | Mayo | 11143 | 1983 | 9999 | Coal Steam | wall | dry | ESPH + Wet Scrubber + SCR | LNB | Wet Scrubber | Fossil | B | 2030 |  | Coal Retirement | 0 | 0 | 0 | 0 | 0 | 0 | 0 | 0 | 0 | 0 | 0 | 0 | 0 | 0 | 0 | 0 | 0 | 0 | 0 | 0 | 0 | 0 | 0 | 0 | 0 | 0 | 0 | 0 | 0 | 0 | 0 | 0 | 0 | 0 | 0 | 0 | 0 | 0 | 0 | 0 | 0 | 0 | 0 | 0 | 0 | 0 | 0 | 0 | 0 | 0 | 364 | Scrubber / SCR | Wet Scrubber
62503_G_10237 | ISONE_MA, VT, NH, RI (Rest of ISO New England) | Massachusetts | 25 | Worcester | 27 | 62503 | 10237 | Winchendon Landfill Solar | 0 | 2018 | 9999 | Solar PV | [5 empty] | Non-Fossil | G | 2030 | Solar |  | 0 | 0 | 0 | 0 | 0 | 0 | 0 | 0 | 0 | 0 | 0 | 0 | 0 | 0 | 0 | 0 | 0.41849 | 0.83926 | 1.5407 | 2.7985 | 0 | 0 | 0 | 0 | 0 | 0 | 0 | 0 | 0 | 0 | 0 | 0 | 0 | 0 | 0 | 0 | 0 | 0 | 0 | 0 | 0.087614 | 0 | 0 | 0 | 0 | 0 | 0 | 0 | 0 | 0 | 2
6251_G_1 | ERCOT_Rest | Texas | 48 | Matagorda | 321 | 6251 | 1 | South Texas Project | 10456 | 1988 | 9999 | Nuclear | [5 empty] | Non-Fossil | G | 2030 | Nuclear |  | 25.0817 | 33.9996 | 45.2632 | 104.3445 | 0 | 0 | 0 | 0 | 0 | 0 | 0 | 0 | 0 | 0 | 0 | 0 | 2398.7859 | 3251.6875 | 4328.9186 | 9979.392 | 0 | 0 | 0 | 0 | 0 | 0 | 0 | 0 | 0 | 0 | 0 | 0 | 0 | 0 | 0 | 0 | 0 | 0 | 0 | 0 | 233.1922 | 0.192 | 0.26027 | 0.34649 | 0.79876 | 17.3696 | 23.5454 | 31.3456 | 72.2606 | 0 | 1280
6251_G_2 | ERCOT_Rest | Texas | 48 | Matagorda | 321 | 6251 | 2 | South Texas Project | 10456 | 1989 | 9999 | Nuclear | [5 empty] | Non-Fossil | G | 2030 | Nuclear |  | 27.1672 | 36.8266 | 49.0266 | 113.0204 | 0 | 0 | 0 | 0 | 0 | 0 | 0 | 0 | 0 | 0 | 0 | 0 | 2598.2355 | 3522.0526 | 4688.8512 | 10809.1392 | 0 | 0 | 0 | 0 | 0 | 0 | 0 | 0 | 0 | 0 | 0 | 0 | 0 | 0 | 0 | 0 | 0 | 0 | 0 | 0 | 213.6314 | 0.19197 | 0.26022 | 0.34643 | 0.79862 | 18.8138 | 25.5031 | 33.9519 | 78.2688 | 0 | 1280
62525_G_40 | NY_Zone G-I (Downstate NY) | New York | 36 | Sullivan | 105 | 62525 | 40 | Villa Roma Rd #1 | 0 | 2019 | 9999 | Solar PV | [5 empty] | Non-Fossil | G | 2030 | Solar |  | 0 | 0 | 0 | 0 | 0 | 0 | 0 | 0 | 0 | 0 | 0 | 0 | 0 | 0 | 0 | 0 | 0.34617 | 0.67314 | 1.1635 | 2.1828 | 0 | 0 | 0 | 0 | 0 | 0 | 0 | 0 | 0 | 0 | 0 | 0 | 0 | 0 | 0 | 0 | 0 | 0 | 0 | 0 | 0.063197 | 0 | 0 | 0 | 0 | 0 | 0 | 0 | 0 | 0 | 2
62526_G_41 | NY_Zone G-I (Downstate NY) | New York | 36 | Sullivan | 105 | 62526 | 41 | Villa Roma Rd #2 | 0 | 2019 | 9999 | Solar PV | [5 empty] | Non-Fossil | G | 2030 | Solar |  | 0 | 0 | 0 | 0 | 0 | 0 | 0 | 0 | 0 | 0 | 0 | 0 | 0 | 0 | 0 | 0 | 0.34617 | 0.67314 | 1.1635 | 2.1828 | 0 | 0 | 0 | 0 | 0 | 0 | 0 | 0 | 0 | 0 | 0 | 0 | 0 | 0 | 0 | 0 | 0 | 0 | 0 | 0 | 0.063197 | 0 | 0 | 0 | 0 | 0 | 0 | 0 | 0 | 0 | 2
62527_G_390 | NY_Zone G-I (Downstate NY) | New York | 36 | Sullivan | 105 | 62527 | 390 | Villa Roma Rd #3 | 0 | 2019 | 9999 | Solar PV | [5 empty] | Non-Fossil | G | 2030 | Solar |  | 0 | 0 | 0 | 0 | 0 | 0 | 0 | 0 | 0 | 0 | 0 | 0 | 0 | 0 | 0 | 0 | 0.34617 | 0.67314 | 1.1635 | 2.1828 | 0 | 0 | 0 | 0 | 0 | 0 | 0 | 0 | 0 | 0 | 0 | 0 | 0 | 0 | 0 | 0 | 0 | 0 | 0 | 0 | 0.063197 | 0 | 0 | 0 | 0 | 0 | 0 | 0 | 0 | 0 | 2
62528_G_391 | NY_Zone G-I (Downstate NY) | New York | 36 | Sullivan | 105 | 62528 | 391 | Villa Roma Rd #4 | 0 | 2019 | 9999 | Solar PV | [5 empty] | Non-Fossil | G | 2030 | Solar |  | 0 | 0 | 0 | 0 | 0 | 0 | 0 | 0 | 0 | 0 | 0 | 0 | 0 | 0 | 0 | 0 | 0.34617 | 0.67314 | 1.1635 | 2.1828 | 0 | 0 | 0 | 0 | 0 | 0 | 0 | 0 | 0 | 0 | 0 | 0 | 0 | 0 | 0 | 0 | 0 | 0 | 0 | 0 | 0.063197 | 0 | 0 | 0 | 0 | 0 | 0 | 0 | 0 | 0 | 2
6253_G_1 | MISO_Wisconsin- Upper Michigan (WUMS) | Wisconsin | 55 | Washington | 131 | 6253 | 1 | Germantown | 17537 | 1978 | 9999 | Combustion Turbine | [5 empty] | Fossil | G | 2030 | Oil |  | 0 | 0 | 0 | 0 | 0 | 0 | 0 | 0 | 0 | 0 | 0 | 0 | 0 | 0 | 0 | 0 | 0 | 0 | 0 | 0 | 0 | 0 | 0 | 0 | 0 | 0 | 0 | 0 | 0 | 0 | 0 | 0 | 0 | 0 | 0 | 0 | 0 | 0 | 0 | 0 | 2.1211 | 0 | 0 | 0 | 0 | 0 | 0 | 0 | 0 | 0 | 48.8
6253_G_2 | MISO_Wisconsin- Upper Michigan (WUMS) | Wisconsin | 55 | Washington | 131 | 6253 | 2 | Germantown | 17541 | 1978 | 9999 | Combustion Turbine | [5 empty] | Fossil | G | 2030 | Oil |  | 0 | 0 | 0 | 0 | 0 | 0 | 0 | 0 | 0 | 0 | 0 | 0 | 0 | 0 | 0 | 0 | 0 | 0 | 0 | 0 | 0 | 0 | 0 | 0 | 0 | 0 | 0 | 0 | 0 | 0 | 0 | 0 | 0 | 0 | 0 | 0 | 0 | 0 | 0 | 0 | 2.1124 | 0 | 0 | 0 | 0 | 0 | 0 | 0 | 0 | 0 | 48.6
6253_G_3 | MISO_Wisconsin- Upper Michigan (WUMS) | Wisconsin | 55 | Washington | 131 | 6253 | 3 | Germantown | 17599 | 1978 | 9999 | Combustion Turbine | [5 empty] | Fossil | G | 2030 | Oil |  | 0 | 0 | 0 | 0 | 0 | 0 | 0 | 0 | 0 | 0 | 0 | 0 | 0 | 0 | 0 | 0 | 0 | 0 | 0 | 0 | 0 | 0 | 0 | 0 | 0 | 0 | 0 | 0 | 0 | 0 | 0 | 0 | 0 | 0 | 0 | 0 | 0 | 0 | 0 | 0 | 1.9907 | 0 | 0 | 0 | 0 | 0 | 0 | 0 | 0 | 0 | 45.8
6253_G_4 | MISO_Wisconsin- Upper Michigan (WUMS) | Wisconsin | 55 | Washington | 131 | 6253 | 4 | Germantown | 17529 | 1978 | 9999 | Combustion Turbine | [5 empty] | Fossil | G | 2030 | Oil |  | 0 | 0 | 0 | 0 | 0 | 0 | 0 | 0 | 0 | 0 | 0 | 0 | 0 | 0 | 0 | 0 | 0 | 0 | 0 | 0 | 0 | 0 | 0 | 0 | 0 | 0 | 0 | 0 | 0 | 0 | 0 | 0 | 0 | 0 | 0 | 0 | 0 | 0 | 0 | 0 | 2.1385 | 0 | 0 | 0 | 0 | 0 | 0 | 0 | 0 | 0 | 49.2
6253_G_5 | MISO_Wisconsin- Upper Michigan (WUMS) | Wisconsin | 55 | Washington | 131 | 6253 | 5 | Germantown | 17461 | 2000 | 9999 | Combustion Turbine |  |  |  | H2O |  | Fossil | G | 2030 | Oil |  | 0 | 0 | 0 | 0 | 0 | 0 | 0 | 0 | 0 | 0 | 0 | 0 | 0 | 0 | 0 | 0 | 0 | 0 | 0 | 0 | 0 | 0 | 0 | 0 | 0 | 0 | 0 | 0 | 0 | 0 | 0 | 0 | 0 | 0 | 0 | 0 | 0 | 0 | 0 | 0 | 1.6017 | 0 | 0 | 0 | 0 | 0 | 0 | 0 | 0 | 0 | 81.2
62530_G_496 | NY_Zone D (North) | New York | 36 | Clinton | 19 | 62530 | 496 | Boas Rd #1 Community Solar Farm | 0 | 2019 | 9999 | Solar PV | [5 empty] | Non-Fossil | G | 2030 | Solar |  | 0 | 0 | 0 | 0 | 0 | 0 | 0 | 0 | 0 | 0 | 0 | 0 | 0 | 0 | 0 | 0 | 0.38041 | 0.7528 | 1.2908 | 2.424 | 0 | 0 | 0 | 0 | 0 | 0 | 0 | 0 | 0 | 0 | 0 | 0 | 0 | 0 | 0 | 0 | 0 | 0 | 0 | 0 | 0.063197 | 0 | 0 | 0 | 0 | 0 | 0 | 0 | 0 | 0 | 2
62531_G_1010 | NY_Zone D (North) | New York | 36 | Clinton | 19 | 62531 | 1010 | Boas Rd #2 Community Solar Farm | 0 | 2019 | 9999 | Solar PV | [5 empty] | Non-Fossil | G | 2030 | Solar |  | 0 | 0 | 0 | 0 | 0 | 0 | 0 | 0 | 0 | 0 | 0 | 0 | 0 | 0 | 0 | 0 | 0.38041 | 0.7528 | 1.2908 | 2.424 | 0 | 0 | 0 | 0 | 0 | 0 | 0 | 0 | 0 | 0 | 0 | 0 | 0 | 0 | 0 | 0 | 0 | 0 | 0 | 0 | 0.063197 | 0 | 0 | 0 | 0 | 0 | 0 | 0 | 0 | 0 | 2
62532_G_1011 | NY_Zone D (North) | New York | 36 | Clinton | 19 | 62532 | 1011 | Boas Rd #3 Community Solar Farm | 0 | 2019 | 9999 | Solar PV | [5 empty] | Non-Fossil | G | 2030 | Solar |  | 0 | 0 | 0 | 0 | 0 | 0 | 0 | 0 | 0 | 0 | 0 | 0 | 0 | 0 | 0 | 0 | 0.38041 | 0.7528 | 1.2908 | 2.424 | 0 | 0 | 0 | 0 | 0 | 0 | 0 | 0 | 0 | 0 | 0 | 0 | 0 | 0 | 0 | 0 | 0 | 0 | 0 | 0 | 0.063197 | 0 | 0 | 0 | 0 | 0 | 0 | 0 | 0 | 0 | 2
62533_G_1023 | NY_Zone D (North) | New York | 36 | Clinton | 19 | 62533 | 1023 | Boas Rd #4 Community Solar Farm | 0 | 2019 | 9999 | Solar PV | [5 empty] | Non-Fossil | G | 2030 | Solar |  | 0 | 0 | 0 | 0 | 0 | 0 | 0 | 0 | 0 | 0 | 0 | 0 | 0 | 0 | 0 | 0 | 0.38041 | 0.7528 | 1.2908 | 2.424 | 0 | 0 | 0 | 0 | 0 | 0 | 0 | 0 | 0 | 0 | 0 | 0 | 0 | 0 | 0 | 0 | 0 | 0 | 0 | 0 | 0.063197 | 0 | 0 | 0 | 0 | 0 | 0 | 0 | 0 | 0 | 2
62535_G_52737 | MISO_Minnesota and Western Wisconsin | Minnesota | 27 | Scott | 139 | 62535 | 52737 | MSC-Scott01 LLC | 0 | 2019 | 9999 | Solar PV | [5 empty] | Non-Fossil | G | 2030 | Solar |  | 0 | 0 | 0 | 0 | 0 | 0 | 0 | 0 | 0 | 0 | 0 | 0 | 0 | 0 | 0 | 0 | 0.21753 | 0.50504 | 0.95866 | 1.6812 | 0 | 0 | 0 | 0 | 0 | 0 | 0 | 0 | 0 | 0 | 0 | 0 | 0 | 0 | 0 | 0 | 0 | 0 | 0 | 0 | 0.031598 | 0 | 0 | 0 | 0 | 0 | 0 | 0 | 0 | 0 | 1
62536_G_52739 | MISO_Minnesota and Western Wisconsin | Minnesota | 27 | Chisago | 25 | 62536 | 52739 | MSC-Chisago01 LLC CSG | 0 | 2019 | 9999 | Solar PV | [5 empty] | Non-Fossil | G | 2030 | Solar |  | 0 | 0 | 0 | 0 | 0 | 0 | 0 | 0 | 0 | 0 | 0 | 0 | 0 | 0 | 0 | 0 | 0.21753 | 0.50504 | 0.95866 | 1.6812 | 0 | 0 | 0 | 0 | 0 | 0 | 0 | 0 | 0 | 0 | 0 | 0 | 0 | 0 | 0 | 0 | 0 | 0 | 0 | 0 | 0.031598 | 0 | 0 | 0 | 0 | 0 | 0 | 0 | 0 | 0 | 1
62537_G_52738 | MISO_Minnesota and Western Wisconsin | Minnesota | 27 | Rice | 131 | 62537 | 52738 | MSC-Rice01 LLC CSG | 0 | 2019 | 9999 | Solar PV | [5 empty] | Non-Fossil | G | 2030 | Solar |  | 0 | 0 | 0 | 0 | 0 | 0 | 0 | 0 | 0 | 0 | 0 | 0 | 0 | 0 | 0 | 0 | 0.21753 | 0.50504 | 0.95866 | 1.6812 | 0 | 0 | 0 | 0 | 0 | 0 | 0 | 0 | 0 | 0 | 0 | 0 | 0 | 0 | 0 | 0 | 0 | 0 | 0 | 0 | 0.031598 | 0 | 0 | 0 | 0 | 0 | 0 | 0 | 0 | 0 | 1
62538_G_52740 | MISO_Minnesota and Western Wisconsin | Minnesota | 27 | Chisago | 25 | 62538 | 52740 | MSC-Chisago02 LLC | 0 | 2019 | 9999 | Solar PV | [5 empty] | Non-Fossil | G | 2030 | Solar |  | 0 | 0 | 0 | 0 | 0 | 0 | 0 | 0 | 0 | 0 | 0 | 0 | 0 | 0 | 0 | 0 | 0.21753 | 0.50504 | 0.95866 | 1.6812 | 0 | 0 | 0 | 0 | 0 | 0 | 0 | 0 | 0 | 0 | 0 | 0 | 0 | 0 | 0 | 0 | 0 | 0 | 0 | 0 | 0.031598 | 0 | 0 | 0 | 0 | 0 | 0 | 0 | 0 | 0 | 1
62539_G_PGR02 | SERC_VACAR | North Carolina | 37 | Moore | 125 | 62539 | PGR02 | HCE Moore I | 0 | 2018 | 9999 | Solar PV | [5 empty] | Non-Fossil | G | 2030 | Solar |  | 0 | 0 | 0 | 0 | 0 | 0 | 0 | 0 | 0 | 0 | 0 | 0 | 0 | 0 | 0 | 0 | 0.58252 | 1.1581 | 1.8527 | 3.5933 | 0 | 0 | 0 | 0 | 0 | 0 | 0 | 0 | 0 | 0 | 0 | 0 | 0 | 0 | 0 | 0 | 0 | 0 | 0 | 0 | 0.085302 | 0 | 0 | 0 | 0 | 0 | 0 | 0 | 0 | 0 | 2
6254_B_1 | MISO_Iowa | Iowa | 19 | Wapello | 179 | 6254 | 1 | Ottumwa | 10369 | 1981 | 9999 | Coal Steam | tangential | wet | ESPH + Baghouse + Dry Scrubber + SCR + Mercury Control | LNC2 | Dry Scrubber | Fossil | B | 2030 | Coal |  | 12.6124 | 9.116 | 14.6073 | 36.3357 | 0 | 0 | 0 | 0 | 12.6124 | 9.116 | 14.6073 | 36.3357 | 0 | 0 | 0 | 0 | 1216.3592 | 879.1574 | 1408.7443 | 3504.261 | 1351.4218 | 976.7776 | 1565.169 | 3893.3684 | 0.0035386 | 0.0025576 | 0.0040983 | 0.010194 | 0.50443 | 0.36459 | 0.58422 | 1.4532 | 0.32939 | 0.23807 | 0.38148 | 0.94894 | 0.0063062 | 0.004558 | 0.0073036 | 0.018168 | 46.3572 | 7.2842 | 5.2649 | 8.4363 | 20.9854 | 20.1797 | 14.5854 | 23.3714 | 58.1365 | 0 | 725 | Scrubber / SCR / Mercury Control | Dry Scrubber
62540_G_PGR01 | SERC_VACAR | North Carolina | 37 | Robeson | 155 | 62540 | PGR01 | Three Bridge | 0 | 2018 | 9999 | Solar PV | [5 empty] | Non-Fossil | G | 2030 | Solar |  | 0 | 0 | 0 | 0 | 0 | 0 | 0 | 0 | 0 | 0 | 0 | 0 | 0 | 0 | 0 | 0 | 0.58252 | 1.1581 | 1.8527 | 3.5933 | 0 | 0 | 0 | 0 | 0 | 0 | 0 | 0 | 0 | 0 | 0 | 0 | 0 | 0 | 0 | 0 | 0 | 0 | 0 | 0 | 0.085302 | 0 | 0 | 0 | 0 | 0 | 0 | 0 | 0 | 0 | 2
62549_G_JOHNN | NY_Zone F (Capital) | New York | 36 | Fulton | 35 | 62549 | JOHNN | Kearsarge Johnstown 1 CSG | 0 | 2018 | 9999 | Solar PV | [5 empty] | Non-Fossil | G | 2030 | Solar |  | 0 | 0 | 0 | 0 | 0 | 0 | 0 | 0 | 0 | 0 | 0 | 0 | 0 | 0 | 0 | 0 | 0.32988 | 0.64496 | 1.1136 | 2.0885 | 0 | 0 | 0 | 0 | 0 | 0 | 0 | 0 | 0 | 0 | 0 | 0 | 0 | 0 | 0 | 0 | 0 | 0 | 0 | 0 | 0.047398 | 0 | 0 | 0 | 0 | 0 | 0 | 0 | 0 | 0 | 1.5
62550_G_GB123 | ISONE_MA, VT, NH, RI (Rest of ISO New England) | Massachusetts | 25 | Berkshire | 3 | 62550 | GB123 | Kearsarge GB | 0 | 2018 | 9999 | Solar PV | [5 empty] | Non-Fossil | G | 2030 | Solar |  | 0 | 0 | 0 | 0 | 0 | 0 | 0 | 0 | 0 | 0 | 0 | 0 | 0 | 0 | 0 | 0 | 0.39757 | 0.7973 | 1.4637 | 2.6585 | 0 | 0 | 0 | 0 | 0 | 0 | 0 | 0 | 0 | 0 | 0 | 0 | 0 | 0 | 0 | 0 | 0 | 0 | 0 | 0 | 0.083233 | 0 | 0 | 0 | 0 | 0 | 0 | 0 | 0 | 0 | 1.9
62551_G_SKSC1 | ISONE_MA, VT, NH, RI (Rest of ISO New England) | Rhode Island | 44 | Washington | 9 | 62551 | SKSC1 | Kearsarge SKSC1 LLC | 0 | 2018 | 9999 | Solar PV | [5 empty] | Non-Fossil | G | 2030 | Solar |  | 0 | 0 | 0 | 0 | 0 | 0 | 0 | 0 | 0 | 0 | 0 | 0 | 0 | 0 | 0 | 0 | 0.83273 | 1.7751 | 2.8896 | 5.4974 | 0 | 0 | 0 | 0 | 0 | 0 | 0 | 0 | 0 | 0 | 0 | 0 | 0 | 0 | 0 | 0 | 0 | 0 | 0 | 0 | 0.12007 | 0 | 0 | 0 | 0 | 0 | 0 | 0 | 0 | 0 | 3.8
62552_G_UX680 | ISONE_MA, VT, NH, RI (Rest of ISO New England) | Massachusetts | 25 | Worcester | 27 | 62552 | UX680 | Kearsarge Uxbridge | 0 | 2018 | 9999 | Solar PV | [5 empty] | Non-Fossil | G | 2030 | Solar |  | 0 | 0 | 0 | 0 | 0 | 0 | 0 | 0 | 0 | 0 | 0 | 0 | 0 | 0 | 0 | 0 | 0.39757 | 0.7973 | 1.4637 | 2.6585 | 0 | 0 | 0 | 0 | 0 | 0 | 0 | 0 | 0 | 0 | 0 | 0 | 0 | 0 | 0 | 0 | 0 | 0 | 0 | 0 | 0.083233 | 0 | 0 | 0 | 0 | 0 | 0 | 0 | 0 | 0 | 1.9
62556_G_JOHNS | NY_Zone F (Capital) | New York | 36 | Fulton | 35 | 62556 | JOHNS | Kearsarge Johnstown 2 CSG | 0 | 2018 | 9999 | Solar PV | [5 empty] | Non-Fossil | G | 2030 | Solar |  | 0 | 0 | 0 | 0 | 0 | 0 | 0 | 0 | 0 | 0 | 0 | 0 | 0 | 0 | 0 | 0 | 0.43984 | 0.85995 | 1.4848 | 2.7846 | 0 | 0 | 0 | 0 | 0 | 0 | 0 | 0 | 0 | 0 | 0 | 0 | 0 | 0 | 0 | 0 | 0 | 0 | 0 | 0 | 0.063197 | 0 | 0 | 0 | 0 | 0 | 0 | 0 | 0 | 0 | 2
62557_G_MONTA | ISONE_MA, VT, NH, RI (Rest of ISO New England) | Massachusetts | 25 | Franklin | 11 | 62557 | MONTA | Kearsarge Montague | 0 | 2018 | 9999 | Solar PV | [5 empty] | Non-Fossil | G | 2030 | Solar |  | 0 | 0 | 0 | 0 | 0 | 0 | 0 | 0 | 0 | 0 | 0 | 0 | 0 | 0 | 0 | 0 | 0.83699 | 1.6785 | 3.0814 | 5.5969 | 0 | 0 | 0 | 0 | 0 | 0 | 0 | 0 | 0 | 0 | 0 | 0 | 0 | 0 | 0 | 0 | 0 | 0 | 0 | 0 | 0.17523 | 0 | 0 | 0 | 0 | 0 | 0 | 0 | 0 | 0 | 4
62558_G_SKSC2 | ISONE_MA, VT, NH, RI (Rest of ISO New England) | Rhode Island | 44 | Washington | 9 | 62558 | SKSC2 | Kearsarge SKSC2 LLC | 0 | 2018 | 9999 | Solar PV | [5 empty] | Non-Fossil | G | 2030 | Solar |  | 0 | 0 | 0 | 0 | 0 | 0 | 0 | 0 | 0 | 0 | 0 | 0 | 0 | 0 | 0 | 0 | 0.67933 | 1.4481 | 2.3573 | 4.4847 | 0 | 0 | 0 | 0 | 0 | 0 | 0 | 0 | 0 | 0 | 0 | 0 | 0 | 0 | 0 | 0 | 0 | 0 | 0 | 0 | 0.097955 | 0 | 0 | 0 | 0 | 0 | 0 | 0 | 0 | 0 | 3.1
62559_G_WILM1 | ISONE_MA, VT, NH, RI (Rest of ISO New England) | Massachusetts | 25 | Middlesex | 17 | 62559 | WILM1 | Kearsarge Wilmington | 0 | 2017 | 9999 | Solar PV | [5 empty] | Non-Fossil | G | 2030 | Solar |  | 0 | 0 | 0 | 0 | 0 | 0 | 0 | 0 | 0 | 0 | 0 | 0 | 0 | 0 | 0 | 0 | 0.3348 | 0.67141 | 1.2326 | 2.2388 | 0 | 0 | 0 | 0 | 0 | 0 | 0 | 0 | 0 | 0 | 0 | 0 | 0 | 0 | 0 | 0 | 0 | 0 | 0 | 0 | 0.070091 | 0 | 0 | 0 | 0 | 0 | 0 | 0 | 0 | 0 | 1.6
62560_G_APS | WECC_Pacific Northwest | Oregon | 41 | Lake | 37 | 62560 | APS | Airport Solar | 0 | 2019 | 9999 | Solar PV | [5 empty] | Non-Fossil | G | 2030 | Solar |  | 0 | 0 | 0 | 0 | 0 | 0 | 0 | 0 | 0 | 0 | 0 | 0 | 0 | 0 | 0 | 0 | 13.2387 | 28.2603 | 52.3674 | 93.8664 | 0 | 0 | 0 | 0 | 0 | 0 | 0 | 0 | 0 | 0 | 0 | 0 | 0 | 0 | 0 | 0 | 0 | 0 | 0 | 0 | 1.6543 | 0 | 0 | 0 | 0 | 0 | 0 | 0 | 0 | 0 | 47.3
62561_G_RODR1 | ERCOT_West | Texas | 48 | Upton | 461 | 62561 | RODR1 | Roadrunner, LLC | 0 | 2019 | 9999 | Solar PV | [5 empty] | Non-Fossil | G | 2030 | Solar |  | 0 | 0 | 0 | 0 | 0 | 0 | 0 | 0 | 0 | 0 | 0 | 0 | 0 | 0 | 0 | 0 | 91.1145 | 150.8563 | 226.5238 | 468.4946 | 0 | 0 | 0 | 0 | 0 | 0 | 0 | 0 | 0 | 0 | 0 | 0 | 0 | 0 | 0 | 0 | 0 | 0 | 0 | 0 | 6.3197 | 0 | 0 | 0 | 0 | 0 | 0 | 0 | 0 | 0 | 200
62562_G_HILO | ERCOT_West | Texas | 48 | Upton | 461 | 62562 | HILO | High Lonesome Wind Power, LLC | 0 | 2019 | 9999 | Onshore Wind | [5 empty] | Non-Fossil | G | 2030 | Wind |  | 0 | 0 | 0 | 0 | 0 | 0 | 0 | 0 | 0 | 0 | 0 | 0 | 0 | 0 | 0 | 0 | 320.6856 | 470.5714 | 478.3518 | 1269.6087 | 0 | 0 | 0 | 0 | 0 | 0 | 0 | 0 | 0 | 0 | 0 | 0 | 0 | 0 | 0 | 0 | 0 | 0 | 0 | 0 | 18.8034 | 0 | 0 | 0 | 0 | 0 | 0 | 0 | 0 | 0 | 449.5
62566_G_BS3 | ERCOT_West | Texas | 48 | Hardeman | 197 | 62566 | BS3 | Blue Summit III Wind | 0 | 2019 | 9999 | Onshore Wind | [5 empty] | Non-Fossil | G | 2030 | Wind |  | 0 | 0 | 0 | 0 | 0 | 0 | 0 | 0 | 0 | 0 | 0 | 0 | 0 | 0 | 0 | 0 | 142.8281 | 209.5848 | 213.0501 | 565.4631 | 0 | 0 | 0 | 0 | 0 | 0 | 0 | 0 | 0 | 0 | 0 | 0 | 0 | 0 | 0 | 0 | 0 | 0 | 0 | 0 | 8.3747 | 0 | 0 | 0 | 0 | 0 | 0 | 0 | 0 | 0 | 200.2
62567_G_GDBUT | ISONE_MA, VT, NH, RI (Rest of ISO New England) | Rhode Island | 44 | Washington | 9 | 62567 | GDBUT | GD Richmond Buttonwoods I, LLC | 0 | 2019 | 9999 | Solar PV | [5 empty] | Non-Fossil | G | 2030 | Solar |  | 0 | 0 | 0 | 0 | 0 | 0 | 0 | 0 | 0 | 0 | 0 | 0 | 0 | 0 | 0 | 0 | 0.28488 | 0.60726 | 0.98853 | 1.8807 | 0 | 0 | 0 | 0 | 0 | 0 | 0 | 0 | 0 | 0 | 0 | 0 | 0 | 0 | 0 | 0 | 0 | 0 | 0 | 0 | 0.041078 | 0 | 0 | 0 | 0 | 0 | 0 | 0 | 0 | 0 | 1.3
62569_G_ES1 | MISO_Iowa-MidAmerican | Iowa | 19 | Marion | 125 | 62569 | ES1 | Knoxville Battery Energy Storage | 0 | 2018 | 9999 | Energy Storage | [5 empty] | Non-Fossil | G | 2030 | EnerStor |  | 0 | 0 | 0 | 0 | 0 | 0 | 0 | 0 | 0 | 0 | 0 | 0 | 0 | 0 | 0 | 0 | 0.022268 | 0 | 0.18875 | 0.21102 | 0 | 0 | 0 | 0 | 0 | 0 | 0 | 0 | 0 | 0 | 0 | 0 | 0 | 0 | 0 | 0 | 0 | 0 | 0 | 0 | 0.040454 | 0.00017526 | 0 | 0.0014855 | 0.0016608 | 0 | 0 | 0 | 0 | 0 | 1.1
6257_B_2 | SERC_Southeastern | Georgia | 13 | Monroe | 207 | 6257 | 2 | Scherer | 10756 | 1984 | 9999 | Coal Steam | tangential | dry | ESPH + Baghouse + PM Scrubber + Wet Scrubber + SCR + Mercury Control | OFA | Wet Scrubber | Fossil | B | 2030 |  | Coal Retirement | 0 | 0 | 0 | 0 | 0 | 0 | 0 | 0 | 0 | 0 | 0 | 0 | 0 | 0 | 0 | 0 | 0 | 0 | 0 | 0 | 0 | 0 | 0 | 0 | 0 | 0 | 0 | 0 | 0 | 0 | 0 | 0 | 0 | 0 | 0 | 0 | 0 | 0 | 0 | 0 | 0 | 0 | 0 | 0 | 0 | 0 | 0 | 0 | 0 | 0 | 860 | Scrubber / SCR / Mercury Control | Wet Scrubber
6257_B_3 | SERC_Southeastern | Georgia | 13 | Monroe | 207 | 6257 | 3 | Scherer | 10740 | 1987 | 9999 | Coal Steam | tangential | dry | ESPC + Baghouse + PM Scrubber + Wet Scrubber + SCR + Mercury Control | OFA | Wet Scrubber | Fossil | B | 2030 |  | Coal Retirement | 0 | 0 | 0 | 0 | 0 | 0 | 0 | 0 | 0 | 0 | 0 | 0 | 0 | 0 | 0 | 0 | 0 | 0 | 0 | 0 | 0 | 0 | 0 | 0 | 0 | 0 | 0 | 0 | 0 | 0 | 0 | 0 | 0 | 0 | 0 | 0 | 0 | 0 | 0 | 0 | 0 | 0 | 0 | 0 | 0 | 0 | 0 | 0 | 0 | 0 | 430 | Scrubber / SCR / Mercury Control | Wet Scrubber
6257_B_4 | SERC_Southeastern | Georgia | 13 | Monroe | 207 | 6257 | 4 | Scherer | 10615 | 1989 | 9999 | Coal Steam | tangential | dry | ESPC + Baghouse + PM Scrubber + Wet Scrubber + SCR + Mercury Control | OFA | Wet Scrubber | Fossil | B | 2030 |  | Coal Retirement | 0 | 0 | 0 | 0 | 0 | 0 | 0 | 0 | 0 | 0 | 0 | 0 | 0 | 0 | 0 | 0 | 0 | 0 | 0 | 0 | 0 | 0 | 0 | 0 | 0 | 0 | 0 | 0 | 0 | 0 | 0 | 0 | 0 | 0 | 0 | 0 | 0 | 0 | 0 | 0 | 0 | 0 | 0 | 0 | 0 | 0 | 0 | 0 | 0 | 0 | 430 | Scrubber / SCR / Mercury Control | Wet Scrubber
6257_G_1 | SERC_Southeastern | Georgia | 13 | Monroe | 207 | 6257 | 1 | Scherer | 10832 | 1982 | 9999 | Coal Steam | tangential | dry | ESPH + Baghouse + PM Scrubber + Wet Scrubber + SCR + Mercury Control | other | Wet Scrubber | Fossil | G | 2030 |  | Coal Retirement | 0 | 0 | 0 | 0 | 0 | 0 | 0 | 0 | 0 | 0 | 0 | 0 | 0 | 0 | 0 | 0 | 0 | 0 | 0 | 0 | 0 | 0 | 0 | 0 | 0 | 0 | 0 | 0 | 0 | 0 | 0 | 0 | 0 | 0 | 0 | 0 | 0 | 0 | 0 | 0 | 0 | 0 | 0 | 0 | 0 | 0 | 0 | 0 | 0 | 0 | 860 | Scrubber / SCR / Mercury Control | Wet Scrubber
62570_G_32651 | ISONE_MA, VT, NH, RI (Rest of ISO New England) | Massachusetts | 25 | Berkshire | 3 | 62570 | 32651 | Jiminy Peak Wind QF | 0 | 2007 | 9999 | Onshore Wind | [5 empty] | Non-Fossil | G | 2030 | Wind |  | 0 | 0 | 0 | 0 | 0 | 0 | 0 | 0 | 0 | 0 | 0 | 0 | 0 | 0 | 0 | 0 | 1.2983 | 1.7724 | 1.3509 | 4.4216 | 0 | 0 | 0 | 0 | 0 | 0 | 0 | 0 | 0 | 0 | 0 | 0 | 0 | 0 | 0 | 0 | 0 | 0 | 0 | 0 | 0.070737 | 0 | 0 | 0 | 0 | 0 | 0 | 0 | 0 | 0 | 1.7
62571_G_DSY01 | WECC_LADWP | California | 6 | Los Angeles | 37 | 62571 | DSY01 | Disney Prospect | 9118 | 2017 | 9999 | Fuel Cell | [5 empty] | Non-Fossil | G | 2030 | NaturalGas |  | 0 | 0 | 8.7259e-05 | 8.7259e-05 | 0 | 0 | 0 | 0 | 0 | 0 | 0 | 0 | 0 | 0 | 0 | 0 | 0 | 0 | 0.00957 | 0.00957 | 0 | 0 | 0.0051082 | 0.0051082 | 0 | 0 | 6.1082e-12 | 6.1082e-12 | 0 | 0 | 0 | 0 | 0 | 0 | 0 | 0 | 0 | 0 | 0 | 0 | 0 | 0 | 0 | 0.00043128 | 0.00043128 | 0 | 0 | 0.00024638 | 0.00024638 | 0 | 1
62572_G_ATT49 | NY_Zone K (LI) | New York | 36 | Suffolk | 103 | 62572 | ATT49 | ATT Jericho | 9118 | 2017 | 9999 | Fuel Cell | [5 empty] | Non-Fossil | G | 2030 | NaturalGas |  | 0 | 0 | 0 | 0 | 0 | 0 | 0 | 0 | 0 | 0 | 0 | 0 | 0 | 0 | 0 | 0 | 0 | 0 | 0 | 0 | 0 | 0 | 0 | 0 | 0 | 0 | 0 | 0 | 0 | 0 | 0 | 0 | 0 | 0 | 0 | 0 | 0 | 0 | 0 | 0 | 0 | 0 | 0 | 0 | 0 | 0 | 0 | 0 | 0 | 0 | 1
62573_G_ATT56 | WECC_Southern California Edison | California | 6 | Orange | 59 | 62573 | ATT56 | ATT Kelvin | 9118 | 2017 | 9999 | Fuel Cell | [5 empty] | Non-Fossil | G | 2030 | NaturalGas |  | 0 | 0 | 7.9327e-05 | 7.9327e-05 | 0 | 0 | 0 | 0 | 0 | 0 | 0 | 0 | 0 | 0 | 0 | 0 | 0 | 0 | 0.0087 | 0.0087 | 0 | 0 | 0.0046438 | 0.0046438 | 0 | 0 | 5.5528e-12 | 5.5528e-12 | 0 | 0 | 0 | 0 | 0 | 0 | 0 | 0 | 0 | 0 | 0 | 0 | 0 | 0 | 0 | 0.00039207 | 0.00039207 | 0 | 0 | 0.00022596 | 0.00022596 | 0 | 1
62574_G_ATT93 | WECC_LADWP | California | 6 | Los Angeles | 37 | 62574 | ATT93 | ATT Van Nyus | 6711 | 2017 | 9999 | Fuel Cell | [5 empty] | Non-Fossil | G | 2030 | NaturalGas |  | 0 | 0 | 6.4224e-05 | 6.4224e-05 | 0 | 0 | 0 | 0 | 0 | 0 | 0 | 0 | 0 | 0 | 0 | 0 | 0 | 0 | 0.00957 | 0.00957 | 0 | 0 | 0.0037597 | 0.0037597 | 0 | 0 | 4.4957e-12 | 4.4957e-12 | 0 | 0 | 0 | 0 | 0 | 0 | 0 | 0 | 0 | 0 | 0 | 0 | 0 | 0 | 0 | 0.00043128 | 0.00043128 | 0 | 0 | 0.00018134 | 0.00018134 | 0 | 1
62575_G_FLX01 | WECC_Northern California (not including BANC) | California | 6 | Santa Clara | 85 | 62575 | FLX01 | FLEX Gibraltar | 9118 | 2017 | 9999 | Fuel Cell | [5 empty] | Non-Fossil | G | 2030 | NaturalGas |  | 0 | 0 | 7.9327e-06 | 7.9327e-06 | 0 | 0 | 0 | 0 | 0 | 0 | 0 | 0 | 0 | 0 | 0 | 0 | 0 | 0 | 0.00087 | 0.00087 | 0 | 0 | 0.00046438 | 0.00046438 | 0 | 0 | 5.5529e-13 | 5.5529e-13 | 0 | 0 | 0 | 0 | 0 | 0 | 0 | 0 | 0 | 0 | 0 | 0 | 0 | 0 | 0 | 3.9207e-05 | 3.9207e-05 | 0 | 0 | 2.223e-05 | 2.223e-05 | 0 | 1
62576_G_MER01 | NY_Zone J (NYC) | New York | 36 | Queens | 81 | 62576 | MER01 | MER Queens | 9118 | 2017 | 9999 | Fuel Cell | [5 empty] | Non-Fossil | G | 2030 | NaturalGas |  | 0 | 0 | 0 | 0 | 0 | 0 | 0 | 0 | 0 | 0 | 0 | 0 | 0 | 0 | 0 | 0 | 0 | 0 | 0 | 0 | 0 | 0 | 0 | 0 | 0 | 0 | 0 | 0 | 0 | 0 | 0 | 0 | 0 | 0 | 0 | 0 | 0 | 0 | 0 | 0 | 0 | 0 | 0 | 0 | 0 | 0 | 0 | 0 | 0 | 0 | 1.2
62577_G_AP11A | WECC_Northern California (not including BANC) | California | 6 | Santa Clara | 85 | 62577 | AP11A | APP Prune A-D | 9118 | 2017 | 9999 | Fuel Cell | [5 empty] | Non-Fossil | G | 2030 | NaturalGas |  | 0 | 0 | 7.9327e-06 | 7.9327e-06 | 0 | 0 | 0 | 0 | 0 | 0 | 0 | 0 | 0 | 0 | 0 | 0 | 0 | 0 | 0.00087 | 0.00087 | 0 | 0 | 0.00046438 | 0.00046438 | 0 | 0 | 5.5529e-13 | 5.5529e-13 | 0 | 0 | 0 | 0 | 0 | 0 | 0 | 0 | 0 | 0 | 0 | 0 | 0 | 0 | 0 | 3.9207e-05 | 3.9207e-05 | 0 | 0 | 2.223e-05 | 2.223e-05 | 0 | 1
62577_G_AP11B | WECC_Northern California (not including BANC) | California | 6 | Santa Clara | 85 | 62577 | AP11B | APP Prune A-D | 9118 | 2017 | 9999 | Fuel Cell | [5 empty] | Non-Fossil | G | 2030 | NaturalGas |  | 0 | 0 | 7.9327e-06 | 7.9327e-06 | 0 | 0 | 0 | 0 | 0 | 0 | 0 | 0 | 0 | 0 | 0 | 0 | 0 | 0 | 0.00087 | 0.00087 | 0 | 0 | 0.00046438 | 0.00046438 | 0 | 0 | 5.5529e-13 | 5.5529e-13 | 0 | 0 | 0 | 0 | 0 | 0 | 0 | 0 | 0 | 0 | 0 | 0 | 0 | 0 | 0 | 3.9207e-05 | 3.9207e-05 | 0 | 0 | 2.223e-05 | 2.223e-05 | 0 | 1
62577_G_AP11C | WECC_Northern California (not including BANC) | California | 6 | Santa Clara | 85 | 62577 | AP11C | APP Prune A-D | 9118 | 2017 | 9999 | Fuel Cell | [5 empty] | Non-Fossil | G | 2030 | NaturalGas |  | 0 | 0 | 7.9327e-06 | 7.9327e-06 | 0 | 0 | 0 | 0 | 0 | 0 | 0 | 0 | 0 | 0 | 0 | 0 | 0 | 0 | 0.00087 | 0.00087 | 0 | 0 | 0.00046438 | 0.00046438 | 0 | 0 | 5.5529e-13 | 5.5529e-13 | 0 | 0 | 0 | 0 | 0 | 0 | 0 | 0 | 0 | 0 | 0 | 0 | 0 | 0 | 0 | 3.9207e-05 | 3.9207e-05 | 0 | 0 | 2.223e-05 | 2.223e-05 | 0 | 1
62577_G_AP11D | WECC_Northern California (not including BANC) | California | 6 | Santa Clara | 85 | 62577 | AP11D | APP Prune A-D | 9118 | 2017 | 9999 | Fuel Cell | [5 empty] | Non-Fossil | G | 2030 | NaturalGas |  | 0 | 0 | 7.9327e-06 | 7.9327e-06 | 0 | 0 | 0 | 0 | 0 | 0 | 0 | 0 | 0 | 0 | 0 | 0 | 0 | 0 | 0.00087 | 0.00087 | 0 | 0 | 0.00046438 | 0.00046438 | 0 | 0 | 5.5529e-13 | 5.5529e-13 | 0 | 0 | 0 | 0 | 0 | 0 | 0 | 0 | 0 | 0 | 0 | 0 | 0 | 0 | 0 | 3.9207e-05 | 3.9207e-05 | 0 | 0 | 2.223e-05 | 2.223e-05 | 0 | 1
62578_G_SLPV1 | WECC_Northern California (not including BANC) | California | 6 | Alameda | 1 | 62578 | SLPV1 | Preferred Freezer San Leandro | 0 | 2017 | 9999 | Solar PV | [5 empty] | Non-Fossil | G | 2030 | Solar |  | 0 | 0 | 0 | 0 | 0 | 0 | 0 | 0 | 0 | 0 | 0 | 0 | 0 | 0 | 0 | 0 | 0.74316 | 1.486 | 2.5068 | 4.7359 | 0 | 0 | 0 | 0 | 0 | 0 | 0 | 0 | 0 | 0 | 0 | 0 | 0 | 0 | 0 | 0 | 0 | 0 | 0 | 0 | 0.090707 | 0 | 0 | 0 | 0 | 0 | 0 | 0 | 0 | 0 | 2
62579_G_2999 | ISONE_MA, VT, NH, RI (Rest of ISO New England) | Massachusetts | 25 | Hampshire | 15 | 62579 | 2999 | Plainfield Community Solar LLC | 0 | 2019 | 9999 | Solar PV | [5 empty] | Non-Fossil | G | 2030 | Solar |  | 0 | 0 | 0 | 0 | 0 | 0 | 0 | 0 | 0 | 0 | 0 | 0 | 0 | 0 | 0 | 0 | 0.41849 | 0.83926 | 1.5407 | 2.7985 | 0 | 0 | 0 | 0 | 0 | 0 | 0 | 0 | 0 | 0 | 0 | 0 | 0 | 0 | 0 | 0 | 0 | 0 | 0 | 0 | 0.087614 | 0 | 0 | 0 | 0 | 0 | 0 | 0 | 0 | 0 | 2
6258_G_5A | SERC_Southeastern | Georgia | 13 | Burke | 33 | 6258 | 5A | Wilson | 25000 | 1972 | 9999 | Combustion Turbine | [5 empty] | Fossil | G | 2030 | Oil |  | 0 | 0 | 0 | 0 | 0 | 0 | 0 | 0 | 0 | 0 | 0 | 0 | 0 | 0 | 0 | 0 | 0 | 0 | 0 | 0 | 0 | 0 | 0 | 0 | 0 | 0 | 0 | 0 | 0 | 0 | 0 | 0 | 0 | 0 | 0 | 0 | 0 | 0 | 0 | 0 | 1.7709 | 0 | 0 | 0 | 0 | 0 | 0 | 0 | 0 | 0 | 41
6258_G_5B | SERC_Southeastern | Georgia | 13 | Burke | 33 | 6258 | 5B | Wilson | 25000 | 1972 | 9999 | Combustion Turbine | [5 empty] | Fossil | G | 2030 | Oil |  | 0 | 0 | 0 | 0 | 0 | 0 | 0 | 0 | 0 | 0 | 0 | 0 | 0 | 0 | 0 | 0 | 0 | 0 | 0 | 0 | 0 | 0 | 0 | 0 | 0 | 0 | 0 | 0 | 0 | 0 | 0 | 0 | 0 | 0 | 0 | 0 | 0 | 0 | 0 | 0 | 2.4188 | 0 | 0 | 0 | 0 | 0 | 0 | 0 | 0 | 0 | 56
6258_G_5C | SERC_Southeastern | Georgia | 13 | Burke | 33 | 6258 | 5C | Wilson | 25000 | 1972 | 9999 | Combustion Turbine | [5 empty] | Fossil | G | 2030 | Oil |  | 0 | 0 | 0 | 0 | 0 | 0 | 0 | 0 | 0 | 0 | 0 | 0 | 0 | 0 | 0 | 0 | 0 | 0 | 0 | 0 | 0 | 0 | 0 | 0 | 0 | 0 | 0 | 0 | 0 | 0 | 0 | 0 | 0 | 0 | 0 | 0 | 0 | 0 | 0 | 0 | 2.1164 | 0 | 0 | 0 | 0 | 0 | 0 | 0 | 0 | 0 | 49
6258_G_5D | SERC_Southeastern | Georgia | 13 | Burke | 33 | 6258 | 5D | Wilson | 25000 | 1973 | 9999 | Combustion Turbine | [5 empty] | Fossil | G | 2030 | Oil |  | 0 | 0 | 0 | 0 | 0 | 0 | 0 | 0 | 0 | 0 | 0 | 0 | 0 | 0 | 0 | 0 | 0 | 0 | 0 | 0 | 0 | 0 | 0 | 0 | 0 | 0 | 0 | 0 | 0 | 0 | 0 | 0 | 0 | 0 | 0 | 0 | 0 | 0 | 0 | 0 | 1.7709 | 0 | 0 | 0 | 0 | 0 | 0 | 0 | 0 | 0 | 41
6258_G_5E | SERC_Southeastern | Georgia | 13 | Burke | 33 | 6258 | 5E | Wilson | 25000 | 1973 | 9999 | Combustion Turbine | [5 empty] | Fossil | G | 2030 | Oil |  | 0 | 0 | 0 | 0 | 0 | 0 | 0 | 0 | 0 | 0 | 0 | 0 | 0 | 0 | 0 | 0 | 0 | 0 | 0 | 0 | 0 | 0 | 0 | 0 | 0 | 0 | 0 | 0 | 0 | 0 | 0 | 0 | 0 | 0 | 0 | 0 | 0 | 0 | 0 | 0 | 2.3324 | 0 | 0 | 0 | 0 | 0 | 0 | 0 | 0 | 0 | 54
6258_G_5F | SERC_Southeastern | Georgia | 13 | Burke | 33 | 6258 | 5F | Wilson | 25000 | 1973 | 9999 | Combustion Turbine | [5 empty] | Fossil | G | 2030 | Oil |  | 0 | 0 | 0 | 0 | 0 | 0 | 0 | 0 | 0 | 0 | 0 | 0 | 0 | 0 | 0 | 0 | 0 | 0 | 0 | 0 | 0 | 0 | 0 | 0 | 0 | 0 | 0 | 0 | 0 | 0 | 0 | 0 | 0 | 0 | 0 | 0 | 0 | 0 | 0 | 0 | 2.3324 | 0 | 0 | 0 | 0 | 0 | 0 | 0 | 0 | 0 | 54
6258_G_IC1 | SERC_Southeastern | Georgia | 13 | Burke | 33 | 6258 | IC1 | Wilson | 12283 | 1972 | 9999 | Combustion Turbine | [5 empty] | Fossil | G | 2030 | Oil |  | 0 | 0 | 0 | 0 | 0 | 0 | 0 | 0 | 0 | 0 | 0 | 0 | 0 | 0 | 0 | 0 | 0 | 0 | 0 | 0 | 0 | 0 | 0 | 0 | 0 | 0 | 0 | 0 | 0 | 0 | 0 | 0 | 0 | 0 | 0 | 0 | 0 | 0 | 0 | 0 | 0.10798 | 0 | 0 | 0 | 0 | 0 | 0 | 0 | 0 | 0 | 2.5
62580_G_6081 | NY_Zone C&E | New York | 36 | Ontario | 69 | 62580 | 6081 | Route 14A CDG Solar North and South LLC | 0 | 2018 | 9999 | Solar PV | [5 empty] | Non-Fossil | G | 2030 | Solar |  | 0 | 0 | 0 | 0 | 0 | 0 | 0 | 0 | 0 | 0 | 0 | 0 | 0 | 0 | 0 | 0 | 0.83517 | 1.5961 | 2.7903 | 5.2216 | 0 | 0 | 0 | 0 | 0 | 0 | 0 | 0 | 0 | 0 | 0 | 0 | 0 | 0 | 0 | 0 | 0 | 0 | 0 | 0 | 0.12639 | 0 | 0 | 0 | 0 | 0 | 0 | 0 | 0 | 0 | 4
62581_G_3011 | ISONE_MA, VT, NH, RI (Rest of ISO New England) | Massachusetts | 25 | Hampden | 13 | 62581 | 3011 | Tolland Solar NG LLC | 0 | 2014 | 9999 | Solar PV | [5 empty] | Non-Fossil | G | 2030 | Solar |  | 0 | 0 | 0 | 0 | 0 | 0 | 0 | 0 | 0 | 0 | 0 | 0 | 0 | 0 | 0 | 0 | 0.73237 | 1.4687 | 2.6962 | 4.8973 | 0 | 0 | 0 | 0 | 0 | 0 | 0 | 0 | 0 | 0 | 0 | 0 | 0 | 0 | 0 | 0 | 0 | 0 | 0 | 0 | 0.15332 | 0 | 0 | 0 | 0 | 0 | 0 | 0 | 0 | 0 | 3.5
62582_G_5216 | NY_Zone C&E | New York | 36 | Tompkins | 109 | 62582 | 5216 | Newfield Community Solar LLC | 0 | 2019 | 9999 | Solar PV | [5 empty] | Non-Fossil | G | 2030 | Solar |  | 0 | 0 | 0 | 0 | 0 | 0 | 0 | 0 | 0 | 0 | 0 | 0 | 0 | 0 | 0 | 0 | 1.2528 | 2.3942 | 4.1855 | 7.8324 | 0 | 0 | 0 | 0 | 0 | 0 | 0 | 0 | 0 | 0 | 0 | 0 | 0 | 0 | 0 | 0 | 0 | 0 | 0 | 0 | 0.18959 | 0 | 0 | 0 | 0 | 0 | 0 | 0 | 0 | 0 | 6
62583_G_5823 | ISONE_MA, VT, NH, RI (Rest of ISO New England) | Massachusetts | 25 | Berkshire | 3 | 62583 | 5823 | Tanglewood Circle Solar 1 LLC | 0 | 2018 | 9999 | Solar PV | [5 empty] | Non-Fossil | G | 2030 | Solar |  | 0 | 0 | 0 | 0 | 0 | 0 | 0 | 0 | 0 | 0 | 0 | 0 | 0 | 0 | 0 | 0 | 1.0462 | 2.0982 | 3.8517 | 6.9961 | 0 | 0 | 0 | 0 | 0 | 0 | 0 | 0 | 0 | 0 | 0 | 0 | 0 | 0 | 0 | 0 | 0 | 0 | 0 | 0 | 0.21903 | 0 | 0 | 0 | 0 | 0 | 0 | 0 | 0 | 0 | 5
62584_G_QUITM | SERC_Southeastern | Georgia | 13 | Brooks | 27 | 62584 | QUITM | Quitman Solar | 0 | 2020 | 9999 | Solar PV | [5 empty] | Non-Fossil | G | 2030 | Solar |  | 0 | 0 | 0 | 0 | 0 | 0 | 0 | 0 | 0 | 0 | 0 | 0 | 0 | 0 | 0 | 0 | 54.294 | 97.2816 | 150.8157 | 302.3912 | 0 | 0 | 0 | 0 | 0 | 0 | 0 | 0 | 0 | 0 | 0 | 0 | 0 | 0 | 0 | 0 | 0 | 0 | 0 | 0 | 5.1878 | 0 | 0 | 0 | 0 | 0 | 0 | 0 | 0 | 0 | 150
62585_G_WAKFD | ISONE_MA, VT, NH, RI (Rest of ISO New England) | Massachusetts | 25 | Middlesex | 17 | 62585 | WAKFD | Beebe Substation Battery Storage | 0 | 2019 | 9999 | Energy Storage | [5 empty] | Non-Fossil | G | 2030 | EnerStor |  | 0 | 0 | 0 | 0 | 0 | 0 | 0 | 0 | 0 | 0 | 0 | 0 | 0 | 0 | 0 | 0 | 0 | 0.002892 | 0.092544 | 0.095436 | 0 | 0 | 0 | 0 | 0 | 0 | 0 | 0 | 0 | 0 | 0 | 0 | 0 | 0 | 0 | 0 | 0 | 0 | 0 | 0 | 0.11033 | 0 | 2.276e-05 | 0.00072833 | 0.00075109 | 0 | 0 | 0 | 0 | 0 | 3
62586_G_BASF | PJM_EMAAC | New Jersey | 34 | Morris | 27 | 62586 | BASF | DG Florham Park Solar LLC | 0 | 2019 | 9999 | Solar PV | [5 empty] | Non-Fossil | G | 2030 | Solar |  | 0 | 0 | 0 | 0 | 0 | 0 | 0 | 0 | 0 | 0 | 0 | 0 | 0 | 0 | 0 | 0 | 0.4216 | 0.91095 | 1.5106 | 2.8431 | 0 | 0 | 0 | 0 | 0 | 0 | 0 | 0 | 0 | 0 | 0 | 0 | 0 | 0 | 0 | 0 | 0 | 0 | 0 | 0 | 0.091535 | 0 | 0 | 0 | 0 | 0 | 0 | 0 | 0 | 0 | 2
62587_G_MESQ | ERCOT_West | Texas | 48 | Nolan | 353 | 62587 | MESQ | Mesquite Star | 0 | 2020 | 9999 | Onshore Wind | [5 empty] | Non-Fossil | G | 2030 | Wind |  | 0 | 0 | 0 | 0 | 0 | 0 | 0 | 0 | 0 | 0 | 0 | 0 | 0 | 0 | 0 | 0 | 298.8547 | 438.5369 | 445.7877 | 1183.1793 | 0 | 0 | 0 | 0 | 0 | 0 | 0 | 0 | 0 | 0 | 0 | 0 | 0 | 0 | 0 | 0 | 0 | 0 | 0 | 0 | 17.5234 | 0 | 0 | 0 | 0 | 0 | 0 | 0 | 0 | 0 | 418.9
62589_G_CONP7 | NY_Zone G-I (Downstate NY) | New York | 36 | Westchester | 119 | 62589 | CONP7 | Montefiore Mount Vernon Hospital | 14775 | 1976 | 9999 | Combustion Turbine | [5 empty] | Fossil | G | 2030 | Oil |  | 0 | 0 | 0 | 0 | 0 | 0 | 0 | 0 | 0 | 0 | 0 | 0 | 0 | 0 | 0 | 0 | 0 | 0 | 0 | 0 | 0 | 0 | 0 | 0 | 0 | 0 | 0 | 0 | 0 | 0 | 0 | 0 | 0 | 0 | 0 | 0 | 0 | 0 | 0 | 0 | 0.018576 | 0 | 0 | 0 | 0 | 0 | 0 | 0 | 0 | 0 | 0.4
62589_G_DETR4 | NY_Zone G-I (Downstate NY) | New York | 36 | Westchester | 119 | 62589 | DETR4 | Montefiore Mount Vernon Hospital | 14775 | 1976 | 9999 | Combustion Turbine | [5 empty] | Fossil | G | 2030 | Oil |  | 0 | 0 | 0 | 0 | 0 | 0 | 0 | 0 | 0 | 0 | 0 | 0 | 0 | 0 | 0 | 0 | 0 | 0 | 0 | 0 | 0 | 0 | 0 | 0 | 0 | 0 | 0 | 0 | 0 | 0 | 0 | 0 | 0 | 0 | 0 | 0 | 0 | 0 | 0 | 0 | 0.032509 | 0 | 0 | 0 | 0 | 0 | 0 | 0 | 0 | 0 | 0.7
62590_G_WOLF | SPP North- (Kansas, Missouri) | Kansas | 20 | Coffey | 31 | 62590 | WOLF | Wolf Creek Generator | 12283 | 2014 | 9999 | Combustion Turbine | [5 empty] | Fossil | G | 2030 | Oil |  | 0 | 0 | 0 | 0 | 0 | 0 | 0 | 0 | 0 | 0 | 0 | 0 | 0 | 0 | 0 | 0 | 0 | 0 | 0 | 0 | 0 | 0 | 0 | 0 | 0 | 0 | 0 | 0 | 0 | 0 | 0 | 0 | 0 | 0 | 0 | 0 | 0 | 0 | 0 | 0 | 0.043466 | 0 | 0 | 0 | 0 | 0 | 0 | 0 | 0 | 0 | 1
62594_G_11625 | SERC_VACAR | North Carolina | 37 | Rutherford | 161 | 62594 | 11625 | Ruff Solar LLC | 0 | 2020 | 9999 | Solar PV | [5 empty] | Non-Fossil | G | 2030 | Solar |  | 0 | 0 | 0 | 0 | 0 | 0 | 0 | 0 | 0 | 0 | 0 | 0 | 0 | 0 | 0 | 0 | 1.4563 | 2.8953 | 4.6316 | 8.9833 | 0 | 0 | 0 | 0 | 0 | 0 | 0 | 0 | 0 | 0 | 0 | 0 | 0 | 0 | 0 | 0 | 0 | 0 | 0 | 0 | 0.21326 | 0 | 0 | 0 | 0 | 0 | 0 | 0 | 0 | 0 | 5
62595_G_10424 | SERC_VACAR | North Carolina | 37 | Johnston | 101 | 62595 | 10424 | Wendell Solar Farm LLC | 0 | 2019 | 9999 | Solar PV | [5 empty] | Non-Fossil | G | 2030 | Solar |  | 0 | 0 | 0 | 0 | 0 | 0 | 0 | 0 | 0 | 0 | 0 | 0 | 0 | 0 | 0 | 0 | 1.4563 | 2.8953 | 4.6316 | 8.9833 | 0 | 0 | 0 | 0 | 0 | 0 | 0 | 0 | 0 | 0 | 0 | 0 | 0 | 0 | 0 | 0 | 0 | 0 | 0 | 0 | 0.21326 | 0 | 0 | 0 | 0 | 0 | 0 | 0 | 0 | 0 | 5
62596_G_11999 | SERC_VACAR | North Carolina | 37 | Nash | 127 | 62596 | 11999 | Sabattus Solar LLC | 0 | 2019 | 9999 | Solar PV | [5 empty] | Non-Fossil | G | 2030 | Solar |  | 0 | 0 | 0 | 0 | 0 | 0 | 0 | 0 | 0 | 0 | 0 | 0 | 0 | 0 | 0 | 0 | 1.4563 | 2.8953 | 4.6316 | 8.9833 | 0 | 0 | 0 | 0 | 0 | 0 | 0 | 0 | 0 | 0 | 0 | 0 | 0 | 0 | 0 | 0 | 0 | 0 | 0 | 0 | 0.21326 | 0 | 0 | 0 | 0 | 0 | 0 | 0 | 0 | 0 | 5
62597_G_RDO | WECC_New Mexico | New Mexico | 35 | Valencia | 61 | 62597 | RDO | Rio De Oro Solar Energy Center | 0 | 2019 | 9999 | Solar PV | [5 empty] | Non-Fossil | G | 2030 | Solar |  | 0 | 0 | 0 | 0 | 0 | 0 | 0 | 0 | 0 | 0 | 0 | 0 | 0 | 0 | 0 | 0 | 4.1345 | 7.6235 | 11.7123 | 23.4703 | 0 | 0 | 0 | 0 | 0 | 0 | 0 | 0 | 0 | 0 | 0 | 0 | 0 | 0 | 0 | 0 | 0 | 0 | 0 | 0 | 0.38108 | 0 | 0 | 0 | 0 | 0 | 0 | 0 | 0 | 0 | 10
62598_G_LOREA | PJM_EMAAC | New Jersey | 34 | Union | 39 | 62598 | LOREA | Connell East LLC | 0 | 2013 | 9999 | Solar PV | [5 empty] | Non-Fossil | G | 2030 | Solar |  | 0 | 0 | 0 | 0 | 0 | 0 | 0 | 0 | 0 | 0 | 0 | 0 | 0 | 0 | 0 | 0 | 0.29512 | 0.63767 | 1.0574 | 1.9902 | 0 | 0 | 0 | 0 | 0 | 0 | 0 | 0 | 0 | 0 | 0 | 0 | 0 | 0 | 0 | 0 | 0 | 0 | 0 | 0 | 0.064074 | 0 | 0 | 0 | 0 | 0 | 0 | 0 | 0 | 0 | 1.4
626_G_1 | WECC_Northern California (not including BANC) | California | 6 | Plumas | 63 | 626 | 1 | Oak Flat | 0 | 1985 | 9999 | Hydro | [5 empty] | Non-Fossil | G | 2030 | Hydro |  | 0 | 0 | 0 | 0 | 0 | 0 | 0 | 0 | 0 | 0 | 0 | 0 | 0 | 0 | 0 | 0 | 0.64328 | 1.0259 | 1.944 | 3.6131 | 0 | 0 | 0 | 0 | 0 | 0 | 0 | 0 | 0 | 0 | 0 | 0 | 0 | 0 | 0 | 0 | 0 | 0 | 0 | 0 | 0.020551 | 0.00089416 | 0.0014259 | 0.0027021 | 0.0050222 | 0 | 0 | 0 | 0 | 0 | 1.3
62600_G_COOKS | SERC_VACAR | North Carolina | 37 | Wayne | 191 | 62600 | COOKS | Cookstown | 0 | 2019 | 9999 | Solar PV | [5 empty] | Non-Fossil | G | 2030 | Solar |  | 0 | 0 | 0 | 0 | 0 | 0 | 0 | 0 | 0 | 0 | 0 | 0 | 0 | 0 | 0 | 0 | 1.3107 | 2.6058 | 4.1685 | 8.0849 | 0 | 0 | 0 | 0 | 0 | 0 | 0 | 0 | 0 | 0 | 0 | 0 | 0 | 0 | 0 | 0 | 0 | 0 | 0 | 0 | 0.19193 | 0 | 0 | 0 | 0 | 0 | 0 | 0 | 0 | 0 | 4.5
62601_G_CHANG | SERC_VACAR | North Carolina | 37 | Randolph | 151 | 62601 | CHANG | Changeup | 0 | 2019 | 9999 | Solar PV | [5 empty] | Non-Fossil | G | 2030 | Solar |  | 0 | 0 | 0 | 0 | 0 | 0 | 0 | 0 | 0 | 0 | 0 | 0 | 0 | 0 | 0 | 0 | 0.43689 | 0.8686 | 1.3895 | 2.695 | 0 | 0 | 0 | 0 | 0 | 0 | 0 | 0 | 0 | 0 | 0 | 0 | 0 | 0 | 0 | 0 | 0 | 0 | 0 | 0 | 0.063977 | 0 | 0 | 0 | 0 | 0 | 0 | 0 | 0 | 0 | 1.5
62602_G_STARR | SERC_VACAR | North Carolina | 37 | Sampson | 163 | 62602 | STARR | Starr | 0 | 2019 | 9999 | Solar PV | [5 empty] | Non-Fossil | G | 2030 | Solar |  | 0 | 0 | 0 | 0 | 0 | 0 | 0 | 0 | 0 | 0 | 0 | 0 | 0 | 0 | 0 | 0 | 1.3107 | 2.6058 | 4.1685 | 8.0849 | 0 | 0 | 0 | 0 | 0 | 0 | 0 | 0 | 0 | 0 | 0 | 0 | 0 | 0 | 0 | 0 | 0 | 0 | 0 | 0 | 0.19193 | 0 | 0 | 0 | 0 | 0 | 0 | 0 | 0 | 0 | 4.5
62603_G_BADGE | SERC_VACAR | North Carolina | 37 | Jones | 103 | 62603 | BADGE | Badger | 0 | 2019 | 9999 | Solar PV | [5 empty] | Non-Fossil | G | 2030 | Solar |  | 0 | 0 | 0 | 0 | 0 | 0 | 0 | 0 | 0 | 0 | 0 | 0 | 0 | 0 | 0 | 0 | 1.3107 | 2.6058 | 4.1685 | 8.0849 | 0 | 0 | 0 | 0 | 0 | 0 | 0 | 0 | 0 | 0 | 0 | 0 | 0 | 0 | 0 | 0 | 0 | 0 | 0 | 0 | 0.19193 | 0 | 0 | 0 | 0 | 0 | 0 | 0 | 0 | 0 | 4.5
62606_G_WTHWP | MISO_Illinois | Illinois | 17 | Logan | 107 | 62606 | WTHWP | Whitney Hill Wind Power LLC | 0 | 2019 | 9999 | Onshore Wind | [5 empty] | Non-Fossil | G | 2030 | Wind |  | 0 | 0 | 0 | 0 | 0 | 0 | 0 | 0 | 0 | 0 | 0 | 0 | 0 | 0 | 0 | 0 | 63.4126 | 82.3796 | 56.4913 | 202.2835 | 0 | 0 | 0 | 0 | 0 | 0 | 0 | 0 | 0 | 0 | 0 | 0 | 0 | 0 | 0 | 0 | 0 | 0 | 0 | 0 | 2.6993 | 0 | 0 | 0 | 0 | 0 | 0 | 0 | 0 | 0 | 65
62607_G_PV | MISO_Iowa | Iowa | 19 | Davis | 51 | 62607 | PV | Bloomfield Municipal Utilities Solar | 0 | 2019 | 9999 | Solar PV | [5 empty] | Non-Fossil | G | 2030 | Solar |  | 0 | 0 | 0 | 0 | 0 | 0 | 0 | 0 | 0 | 0 | 0 | 0 | 0 | 0 | 0 | 0 | 0.23001 | 0.53 | 0.97873 | 1.7387 | 0 | 0 | 0 | 0 | 0 | 0 | 0 | 0 | 0 | 0 | 0 | 0 | 0 | 0 | 0 | 0 | 0 | 0 | 0 | 0 | 0.050557 | 0 | 0 | 0 | 0 | 0 | 0 | 0 | 0 | 0 | 1.6
62608_G_1 | MISO_Iowa | Iowa | 19 | Poweshiek | 157 | 62608 | 1 | North English II | 0 | 2019 | 9999 | Onshore Wind | [5 empty] | Non-Fossil | G | 2030 | Wind |  | 0 | 0 | 0 | 0 | 0 | 0 | 0 | 0 | 0 | 0 | 0 | 0 | 0 | 0 | 0 | 0 | 122.1673 | 170.0996 | 136.35 | 428.6169 | 0 | 0 | 0 | 0 | 0 | 0 | 0 | 0 | 0 | 0 | 0 | 0 | 0 | 0 | 0 | 0 | 0 | 0 | 0 | 0 | 5.9049 | 0 | 0 | 0 | 0 | 0 | 0 | 0 | 0 | 0 | 140
62609_G_BA1 | ERCOT_Rest | Texas | 48 | Bexar | 29 | 62609 | BA1 | Commerce ESS | 0 | 2019 | 9999 | Energy Storage | [5 empty] | Non-Fossil | G | 2030 | EnerStor |  | 0 | 0 | 0 | 0 | 0 | 0 | 0 | 0 | 0 | 0 | 0 | 0 | 0 | 0 | 0 | 0 | 0.25064 | 2.3811 | 0.27393 | 2.9056 | 0 | 0 | 0 | 0 | 0 | 0 | 0 | 0 | 0 | 0 | 0 | 0 | 0 | 0 | 0 | 0 | 0 | 0 | 0 | 0 | 0.36776 | 0.0019726 | 0.018739 | 0.0021558 | 0.022868 | 0 | 0 | 0 | 0 | 0 | 10
62610_G_PV1 | ERCOT_Rest | Texas | 48 | Bexar | 29 | 62610 | PV1 | Commerce Solar | 0 | 2019 | 9999 | Solar PV | [5 empty] | Non-Fossil | G | 2030 | Solar |  | 0 | 0 | 0 | 0 | 0 | 0 | 0 | 0 | 0 | 0 | 0 | 0 | 0 | 0 | 0 | 0 | 1.6449 | 2.9673 | 4.8375 | 9.4496 | 0 | 0 | 0 | 0 | 0 | 0 | 0 | 0 | 0 | 0 | 0 | 0 | 0 | 0 | 0 | 0 | 0 | 0 | 0 | 0 | 0.18913 | 0 | 0 | 0 | 0 | 0 | 0 | 0 | 0 | 0 | 5
62611_G_HELIX | WECC_San Diego Gas and Electric | California | 6 | San Diego | 73 | 62611 | HELIX | PFMG Solar Grossmont Helix LLC | 0 | 2018 | 9999 | Solar PV | [5 empty] | Non-Fossil | G | 2030 | Solar |  | 0 | 0 | 0 | 0 | 0 | 0 | 0 | 0 | 0 | 0 | 0 | 0 | 0 | 0 | 0 | 0 | 0.42848 | 0.89815 | 1.5058 | 2.8324 | 0 | 0 | 0 | 0 | 0 | 0 | 0 | 0 | 0 | 0 | 0 | 0 | 0 | 0 | 0 | 0 | 0 | 0 | 0 | 0 | 0.052786 | 0 | 0 | 0 | 0 | 0 | 0 | 0 | 0 | 0 | 1.2
62612_G_USBC1 | PJM_EMAAC | New Jersey | 34 | Middlesex | 23 | 62612 | USBC1 | USAA Black Bear Energy | 0 | 2018 | 9999 | Solar PV | [5 empty] | Non-Fossil | G | 2030 | Solar |  | 0 | 0 | 0 | 0 | 0 | 0 | 0 | 0 | 0 | 0 | 0 | 0 | 0 | 0 | 0 | 0 | 0.40052 | 0.86541 | 1.435 | 2.7009 | 0 | 0 | 0 | 0 | 0 | 0 | 0 | 0 | 0 | 0 | 0 | 0 | 0 | 0 | 0 | 0 | 0 | 0 | 0 | 0 | 0.086958 | 0 | 0 | 0 | 0 | 0 | 0 | 0 | 0 | 0 | 1.9
62613_G_CBPB1 | NY_Zone G-I (Downstate NY) | New York | 36 | Westchester | 119 | 62613 | CBPB1 | CBP Solar | 0 | 2018 | 9999 | Solar PV | [5 empty] | Non-Fossil | G | 2030 | Solar |  | 0 | 0 | 0 | 0 | 0 | 0 | 0 | 0 | 0 | 0 | 0 | 0 | 0 | 0 | 0 | 0 | 0.31155 | 0.60583 | 1.0471 | 1.9645 | 0 | 0 | 0 | 0 | 0 | 0 | 0 | 0 | 0 | 0 | 0 | 0 | 0 | 0 | 0 | 0 | 0 | 0 | 0 | 0 | 0.056877 | 0 | 0 | 0 | 0 | 0 | 0 | 0 | 0 | 0 | 1.8
62614_G_KMFO1 | NY_Zone J (NYC) | New York | 36 | Richmond | 85 | 62614 | KMFO1 | Kinder Morgan Fordham | 0 | 2018 | 9999 | Solar PV | [5 empty] | Non-Fossil | G | 2030 | Solar |  | 0 | 0 | 0 | 0 | 0 | 0 | 0 | 0 | 0 | 0 | 0 | 0 | 0 | 0 | 0 | 0 | 0.4201 | 0.80361 | 1.4096 | 2.6333 | 0 | 0 | 0 | 0 | 0 | 0 | 0 | 0 | 0 | 0 | 0 | 0 | 0 | 0 | 0 | 0 | 0 | 0 | 0 | 0 | 0.053717 | 0 | 0 | 0 | 0 | 0 | 0 | 0 | 0 | 0 | 1.7
62615_G_ADC2 | ISONE_Connecticut | Connecticut | 9 | Hartford | 3 | 62615 | ADC2 | ALDI DC 2 | 0 | 2018 | 9999 | Solar PV | [5 empty] | Non-Fossil | G | 2030 | Solar |  | 0 | 0 | 0 | 0 | 0 | 0 | 0 | 0 | 0 | 0 | 0 | 0 | 0 | 0 | 0 | 0 | 0.26434 | 0.57212 | 0.88782 | 1.7243 | 0 | 0 | 0 | 0 | 0 | 0 | 0 | 0 | 0 | 0 | 0 | 0 | 0 | 0 | 0 | 0 | 0 | 0 | 0 | 0 | 0.037918 | 0 | 0 | 0 | 0 | 0 | 0 | 0 | 0 | 0 | 1.2
62616_G_CCGWC | PJM_EMAAC | New Jersey | 34 | Essex | 13 | 62616 | CCGWC | CCG Marketing | 0 | 2018 | 9999 | Solar PV | [5 empty] | Non-Fossil | G | 2030 | Solar |  | 0 | 0 | 0 | 0 | 0 | 0 | 0 | 0 | 0 | 0 | 0 | 0 | 0 | 0 | 0 | 0 | 0.3162 | 0.68322 | 1.1329 | 2.1323 | 0 | 0 | 0 | 0 | 0 | 0 | 0 | 0 | 0 | 0 | 0 | 0 | 0 | 0 | 0 | 0 | 0 | 0 | 0 | 0 | 0.068651 | 0 | 0 | 0 | 0 | 0 | 0 | 0 | 0 | 0 | 1.5
62618_G_WT | ERCOT_Rest | Texas | 48 | Hidalgo | 215 | 62618 | WT | Hidalgo Wind Farm II | 0 | 2019 | 9999 | Onshore Wind | [5 empty] | Non-Fossil | G | 2030 | Wind |  | 0 | 0 | 0 | 0 | 0 | 0 | 0 | 0 | 0 | 0 | 0 | 0 | 0 | 0 | 0 | 0 | 38.343 | 54.3696 | 63.6308 | 156.3434 | 0 | 0 | 0 | 0 | 0 | 0 | 0 | 0 | 0 | 0 | 0 | 0 | 0 | 0 | 0 | 0 | 0 | 0 | 0 | 0 | 2.0445 | 0 | 0 | 0 | 0 | 0 | 0 | 0 | 0 | 0 | 50.4
62619_G_CAT1 | NY_Zone G-I (Downstate NY) | New York | 36 | Rockland | 87 | 62619 | CAT1 | Rockland Bakery Inc. | 11686 | 1996 | 9999 | Combustion Turbine | [5 empty] | Fossil | G | 2030 | NaturalGas |  | 0 | 0 | 0.0015822 | 0.0015822 | 0 | 0 | 0 | 0 | 0 | 0 | 0 | 0 | 0 | 0 | 0 | 0 | 0 | 0 | 0.13539 | 0.13539 | 0 | 0 | 0.09262 | 0.09262 | 0 | 0 | 1.1075e-10 | 1.1075e-10 | 0 | 0 | 0.0008393 | 0.0008393 | 0 | 0 | 0 | 0 | 0 | 0 | 0 | 0 | 0.01578 | 0 | 0 | 0.00063904 | 0.00063904 | 0 | 0 | 0.0033008 | 0.0033008 | 0 | 0.8
62619_G_CAT2 | NY_Zone G-I (Downstate NY) | New York | 36 | Rockland | 87 | 62619 | CAT2 | Rockland Bakery Inc. | 11686 | 1996 | 9999 | Combustion Turbine | [5 empty] | Fossil | G | 2030 | NaturalGas |  | 0 | 0 | 0.0015822 | 0.0015822 | 0 | 0 | 0 | 0 | 0 | 0 | 0 | 0 | 0 | 0 | 0 | 0 | 0 | 0 | 0.13539 | 0.13539 | 0 | 0 | 0.09262 | 0.09262 | 0 | 0 | 1.1075e-10 | 1.1075e-10 | 0 | 0 | 0.0008393 | 0.0008393 | 0 | 0 | 0 | 0 | 0 | 0 | 0 | 0 | 0.01578 | 0 | 0 | 0.00063904 | 0.00063904 | 0 | 0 | 0.0033008 | 0.0033008 | 0 | 0.8
62619_G_CAT3 | NY_Zone G-I (Downstate NY) | New York | 36 | Rockland | 87 | 62619 | CAT3 | Rockland Bakery Inc. | 11686 | 1996 | 9999 | Combustion Turbine | [5 empty] | Fossil | G | 2030 | NaturalGas |  | 0 | 0 | 0.0015822 | 0.0015822 | 0 | 0 | 0 | 0 | 0 | 0 | 0 | 0 | 0 | 0 | 0 | 0 | 0 | 0 | 0.13539 | 0.13539 | 0 | 0 | 0.09262 | 0.09262 | 0 | 0 | 1.1075e-10 | 1.1075e-10 | 0 | 0 | 0.0008393 | 0.0008393 | 0 | 0 | 0 | 0 | 0 | 0 | 0 | 0 | 0.01578 | 0 | 0 | 0.00063904 | 0.00063904 | 0 | 0 | 0.0033008 | 0.0033008 | 0 | 0.8
62619_G_CATE4 | NY_Zone G-I (Downstate NY) | New York | 36 | Rockland | 87 | 62619 | CATE4 | Rockland Bakery Inc. | 13469 | 1996 | 9999 | Combustion Turbine | [5 empty] | Fossil | G | 2030 | Oil |  | 0 | 0 | 0 | 0 | 0 | 0 | 0 | 0 | 0 | 0 | 0 | 0 | 0 | 0 | 0 | 0 | 0 | 0 | 0 | 0 | 0 | 0 | 0 | 0 | 0 | 0 | 0 | 0 | 0 | 0 | 0 | 0 | 0 | 0 | 0 | 0 | 0 | 0 | 0 | 0 | 0.069661 | 0 | 0 | 0 | 0 | 0 | 0 | 0 | 0 | 0 | 1.5
62620_G_SD | SPP SPS (Texas Panhandle) | Texas | 48 | Lynn | 305 | 62620 | SD | Sage Draw Wind | 0 | 2020 | 9999 | Onshore Wind | [5 empty] | Non-Fossil | G | 2030 | Wind |  | 0 | 0 | 0 | 0 | 0 | 0 | 0 | 0 | 0 | 0 | 0 | 0 | 0 | 0 | 0 | 0 | 285.5158 | 423.4841 | 467.8466 | 1176.8465 | 0 | 0 | 0 | 0 | 0 | 0 | 0 | 0 | 0 | 0 | 0 | 0 | 0 | 0 | 0 | 0 | 0 | 0 | 0 | 0 | 14.1933 | 0 | 0 | 0 | 0 | 0 | 0 | 0 | 0 | 0 | 338.4
62621_G_ACHIL | SERC_VACAR | North Carolina | 37 | Montgomery | 123 | 62621 | ACHIL | Achilles Solar | 0 | 2019 | 9999 | Solar PV | [5 empty] | Non-Fossil | G | 2030 | Solar |  | 0 | 0 | 0 | 0 | 0 | 0 | 0 | 0 | 0 | 0 | 0 | 0 | 0 | 0 | 0 | 0 | 1.1942 | 2.3742 | 3.7979 | 7.3663 | 0 | 0 | 0 | 0 | 0 | 0 | 0 | 0 | 0 | 0 | 0 | 0 | 0 | 0 | 0 | 0 | 0 | 0 | 0 | 0 | 0.17487 | 0 | 0 | 0 | 0 | 0 | 0 | 0 | 0 | 0 | 4.1
62622_G_CHPS1 | PJM_EMAAC | New Jersey | 34 | Union | 39 | 62622 | CHPS1 | Overlook Medical Center | 8700 | 2012 | 9999 | Combustion Turbine | [5 empty] | Fossil | G | 2030 | NaturalGas |  | 0.00065886 | 0.00025884 | 0.0025424 | 0.0034601 | 0 | 0 | 0 | 0 | 0 | 0 | 0 | 0 | 0 | 0 | 0 | 0 | 0.075731 | 0.029752 | 0.29224 | 0.39772 | 0.057797 | 0.022706 | 0.22303 | 0.30353 | 6.9111e-11 | 2.7151e-11 | 2.6669e-10 | 3.6295e-10 | 0.00052374 | 0.00020576 | 0.002021 | 0.0027505 | 0 | 0 | 0 | 0 | 0 | 0 | 0 | 0 | 0.019725 | 0.00035745 | 0.00014043 | 0.0013794 | 0.0018772 | 0.002118 | 0.0006228 | 0.0053572 | 0.008098 | 0 | 1
62622_G_CHPS2 | PJM_EMAAC | New Jersey | 34 | Union | 39 | 62622 | CHPS2 | Overlook Medical Center | 8700 | 2012 | 9999 | Combustion Turbine | [5 empty] | Fossil | G | 2030 | NaturalGas |  | 0.00065886 | 0.00025884 | 0.0025424 | 0.0034601 | 0 | 0 | 0 | 0 | 0 | 0 | 0 | 0 | 0 | 0 | 0 | 0 | 0.075731 | 0.029752 | 0.29224 | 0.39772 | 0.057797 | 0.022706 | 0.22303 | 0.30353 | 6.9111e-11 | 2.7151e-11 | 2.6669e-10 | 3.6295e-10 | 0.00052374 | 0.00020576 | 0.002021 | 0.0027505 | 0 | 0 | 0 | 0 | 0 | 0 | 0 | 0 | 0.019725 | 0.00035745 | 0.00014043 | 0.0013794 | 0.0018772 | 0.002118 | 0.0006228 | 0.0053572 | 0.008098 | 0 | 1
62622_G_CHPS3 | PJM_EMAAC | New Jersey | 34 | Union | 39 | 62622 | CHPS3 | Overlook Medical Center | 8700 | 2012 | 9999 | Combustion Turbine | [5 empty] | Fossil | G | 2030 | Oil |  | 0 | 0 | 0 | 0 | 0 | 0 | 0 | 0 | 0 | 0 | 0 | 0 | 0 | 0 | 0 | 0 | 0 | 0 | 0 | 0 | 0 | 0 | 0 | 0 | 0 | 0 | 0 | 0 | 0 | 0 | 0 | 0 | 0 | 0 | 0 | 0 | 0 | 0 | 0 | 0 | 0.019725 | 0 | 0 | 0 | 0 | 0 | 0 | 0 | 0 | 0 | 1
62623_G_ARBOR | SERC_VACAR | North Carolina | 37 | Chatham | 37 | 62623 | ARBOR | Arborgate Solar | 0 | 2019 | 9999 | Solar PV | [5 empty] | Non-Fossil | G | 2030 | Solar |  | 0 | 0 | 0 | 0 | 0 | 0 | 0 | 0 | 0 | 0 | 0 | 0 | 0 | 0 | 0 | 0 | 1.3107 | 2.6058 | 4.1685 | 8.0849 | 0 | 0 | 0 | 0 | 0 | 0 | 0 | 0 | 0 | 0 | 0 | 0 | 0 | 0 | 0 | 0 | 0 | 0 | 0 | 0 | 0.19193 | 0 | 0 | 0 | 0 | 0 | 0 | 0 | 0 | 0 | 4.5
62625_G_G1 | ISONE_MA, VT, NH, RI (Rest of ISO New England) | Massachusetts | 25 | Bristol | 5 | 62625 | G1 | West Water Street | 10745 | 2018 | 9999 | Combustion Turbine | [5 empty] | Fossil | G | 2030 | Oil |  | 0 | 0 | 0 | 0 | 0 | 0 | 0 | 0 | 0 | 0 | 0 | 0 | 0 | 0 | 0 | 0 | 0 | 0 | 0 | 0 | 0 | 0 | 0 | 0 | 0 | 0 | 0 | 0 | 0 | 0 | 0 | 0 | 0 | 0 | 0 | 0 | 0 | 0 | 0 | 0 | 0.1129 | 0 | 0 | 0 | 0 | 0 | 0 | 0 | 0 | 0 | 2.5
62625_G_G2 | ISONE_MA, VT, NH, RI (Rest of ISO New England) | Massachusetts | 25 | Bristol | 5 | 62625 | G2 | West Water Street | 10745 | 2018 | 9999 | Combustion Turbine | [5 empty] | Fossil | G | 2030 | Oil |  | 0 | 0 | 0 | 0 | 0 | 0 | 0 | 0 | 0 | 0 | 0 | 0 | 0 | 0 | 0 | 0 | 0 | 0 | 0 | 0 | 0 | 0 | 0 | 0 | 0 | 0 | 0 | 0 | 0 | 0 | 0 | 0 | 0 | 0 | 0 | 0 | 0 | 0 | 0 | 0 | 0.1129 | 0 | 0 | 0 | 0 | 0 | 0 | 0 | 0 | 0 | 2.5
62625_G_G3 | ISONE_MA, VT, NH, RI (Rest of ISO New England) | Massachusetts | 25 | Bristol | 5 | 62625 | G3 | West Water Street | 10745 | 2018 | 9999 | Combustion Turbine | [5 empty] | Fossil | G | 2030 | Oil |  | 0 | 0 | 0 | 0 | 0 | 0 | 0 | 0 | 0 | 0 | 0 | 0 | 0 | 0 | 0 | 0 | 0 | 0 | 0 | 0 | 0 | 0 | 0 | 0 | 0 | 0 | 0 | 0 | 0 | 0 | 0 | 0 | 0 | 0 | 0 | 0 | 0 | 0 | 0 | 0 | 0.1129 | 0 | 0 | 0 | 0 | 0 | 0 | 0 | 0 | 0 | 2.5
62625_G_G4 | ISONE_MA, VT, NH, RI (Rest of ISO New England) | Massachusetts | 25 | Bristol | 5 | 62625 | G4 | West Water Street | 10745 | 2018 | 9999 | Combustion Turbine | [5 empty] | Fossil | G | 2030 | Oil |  | 0 | 0 | 0 | 0 | 0 | 0 | 0 | 0 | 0 | 0 | 0 | 0 | 0 | 0 | 0 | 0 | 0 | 0 | 0 | 0 | 0 | 0 | 0 | 0 | 0 | 0 | 0 | 0 | 0 | 0 | 0 | 0 | 0 | 0 | 0 | 0 | 0 | 0 | 0 | 0 | 0.1129 | 0 | 0 | 0 | 0 | 0 | 0 | 0 | 0 | 0 | 2.5
62627_G_WADE4 | SERC_VACAR | North Carolina | 37 | Anson | 7 | 62627 | WADE4 | Wadesboro 4 | 0 | 2019 | 9999 | Solar PV | [5 empty] | Non-Fossil | G | 2030 | Solar |  | 0 | 0 | 0 | 0 | 0 | 0 | 0 | 0 | 0 | 0 | 0 | 0 | 0 | 0 | 0 | 0 | 0.55339 | 1.1002 | 1.76 | 3.4136 | 0 | 0 | 0 | 0 | 0 | 0 | 0 | 0 | 0 | 0 | 0 | 0 | 0 | 0 | 0 | 0 | 0 | 0 | 0 | 0 | 0.081037 | 0 | 0 | 0 | 0 | 0 | 0 | 0 | 0 | 0 | 1.9
62628_G_10115 | PJM_EMAAC | Maryland | 24 | Harford | 25 | 62628 | 10115 | APG Old Bayside | 0 | 2018 | 9999 | Solar PV | [5 empty] | Non-Fossil | G | 2030 | Solar |  | 0 | 0 | 0 | 0 | 0 | 0 | 0 | 0 | 0 | 0 | 0 | 0 | 0 | 0 | 0 | 0 | 0.49131 | 0.99106 | 1.5189 | 3.0012 | 0 | 0 | 0 | 0 | 0 | 0 | 0 | 0 | 0 | 0 | 0 | 0 | 0 | 0 | 0 | 0 | 0 | 0 | 0 | 0 | 0.059571 | 0 | 0 | 0 | 0 | 0 | 0 | 0 | 0 | 0 | 1.7
62629_G_10115 | PJM_EMAAC | Maryland | 24 | Harford | 25 | 62629 | 10115 | APG New Chesapeake | 0 | 2018 | 9999 | Solar PV | [5 empty] | Non-Fossil | G | 2030 | Solar |  | 0 | 0 | 0 | 0 | 0 | 0 | 0 | 0 | 0 | 0 | 0 | 0 | 0 | 0 | 0 | 0 | 0.66471 | 1.3408 | 2.0549 | 4.0605 | 0 | 0 | 0 | 0 | 0 | 0 | 0 | 0 | 0 | 0 | 0 | 0 | 0 | 0 | 0 | 0 | 0 | 0 | 0 | 0 | 0.080595 | 0 | 0 | 0 | 0 | 0 | 0 | 0 | 0 | 0 | 2.3
62630_G_WTGS1 | ERCOT_West | Texas | 48 | Andrews | 3 | 62630 | WTGS1 | Jumbo Hill Wind Project | 0 | 2020 | 9999 | Onshore Wind | [5 empty] | Non-Fossil | G | 2030 | Wind |  | 0 | 0 | 0 | 0 | 0 | 0 | 0 | 0 | 0 | 0 | 0 | 0 | 0 | 0 | 0 | 0 | 114.6478 | 168.2332 | 171.0148 | 453.8957 | 0 | 0 | 0 | 0 | 0 | 0 | 0 | 0 | 0 | 0 | 0 | 0 | 0 | 0 | 0 | 0 | 0 | 0 | 0 | 0 | 6.7224 | 0 | 0 | 0 | 0 | 0 | 0 | 0 | 0 | 0 | 160.7
62631_G_1 | FRCC | Florida | 12 | Hendry | 51 | 62631 | 1 | Blue Heron Solar | 0 | 2020 | 9999 | Solar PV | [5 empty] | Non-Fossil | G | 2030 | Solar |  | 0 | 0 | 0 | 0 | 0 | 0 | 0 | 0 | 0 | 0 | 0 | 0 | 0 | 0 | 0 | 0 | 29.94 | 49.1294 | 61.426 | 140.4954 | 0 | 0 | 0 | 0 | 0 | 0 | 0 | 0 | 0 | 0 | 0 | 0 | 0 | 0 | 0 | 0 | 0 | 0 | 0 | 0 | 3.1193 | 0 | 0 | 0 | 0 | 0 | 0 | 0 | 0 | 0 | 74.5
62632_G_1 | FRCC | Florida | 12 | DeSoto | 27 | 62632 | 1 | Cattle Ranch | 0 | 2020 | 9999 | Solar PV | [5 empty] | Non-Fossil | G | 2030 | Solar |  | 0 | 0 | 0 | 0 | 0 | 0 | 0 | 0 | 0 | 0 | 0 | 0 | 0 | 0 | 0 | 0 | 29.94 | 49.1294 | 61.426 | 140.4954 | 0 | 0 | 0 | 0 | 0 | 0 | 0 | 0 | 0 | 0 | 0 | 0 | 0 | 0 | 0 | 0 | 0 | 0 | 0 | 0 | 3.1193 | 0 | 0 | 0 | 0 | 0 | 0 | 0 | 0 | 0 | 74.5
62633_G_1 | FRCC | Florida | 12 | Putnam | 107 | 62633 | 1 | Twin Lakes | 0 | 2020 | 9999 | Solar PV | [5 empty] | Non-Fossil | G | 2030 | Solar |  | 0 | 0 | 0 | 0 | 0 | 0 | 0 | 0 | 0 | 0 | 0 | 0 | 0 | 0 | 0 | 0 | 29.94 | 49.1294 | 61.426 | 140.4954 | 0 | 0 | 0 | 0 | 0 | 0 | 0 | 0 | 0 | 0 | 0 | 0 | 0 | 0 | 0 | 0 | 0 | 0 | 0 | 0 | 3.1193 | 0 | 0 | 0 | 0 | 0 | 0 | 0 | 0 | 0 | 74.5
62634_G_1 | FRCC | Florida | 12 | Charlotte | 15 | 62634 | 1 | Babcock Preserve | 0 | 2020 | 9999 | Solar PV | [5 empty] | Non-Fossil | G | 2030 | Solar |  | 0 | 0 | 0 | 0 | 0 | 0 | 0 | 0 | 0 | 0 | 0 | 0 | 0 | 0 | 0 | 0 | 29.94 | 49.1294 | 61.426 | 140.4954 | 0 | 0 | 0 | 0 | 0 | 0 | 0 | 0 | 0 | 0 | 0 | 0 | 0 | 0 | 0 | 0 | 0 | 0 | 0 | 0 | 3.1193 | 0 | 0 | 0 | 0 | 0 | 0 | 0 | 0 | 0 | 74.5
62636_G_NVSS2 | WECC_Northern Nevada | Nevada | 32 | Nye | 23 | 62636 | NVSS2 | NVSS-II | 0 | 2017 | 9999 | Solar PV | [5 empty] | Non-Fossil | G | 2030 | Solar |  | 0 | 0 | 0 | 0 | 0 | 0 | 0 | 0 | 0 | 0 | 0 | 0 | 0 | 0 | 0 | 0 | 4.6432 | 9.5609 | 15.0192 | 29.2233 | 0 | 0 | 0 | 0 | 0 | 0 | 0 | 0 | 0 | 0 | 0 | 0 | 0 | 0 | 0 | 0 | 0 | 0 | 0 | 0 | 0.62736 | 0 | 0 | 0 | 0 | 0 | 0 | 0 | 0 | 0 | 14
62637_G_MILFD | PJM_EMAAC | New Jersey | 34 | Hunterdon | 19 | 62637 | MILFD | Milford Solar Farm (NJ) LLC | 0 | 2019 | 9999 | Solar PV | [5 empty] | Non-Fossil | G | 2030 | Solar |  | 0 | 0 | 0 | 0 | 0 | 0 | 0 | 0 | 0 | 0 | 0 | 0 | 0 | 0 | 0 | 0 | 1.581 | 3.4161 | 5.6646 | 10.6616 | 0 | 0 | 0 | 0 | 0 | 0 | 0 | 0 | 0 | 0 | 0 | 0 | 0 | 0 | 0 | 0 | 0 | 0 | 0 | 0 | 0.34325 | 0 | 0 | 0 | 0 | 0 | 0 | 0 | 0 | 0 | 7.5
62638_G_WASHG | PJM_EMAAC | New Jersey | 34 | Warren | 41 | 62638 | WASHG | McCullough Road Solar Farm | 0 | 2019 | 9999 | Solar PV | [5 empty] | Non-Fossil | G | 2030 | Solar |  | 0 | 0 | 0 | 0 | 0 | 0 | 0 | 0 | 0 | 0 | 0 | 0 | 0 | 0 | 0 | 0 | 1.6021 | 3.4616 | 5.7401 | 10.8038 | 0 | 0 | 0 | 0 | 0 | 0 | 0 | 0 | 0 | 0 | 0 | 0 | 0 | 0 | 0 | 0 | 0 | 0 | 0 | 0 | 0.34783 | 0 | 0 | 0 | 0 | 0 | 0 | 0 | 0 | 0 | 7.6
62639_G_10307 | ISONE_Connecticut | Connecticut | 9 | Hartford | 3 | 62639 | 10307 | Manchester Community College East | 0 | 2018 | 9999 | Solar PV | [5 empty] | Non-Fossil | G | 2030 | Solar |  | 0 | 0 | 0 | 0 | 0 | 0 | 0 | 0 | 0 | 0 | 0 | 0 | 0 | 0 | 0 | 0 | 0.22028 | 0.47677 | 0.73985 | 1.4369 | 0 | 0 | 0 | 0 | 0 | 0 | 0 | 0 | 0 | 0 | 0 | 0 | 0 | 0 | 0 | 0 | 0 | 0 | 0 | 0 | 0.031598 | 0 | 0 | 0 | 0 | 0 | 0 | 0 | 0 | 0 | 1
6264_B_1 | PJM West | West Virginia | 54 | Mason | 53 | 6264 | 1 | Mountaineer | 9925 | 1980 | 9999 | Coal Steam | wall | dry | ESPC + Wet Scrubber + SCR | LNB | Wet Scrubber | Fossil | B | 2030 | Coal |  | 18.994 | 8.0478 | 27.5991 | 54.6409 | 18.994 | 8.0478 | 27.5991 | 54.6409 | 0 | 0 | 0 | 0 | 0 | 0 | 0 | 0 | 1913.7566 | 810.8584 | 2780.768 | 5505.3829 | 1983.5228 | 840.4183 | 2882.1412 | 5706.0824 | 0.0066129 | 0.0028019 | 0.0096088 | 0.019024 | 0.82615 | 0.35004 | 1.104 | 2.2801 | 1.2204 | 0.51708 | 1.7733 | 3.5107 | 0.009497 | 0.0040239 | 0.0138 | 0.02732 | 85.529 | 9.702 | 4.1107 | 14.0974 | 27.91 | 31.5843 | 13.3822 | 45.8932 | 90.8597 | 0 | 1299 | Scrubber / SCR | Wet Scrubber
62640_G_10308 | ISONE_Connecticut | Connecticut | 9 | Hartford | 3 | 62640 | 10308 | Manchester Community College North | 0 | 2018 | 9999 | Solar PV | [5 empty] | Non-Fossil | G | 2030 | Solar |  | 0 | 0 | 0 | 0 | 0 | 0 | 0 | 0 | 0 | 0 | 0 | 0 | 0 | 0 | 0 | 0 | 0.22028 | 0.47677 | 0.73985 | 1.4369 | 0 | 0 | 0 | 0 | 0 | 0 | 0 | 0 | 0 | 0 | 0 | 0 | 0 | 0 | 0 | 0 | 0 | 0 | 0 | 0 | 0.031598 | 0 | 0 | 0 | 0 | 0 | 0 | 0 | 0 | 0 | 1
62641_G_M3516 | SERC_Central_Kentucky | Kentucky | 21 | Rowan | 205 | 62641 | M3516 | Morehead Generating Facility | 13648 | 2019 | 9999 | Landfill Gas | [5 empty] | Non-Fossil | G | 2030 | LF Gas |  | 0.020269 | 0.031767 | 0.038678 | 0.090714 | 0 | 0 | 0 | 0 | 0 | 0 | 0 | 0 | 0 | 0 | 0 | 0 | 1.4851 | 2.3276 | 2.834 | 6.6467 | 1.1681 | 1.8307 | 2.229 | 5.2278 | 0 | 0 | 0 | 0 | 0.0009121 | 0.0014295 | 0.0017405 | 0.0040821 | 0 | 0 | 0 | 0 | 0 | 0 | 0 | 0 | 0.36292 | 0.010302 | 0.016147 | 0.019659 | 0.046108 | 0 | 0 | 0 | 0 | 0 | 1.4
62642_G_GE-P2 | SPP SPS (Texas Panhandle) | Texas | 48 | Lubbock | 303 | 62642 | GE-P2 | GE-Lubbock | 0 | 2014 | 9999 | Onshore Wind | [5 empty] | Non-Fossil | G | 2030 | Wind |  | 0 | 0 | 0 | 0 | 0 | 0 | 0 | 0 | 0 | 0 | 0 | 0 | 0 | 0 | 0 | 0 | 2.5312 | 3.7543 | 4.1476 | 10.433 | 0 | 0 | 0 | 0 | 0 | 0 | 0 | 0 | 0 | 0 | 0 | 0 | 0 | 0 | 0 | 0 | 0 | 0 | 0 | 0 | 0.12583 | 0 | 0 | 0 | 0 | 0 | 0 | 0 | 0 | 0 | 3
62642_G_GE-P3 | SPP SPS (Texas Panhandle) | Texas | 48 | Lubbock | 303 | 62642 | GE-P3 | GE-Lubbock | 0 | 2015 | 9999 | Onshore Wind | [5 empty] | Non-Fossil | G | 2030 | Wind |  | 0 | 0 | 0 | 0 | 0 | 0 | 0 | 0 | 0 | 0 | 0 | 0 | 0 | 0 | 0 | 0 | 2.6155 | 3.8794 | 4.2858 | 10.7808 | 0 | 0 | 0 | 0 | 0 | 0 | 0 | 0 | 0 | 0 | 0 | 0 | 0 | 0 | 0 | 0 | 0 | 0 | 0 | 0 | 0.13002 | 0 | 0 | 0 | 0 | 0 | 0 | 0 | 0 | 0 | 3.1
62643_G_20794 | WECC_Arizona | Arizona | 4 | Maricopa | 13 | 62643 | 20794 | AZ State University - Tempe Campus Solar | 0 | 2013 | 9999 | Solar PV | [5 empty] | Non-Fossil | G | 2030 | Solar |  | 0 | 0 | 0 | 0 | 0 | 0 | 0 | 0 | 0 | 0 | 0 | 0 | 0 | 0 | 0 | 0 | 0.086544 | 0.16281 | 0.24659 | 0.49594 | 0 | 0 | 0 | 0 | 0 | 0 | 0 | 0 | 0 | 0 | 0 | 0 | 0 | 0 | 0 | 0 | 0 | 0 | 0 | 0 | 0.009452 | 0 | 0 | 0 | 0 | 0 | 0 | 0 | 0 | 0 | 0.2
62643_G_20799 | WECC_Arizona | Arizona | 4 | Maricopa | 13 | 62643 | 20799 | AZ State University - Tempe Campus Solar | 0 | 2013 | 9999 | Solar PV | [5 empty] | Non-Fossil | G | 2030 | Solar |  | 0 | 0 | 0 | 0 | 0 | 0 | 0 | 0 | 0 | 0 | 0 | 0 | 0 | 0 | 0 | 0 | 0.043272 | 0.081404 | 0.1233 | 0.24797 | 0 | 0 | 0 | 0 | 0 | 0 | 0 | 0 | 0 | 0 | 0 | 0 | 0 | 0 | 0 | 0 | 0 | 0 | 0 | 0 | 0.004726 | 0 | 0 | 0 | 0 | 0 | 0 | 0 | 0 | 0 | 0.1
62643_G_20971 | WECC_Arizona | Arizona | 4 | Maricopa | 13 | 62643 | 20971 | AZ State University - Tempe Campus Solar | 0 | 2013 | 9999 | Solar PV | [5 empty] | Non-Fossil | G | 2030 | Solar |  | 0 | 0 | 0 | 0 | 0 | 0 | 0 | 0 | 0 | 0 | 0 | 0 | 0 | 0 | 0 | 0 | 0.086544 | 0.16281 | 0.24659 | 0.49594 | 0 | 0 | 0 | 0 | 0 | 0 | 0 | 0 | 0 | 0 | 0 | 0 | 0 | 0 | 0 | 0 | 0 | 0 | 0 | 0 | 0.009452 | 0 | 0 | 0 | 0 | 0 | 0 | 0 | 0 | 0 | 0.2
62643_G_20974 | WECC_Arizona | Arizona | 4 | Maricopa | 13 | 62643 | 20974 | AZ State University - Tempe Campus Solar | 0 | 2013 | 9999 | Solar PV | [5 empty] | Non-Fossil | G | 2030 | Solar |  | 0 | 0 | 0 | 0 | 0 | 0 | 0 | 0 | 0 | 0 | 0 | 0 | 0 | 0 | 0 | 0 | 0.043272 | 0.081404 | 0.1233 | 0.24797 | 0 | 0 | 0 | 0 | 0 | 0 | 0 | 0 | 0 | 0 | 0 | 0 | 0 | 0 | 0 | 0 | 0 | 0 | 0 | 0 | 0.004726 | 0 | 0 | 0 | 0 | 0 | 0 | 0 | 0 | 0 | 0.1
62643_G_20975 | WECC_Arizona | Arizona | 4 | Maricopa | 13 | 62643 | 20975 | AZ State University - Tempe Campus Solar | 0 | 2003 | 9999 | Solar PV | [5 empty] | Non-Fossil | G | 2030 | Solar |  | 0 | 0 | 0 | 0 | 0 | 0 | 0 | 0 | 0 | 0 | 0 | 0 | 0 | 0 | 0 | 0 | 0.043272 | 0.081404 | 0.1233 | 0.24797 | 0 | 0 | 0 | 0 | 0 | 0 | 0 | 0 | 0 | 0 | 0 | 0 | 0 | 0 | 0 | 0 | 0 | 0 | 0 | 0 | 0.004726 | 0 | 0 | 0 | 0 | 0 | 0 | 0 | 0 | 0 | 0.1
62643_G_3365A | WECC_Arizona | Arizona | 4 | Maricopa | 13 | 62643 | 3365A | AZ State University - Tempe Campus Solar | 0 | 2009 | 9999 | Solar PV | [5 empty] | Non-Fossil | G | 2030 | Solar |  | 0 | 0 | 0 | 0 | 0 | 0 | 0 | 0 | 0 | 0 | 0 | 0 | 0 | 0 | 0 | 0 | 0.043272 | 0.081404 | 0.1233 | 0.24797 | 0 | 0 | 0 | 0 | 0 | 0 | 0 | 0 | 0 | 0 | 0 | 0 | 0 | 0 | 0 | 0 | 0 | 0 | 0 | 0 | 0.004726 | 0 | 0 | 0 | 0 | 0 | 0 | 0 | 0 | 0 | 0.1
62643_G_3365B | WECC_Arizona | Arizona | 4 | Maricopa | 13 | 62643 | 3365B | AZ State University - Tempe Campus Solar | 0 | 2009 | 9999 | Solar PV | [5 empty] | Non-Fossil | G | 2030 | Solar |  | 0 | 0 | 0 | 0 | 0 | 0 | 0 | 0 | 0 | 0 | 0 | 0 | 0 | 0 | 0 | 0 | 0.043272 | 0.081404 | 0.1233 | 0.24797 | 0 | 0 | 0 | 0 | 0 | 0 | 0 | 0 | 0 | 0 | 0 | 0 | 0 | 0 | 0 | 0 | 0 | 0 | 0 | 0 | 0.004726 | 0 | 0 | 0 | 0 | 0 | 0 | 0 | 0 | 0 | 0.1
62643_G_3384 | WECC_Arizona | Arizona | 4 | Maricopa | 13 | 62643 | 3384 | AZ State University - Tempe Campus Solar | 0 | 2009 | 9999 | Solar PV | [5 empty] | Non-Fossil | G | 2030 | Solar |  | 0 | 0 | 0 | 0 | 0 | 0 | 0 | 0 | 0 | 0 | 0 | 0 | 0 | 0 | 0 | 0 | 0.3029 | 0.56983 | 0.86307 | 1.7358 | 0 | 0 | 0 | 0 | 0 | 0 | 0 | 0 | 0 | 0 | 0 | 0 | 0 | 0 | 0 | 0 | 0 | 0 | 0 | 0 | 0.033082 | 0 | 0 | 0 | 0 | 0 | 0 | 0 | 0 | 0 | 0.7
62643_G_3385 | WECC_Arizona | Arizona | 4 | Maricopa | 13 | 62643 | 3385 | AZ State University - Tempe Campus Solar | 0 | 2008 | 9999 | Solar PV | [5 empty] | Non-Fossil | G | 2030 | Solar |  | 0 | 0 | 0 | 0 | 0 | 0 | 0 | 0 | 0 | 0 | 0 | 0 | 0 | 0 | 0 | 0 | 0.25963 | 0.48842 | 0.73977 | 1.4878 | 0 | 0 | 0 | 0 | 0 | 0 | 0 | 0 | 0 | 0 | 0 | 0 | 0 | 0 | 0 | 0 | 0 | 0 | 0 | 0 | 0.028356 | 0 | 0 | 0 | 0 | 0 | 0 | 0 | 0 | 0 | 0.6
62643_G_4202 | WECC_Arizona | Arizona | 4 | Maricopa | 13 | 62643 | 4202 | AZ State University - Tempe Campus Solar | 0 | 2009 | 9999 | Solar PV | [5 empty] | Non-Fossil | G | 2030 | Solar |  | 0 | 0 | 0 | 0 | 0 | 0 | 0 | 0 | 0 | 0 | 0 | 0 | 0 | 0 | 0 | 0 | 0.043272 | 0.081404 | 0.1233 | 0.24797 | 0 | 0 | 0 | 0 | 0 | 0 | 0 | 0 | 0 | 0 | 0 | 0 | 0 | 0 | 0 | 0 | 0 | 0 | 0 | 0 | 0.004726 | 0 | 0 | 0 | 0 | 0 | 0 | 0 | 0 | 0 | 0.1
62644_G_MMES | ISONE_MA, VT, NH, RI (Rest of ISO New England) | Massachusetts | 25 | Middlesex | 17 | 62644 | MMES | Minuteman Energy Storage | 0 | 2019 | 9999 | Energy Storage | [5 empty] | Non-Fossil | G | 2030 | EnerStor |  | 0 | 0 | 0 | 0 | 0 | 0 | 0 | 0 | 0 | 0 | 0 | 0 | 0 | 0 | 0 | 0 | 0 | 0.00482 | 0.15424 | 0.15906 | 0 | 0 | 0 | 0 | 0 | 0 | 0 | 0 | 0 | 0 | 0 | 0 | 0 | 0 | 0 | 0 | 0 | 0 | 0 | 0 | 0.18388 | 0 | 3.7934e-05 | 0.0012139 | 0.0012518 | 0 | 0 | 0 | 0 | 0 | 5
62645_G_1 | FRCC | Florida | 12 | Baker | 3 | 62645 | 1 | Northern Preserve Solar | 0 | 2020 | 9999 | Solar PV | [5 empty] | Non-Fossil | G | 2030 | Solar |  | 0 | 0 | 0 | 0 | 0 | 0 | 0 | 0 | 0 | 0 | 0 | 0 | 0 | 0 | 0 | 0 | 29.94 | 49.1294 | 61.426 | 140.4954 | 0 | 0 | 0 | 0 | 0 | 0 | 0 | 0 | 0 | 0 | 0 | 0 | 0 | 0 | 0 | 0 | 0 | 0 | 0 | 0 | 3.1193 | 0 | 0 | 0 | 0 | 0 | 0 | 0 | 0 | 0 | 74.5
62646_G_WASHB | ISONE_MA, VT, NH, RI (Rest of ISO New England) | Massachusetts | 25 | Bristol | 5 | 62646 | WASHB | Washburn Road Solar | 0 | 2018 | 9999 | Solar PV | [5 empty] | Non-Fossil | G | 2030 | Solar |  | 0 | 0 | 0 | 0 | 0 | 0 | 0 | 0 | 0 | 0 | 0 | 0 | 0 | 0 | 0 | 0 | 0.41849 | 0.83926 | 1.5407 | 2.7985 | 0 | 0 | 0 | 0 | 0 | 0 | 0 | 0 | 0 | 0 | 0 | 0 | 0 | 0 | 0 | 0 | 0 | 0 | 0 | 0 | 0.087614 | 0 | 0 | 0 | 0 | 0 | 0 | 0 | 0 | 0 | 2
62647_G_MBS1 | MISO_Missouri | Missouri | 29 | Boone | 19 | 62647 | MBS1 | MBS Texbook Exchange | 13469 | 2008 | 9999 | Combustion Turbine | [5 empty] | Fossil | G | 2030 | Oil |  | 0 | 0 | 0 | 0 | 0 | 0 | 0 | 0 | 0 | 0 | 0 | 0 | 0 | 0 | 0 | 0 | 0 | 0 | 0 | 0 | 0 | 0 | 0 | 0 | 0 | 0 | 0 | 0 | 0 | 0 | 0 | 0 | 0 | 0 | 0 | 0 | 0 | 0 | 0 | 0 | 0.043079 | 0 | 0 | 0 | 0 | 0 | 0 | 0 | 0 | 0 | 1
62647_G_MBS2 | MISO_Missouri | Missouri | 29 | Boone | 19 | 62647 | MBS2 | MBS Texbook Exchange | 13469 | 2008 | 9999 | Combustion Turbine | [5 empty] | Fossil | G | 2030 | Oil |  | 0 | 0 | 0 | 0 | 0 | 0 | 0 | 0 | 0 | 0 | 0 | 0 | 0 | 0 | 0 | 0 | 0 | 0 | 0 | 0 | 0 | 0 | 0 | 0 | 0 | 0 | 0 | 0 | 0 | 0 | 0 | 0 | 0 | 0 | 0 | 0 | 0 | 0 | 0 | 0 | 0.043079 | 0 | 0 | 0 | 0 | 0 | 0 | 0 | 0 | 0 | 1
62649_G_SFDK | WECC_Northern California (not including BANC) | California | 6 | Solano | 95 | 62649 | SFDK | SFDK Solar | 0 | 2019 | 9999 | Solar PV | [5 empty] | Non-Fossil | G | 2030 | Solar |  | 0 | 0 | 0 | 0 | 0 | 0 | 0 | 0 | 0 | 0 | 0 | 0 | 0 | 0 | 0 | 0 | 2.341 | 4.6809 | 7.8963 | 14.9182 | 0 | 0 | 0 | 0 | 0 | 0 | 0 | 0 | 0 | 0 | 0 | 0 | 0 | 0 | 0 | 0 | 0 | 0 | 0 | 0 | 0.28573 | 0 | 0 | 0 | 0 | 0 | 0 | 0 | 0 | 0 | 6.3
62650_G_CAT32 | NY_Zone J (NYC) | New York | 36 | New York | 61 | 62650 | CAT32 | New York Presbyterian-The Allen Hospital | 13469 | 2009 | 9999 | Combustion Turbine | [5 empty] | Fossil | G | 2030 | Oil |  | 0 | 0 | 0 | 0 | 0 | 0 | 0 | 0 | 0 | 0 | 0 | 0 | 0 | 0 | 0 | 0 | 0 | 0 | 0 | 0 | 0 | 0 | 0 | 0 | 0 | 0 | 0 | 0 | 0 | 0 | 0 | 0 | 0 | 0 | 0 | 0 | 0 | 0 | 0 | 0 | 0.047461 | 0 | 0 | 0 | 0 | 0 | 0 | 0 | 0 | 0 | 1
62651_G_HAVEN | MISO_Minnesota and Western Wisconsin | Minnesota | 27 | Sherburne | 141 | 62651 | HAVEN | Haven Solar Project CSG | 0 | 2019 | 9999 | Solar PV | [5 empty] | Non-Fossil | G | 2030 | Solar |  | 0 | 0 | 0 | 0 | 0 | 0 | 0 | 0 | 0 | 0 | 0 | 0 | 0 | 0 | 0 | 0 | 0.6526 | 1.5151 | 2.876 | 5.0437 | 0 | 0 | 0 | 0 | 0 | 0 | 0 | 0 | 0 | 0 | 0 | 0 | 0 | 0 | 0 | 0 | 0 | 0 | 0 | 0 | 0.094795 | 0 | 0 | 0 | 0 | 0 | 0 | 0 | 0 | 0 | 3
62652_G_HHESS | ISONE_MA, VT, NH, RI (Rest of ISO New England) | Massachusetts | 25 | Worcester | 27 | 62652 | HHESS | Happy Hollow CSG Hybrid | 0 | 2019 | 9999 | Energy Storage | [5 empty] | Non-Fossil | G | 2030 | EnerStor |  | 0 | 0 | 0 | 0 | 0 | 0 | 0 | 0 | 0 | 0 | 0 | 0 | 0 | 0 | 0 | 0 | 0 | 0.0031812 | 0.1018 | 0.10498 | 0 | 0 | 0 | 0 | 0 | 0 | 0 | 0 | 0 | 0 | 0 | 0 | 0 | 0 | 0 | 0 | 0 | 0 | 0 | 0 | 0.12136 | 0 | 2.5036e-05 | 0.00080117 | 0.0008262 | 0 | 0 | 0 | 0 | 0 | 3.3
62652_G_HHPV | ISONE_MA, VT, NH, RI (Rest of ISO New England) | Massachusetts | 25 | Worcester | 27 | 62652 | HHPV | Happy Hollow CSG Hybrid | 0 | 2019 | 9999 | Solar PV | [5 empty] | Non-Fossil | G | 2030 | Solar |  | 0 | 0 | 0 | 0 | 0 | 0 | 0 | 0 | 0 | 0 | 0 | 0 | 0 | 0 | 0 | 0 | 1.0462 | 2.0982 | 3.8517 | 6.9961 | 0 | 0 | 0 | 0 | 0 | 0 | 0 | 0 | 0 | 0 | 0 | 0 | 0 | 0 | 0 | 0 | 0 | 0 | 0 | 0 | 0.21903 | 0 | 0 | 0 | 0 | 0 | 0 | 0 | 0 | 0 | 5
62653_G_T1 | PJM West | Ohio | 39 | Hancock | 63 | 62653 | T1 | Zephyr Wind Project - 2.0 | 0 | 2019 | 9999 | Onshore Wind | [5 empty] | Non-Fossil | G | 2030 | Wind |  | 0 | 0 | 0 | 0 | 0 | 0 | 0 | 0 | 0 | 0 | 0 | 0 | 0 | 0 | 0 | 0 | 1.3767 | 1.6729 | 1.0998 | 4.1494 | 0 | 0 | 0 | 0 | 0 | 0 | 0 | 0 | 0 | 0 | 0 | 0 | 0 | 0 | 0 | 0 | 0 | 0 | 0 | 0 | 0.055256 | 0 | 0 | 0 | 0 | 0 | 0 | 0 | 0 | 0 | 1.5
62653_G_T2 | PJM West | Ohio | 39 | Hancock | 63 | 62653 | T2 | Zephyr Wind Project - 2.0 | 0 | 2019 | 9999 | Onshore Wind | [5 empty] | Non-Fossil | G | 2030 | Wind |  | 0 | 0 | 0 | 0 | 0 | 0 | 0 | 0 | 0 | 0 | 0 | 0 | 0 | 0 | 0 | 0 | 1.3767 | 1.6729 | 1.0998 | 4.1494 | 0 | 0 | 0 | 0 | 0 | 0 | 0 | 0 | 0 | 0 | 0 | 0 | 0 | 0 | 0 | 0 | 0 | 0 | 0 | 0 | 0.055256 | 0 | 0 | 0 | 0 | 0 | 0 | 0 | 0 | 0 | 1.5
62653_G_T3 | PJM West | Ohio | 39 | Hancock | 63 | 62653 | T3 | Zephyr Wind Project - 2.0 | 0 | 2019 | 9999 | Onshore Wind | [5 empty] | Non-Fossil | G | 2030 | Wind |  | 0 | 0 | 0 | 0 | 0 | 0 | 0 | 0 | 0 | 0 | 0 | 0 | 0 | 0 | 0 | 0 | 1.3767 | 1.6729 | 1.0998 | 4.1494 | 0 | 0 | 0 | 0 | 0 | 0 | 0 | 0 | 0 | 0 | 0 | 0 | 0 | 0 | 0 | 0 | 0 | 0 | 0 | 0 | 0.055256 | 0 | 0 | 0 | 0 | 0 | 0 | 0 | 0 | 0 | 1.5
62655_G_HLS | WECC_Northern California (not including BANC) | California | 6 | Lassen | 35 | 62655 | HLS | HL Solar | 0 | 2019 | 9999 | Solar PV | [5 empty] | Non-Fossil | G | 2030 | Solar |  | 0 | 0 | 0 | 0 | 0 | 0 | 0 | 0 | 0 | 0 | 0 | 0 | 0 | 0 | 0 | 0 | 2.824 | 5.6468 | 9.5257 | 17.9965 | 0 | 0 | 0 | 0 | 0 | 0 | 0 | 0 | 0 | 0 | 0 | 0 | 0 | 0 | 0 | 0 | 0 | 0 | 0 | 0 | 0.34468 | 0 | 0 | 0 | 0 | 0 | 0 | 0 | 0 | 0 | 7.6
62656_G_HUSOL | WECC_Utah | Utah | 49 | Emery | 15 | 62656 | HUSOL | Hunter Solar LLC | 0 | 2020 | 9999 | Solar PV | [5 empty] | Non-Fossil | G | 2030 | Solar |  | 0 | 0 | 0 | 0 | 0 | 0 | 0 | 0 | 0 | 0 | 0 | 0 | 0 | 0 | 0 | 0 | 39.9429 | 82.4361 | 135.6367 | 258.0158 | 0 | 0 | 0 | 0 | 0 | 0 | 0 | 0 | 0 | 0 | 0 | 0 | 0 | 0 | 0 | 0 | 0 | 0 | 0 | 0 | 3.1598 | 0 | 0 | 0 | 0 | 0 | 0 | 0 | 0 | 0 | 100
62657_G_DWWS | ISONE_Connecticut | Connecticut | 9 | Hartford | 3 | 62657 | DWWS | DWW Solar ll | 0 | 2019 | 9999 | Solar PV | [5 empty] | Non-Fossil | G | 2030 | Solar |  | 0 | 0 | 0 | 0 | 0 | 0 | 0 | 0 | 0 | 0 | 0 | 0 | 0 | 0 | 0 | 0 | 8.1284 | 17.5928 | 27.3004 | 53.0216 | 0 | 0 | 0 | 0 | 0 | 0 | 0 | 0 | 0 | 0 | 0 | 0 | 0 | 0 | 0 | 0 | 0 | 0 | 0 | 0 | 1.166 | 0 | 0 | 0 | 0 | 0 | 0 | 0 | 0 | 0 | 36.9
62658_G_P001 | PJM_ATSI | Ohio | 39 | Summit | 153 | 62658 | P001 | Cuyahoga Falls 1 | 10745 | 2018 | 9999 | Combustion Turbine | [5 empty] | Fossil | G | 2030 | Oil |  | 0 | 0 | 0 | 0 | 0 | 0 | 0 | 0 | 0 | 0 | 0 | 0 | 0 | 0 | 0 | 0 | 0 | 0 | 0 | 0 | 0 | 0 | 0 | 0 | 0 | 0 | 0 | 0 | 0 | 0 | 0 | 0 | 0 | 0 | 0 | 0 | 0 | 0 | 0 | 0 | 0.029588 | 0 | 0 | 0 | 0 | 0 | 0 | 0 | 0 | 0 | 1.5
62658_G_P002 | PJM_ATSI | Ohio | 39 | Summit | 153 | 62658 | P002 | Cuyahoga Falls 1 | 10745 | 2018 | 9999 | Combustion Turbine | [5 empty] | Fossil | G | 2030 | Oil |  | 0 | 0 | 0 | 0 | 0 | 0 | 0 | 0 | 0 | 0 | 0 | 0 | 0 | 0 | 0 | 0 | 0 | 0 | 0 | 0 | 0 | 0 | 0 | 0 | 0 | 0 | 0 | 0 | 0 | 0 | 0 | 0 | 0 | 0 | 0 | 0 | 0 | 0 | 0 | 0 | 0.029588 | 0 | 0 | 0 | 0 | 0 | 0 | 0 | 0 | 0 | 1.5
62658_G_P003 | PJM_ATSI | Ohio | 39 | Summit | 153 | 62658 | P003 | Cuyahoga Falls 1 | 10745 | 2018 | 9999 | Combustion Turbine | [5 empty] | Fossil | G | 2030 | Oil |  | 0 | 0 | 0 | 0 | 0 | 0 | 0 | 0 | 0 | 0 | 0 | 0 | 0 | 0 | 0 | 0 | 0 | 0 | 0 | 0 | 0 | 0 | 0 | 0 | 0 | 0 | 0 | 0 | 0 | 0 | 0 | 0 | 0 | 0 | 0 | 0 | 0 | 0 | 0 | 0 | 0.029588 | 0 | 0 | 0 | 0 | 0 | 0 | 0 | 0 | 0 | 1.5
62658_G_P004 | PJM_ATSI | Ohio | 39 | Summit | 153 | 62658 | P004 | Cuyahoga Falls 1 | 10745 | 2018 | 9999 | Combustion Turbine | [5 empty] | Fossil | G | 2030 | Oil |  | 0 | 0 | 0 | 0 | 0 | 0 | 0 | 0 | 0 | 0 | 0 | 0 | 0 | 0 | 0 | 0 | 0 | 0 | 0 | 0 | 0 | 0 | 0 | 0 | 0 | 0 | 0 | 0 | 0 | 0 | 0 | 0 | 0 | 0 | 0 | 0 | 0 | 0 | 0 | 0 | 0.029588 | 0 | 0 | 0 | 0 | 0 | 0 | 0 | 0 | 0 | 1.5
62658_G_P005 | PJM_ATSI | Ohio | 39 | Summit | 153 | 62658 | P005 | Cuyahoga Falls 1 | 10745 | 2018 | 9999 | Combustion Turbine | [5 empty] | Fossil | G | 2030 | Oil |  | 0 | 0 | 0 | 0 | 0 | 0 | 0 | 0 | 0 | 0 | 0 | 0 | 0 | 0 | 0 | 0 | 0 | 0 | 0 | 0 | 0 | 0 | 0 | 0 | 0 | 0 | 0 | 0 | 0 | 0 | 0 | 0 | 0 | 0 | 0 | 0 | 0 | 0 | 0 | 0 | 0.029588 | 0 | 0 | 0 | 0 | 0 | 0 | 0 | 0 | 0 | 1.5
62658_G_P006 | PJM_ATSI | Ohio | 39 | Summit | 153 | 62658 | P006 | Cuyahoga Falls 1 | 10745 | 2018 | 9999 | Combustion Turbine | [5 empty] | Fossil | G | 2030 | Oil |  | 0 | 0 | 0 | 0 | 0 | 0 | 0 | 0 | 0 | 0 | 0 | 0 | 0 | 0 | 0 | 0 | 0 | 0 | 0 | 0 | 0 | 0 | 0 | 0 | 0 | 0 | 0 | 0 | 0 | 0 | 0 | 0 | 0 | 0 | 0 | 0 | 0 | 0 | 0 | 0 | 0.029588 | 0 | 0 | 0 | 0 | 0 | 0 | 0 | 0 | 0 | 1.5
62659_G_1081 | SERC_VACAR | North Carolina | 37 | Craven | 49 | 62659 | 1081 | Pecan Grove Solar, LLC | 0 | 2019 | 9999 | Solar PV | [5 empty] | Non-Fossil | G | 2030 | Solar |  | 0 | 0 | 0 | 0 | 0 | 0 | 0 | 0 | 0 | 0 | 0 | 0 | 0 | 0 | 0 | 0 | 1.4563 | 2.8953 | 4.6316 | 8.9833 | 0 | 0 | 0 | 0 | 0 | 0 | 0 | 0 | 0 | 0 | 0 | 0 | 0 | 0 | 0 | 0 | 0 | 0 | 0 | 0 | 0.21326 | 0 | 0 | 0 | 0 | 0 | 0 | 0 | 0 | 0 | 5
62660_G_1025 | SERC_VACAR | North Carolina | 37 | Lee | 105 | 62660 | 1025 | 1025 Traveller Solar, LLC | 0 | 2019 | 9999 | Solar PV | [5 empty] | Non-Fossil | G | 2030 | Solar |  | 0 | 0 | 0 | 0 | 0 | 0 | 0 | 0 | 0 | 0 | 0 | 0 | 0 | 0 | 0 | 0 | 1.4563 | 2.8953 | 4.6316 | 8.9833 | 0 | 0 | 0 | 0 | 0 | 0 | 0 | 0 | 0 | 0 | 0 | 0 | 0 | 0 | 0 | 0 | 0 | 0 | 0 | 0 | 0.21326 | 0 | 0 | 0 | 0 | 0 | 0 | 0 | 0 | 0 | 5
62661_G_1047 | SERC_VACAR | North Carolina | 37 | Yadkin | 197 | 62661 | 1047 | 1047 Little Mountain Solar, LLC | 0 | 2019 | 9999 | Solar PV | [5 empty] | Non-Fossil | G | 2030 | Solar |  | 0 | 0 | 0 | 0 | 0 | 0 | 0 | 0 | 0 | 0 | 0 | 0 | 0 | 0 | 0 | 0 | 0.87378 | 1.7372 | 2.779 | 5.39 | 0 | 0 | 0 | 0 | 0 | 0 | 0 | 0 | 0 | 0 | 0 | 0 | 0 | 0 | 0 | 0 | 0 | 0 | 0 | 0 | 0.12795 | 0 | 0 | 0 | 0 | 0 | 0 | 0 | 0 | 0 | 3
62662_G_22503 | SERC_VACAR | North Carolina | 37 | Harnett | 85 | 62662 | 22503 | Ennis Solar, LLC | 0 | 2019 | 9999 | Solar PV | [5 empty] | Non-Fossil | G | 2030 | Solar |  | 0 | 0 | 0 | 0 | 0 | 0 | 0 | 0 | 0 | 0 | 0 | 0 | 0 | 0 | 0 | 0 | 1.4563 | 2.8953 | 4.6316 | 8.9833 | 0 | 0 | 0 | 0 | 0 | 0 | 0 | 0 | 0 | 0 | 0 | 0 | 0 | 0 | 0 | 0 | 0 | 0 | 0 | 0 | 0.21326 | 0 | 0 | 0 | 0 | 0 | 0 | 0 | 0 | 0 | 5
62663_G_SO390 | WECC_Colorado | Colorado | 8 | Weld | 123 | 62663 | SO390 | Gilcrest Solar | 0 | 2018 | 9999 | Solar PV | [5 empty] | Non-Fossil | G | 2030 | Solar |  | 0 | 0 | 0 | 0 | 0 | 0 | 0 | 0 | 0 | 0 | 0 | 0 | 0 | 0 | 0 | 0 | 0.53485 | 1.0389 | 1.6604 | 3.2341 | 0 | 0 | 0 | 0 | 0 | 0 | 0 | 0 | 0 | 0 | 0 | 0 | 0 | 0 | 0 | 0 | 0 | 0 | 0 | 0 | 0.065772 | 0 | 0 | 0 | 0 | 0 | 0 | 0 | 0 | 0 | 1.5
62664_G_SO393 | WECC_Colorado | Colorado | 8 | Arapahoe | 5 | 62664 | SO393 | Quincy Solar | 0 | 2018 | 9999 | Solar PV | [5 empty] | Non-Fossil | G | 2030 | Solar |  | 0 | 0 | 0 | 0 | 0 | 0 | 0 | 0 | 0 | 0 | 0 | 0 | 0 | 0 | 0 | 0 | 0.53485 | 1.0389 | 1.6604 | 3.2341 | 0 | 0 | 0 | 0 | 0 | 0 | 0 | 0 | 0 | 0 | 0 | 0 | 0 | 0 | 0 | 0 | 0 | 0 | 0 | 0 | 0.065772 | 0 | 0 | 0 | 0 | 0 | 0 | 0 | 0 | 0 | 1.5
62665_G_HELD | MISO_Minnesota and Western Wisconsin | Minnesota | 27 | Stearns | 145 | 62665 | HELD | Novel Solar One CSG LLC | 0 | 2019 | 9999 | Solar PV | [5 empty] | Non-Fossil | G | 2030 | Solar |  | 0 | 0 | 0 | 0 | 0 | 0 | 0 | 0 | 0 | 0 | 0 | 0 | 0 | 0 | 0 | 0 | 2.1753e-07 | 5.0504e-07 | 9.5866e-07 | 1.6812e-06 | 0 | 0 | 0 | 0 | 0 | 0 | 0 | 0 | 0 | 0 | 0 | 0 | 0 | 0 | 0 | 0 | 0 | 0 | 0 | 0 | 3.1598e-08 | 0 | 0 | 0 | 0 | 0 | 0 | 0 | 0 | 0 | 1e-06
62667_G_LFHSL | WECC_Colorado | Colorado | 8 | Boulder | 13 | 62667 | LFHSL | Lafayette Horizon Solar CSG LLC | 0 | 2019 | 9999 | Solar PV | [5 empty] | Non-Fossil | G | 2030 | Solar |  | 0 | 0 | 0 | 0 | 0 | 0 | 0 | 0 | 0 | 0 | 0 | 0 | 0 | 0 | 0 | 0 | 0.5705 | 1.1082 | 1.7711 | 3.4497 | 0 | 0 | 0 | 0 | 0 | 0 | 0 | 0 | 0 | 0 | 0 | 0 | 0 | 0 | 0 | 0 | 0 | 0 | 0 | 0 | 0.070157 | 0 | 0 | 0 | 0 | 0 | 0 | 0 | 0 | 0 | 1.6
62671_G_EQX1A | WECC_Northern California (not including BANC) | California | 6 | Santa Clara | 85 | 62671 | EQX1A | Equinix Caspian Dr. Fuel Cell | 9118 | 2017 | 9999 | Fuel Cell | [5 empty] | Non-Fossil | G | 2030 | NaturalGas |  | 0 | 0 | 1.5865e-05 | 1.5865e-05 | 0 | 0 | 0 | 0 | 0 | 0 | 0 | 0 | 0 | 0 | 0 | 0 | 0 | 0 | 0.00174 | 0.00174 | 0 | 0 | 0.00092876 | 0.00092876 | 0 | 0 | 1.1106e-12 | 1.1106e-12 | 0 | 0 | 0 | 0 | 0 | 0 | 0 | 0 | 0 | 0 | 0 | 0 | 0 | 0 | 0 | 7.8414e-05 | 7.8414e-05 | 0 | 0 | 4.446e-05 | 4.446e-05 | 0 | 2
62671_G_EQX1B | WECC_Northern California (not including BANC) | California | 6 | Santa Clara | 85 | 62671 | EQX1B | Equinix Caspian Dr. Fuel Cell | 9118 | 2017 | 9999 | Fuel Cell | [5 empty] | Non-Fossil | G | 2030 | NaturalGas |  | 0 | 0 | 2.2211e-05 | 2.2211e-05 | 0 | 0 | 0 | 0 | 0 | 0 | 0 | 0 | 0 | 0 | 0 | 0 | 0 | 0 | 0.002436 | 0.002436 | 0 | 0 | 0.0013003 | 0.0013003 | 0 | 0 | 1.5548e-12 | 1.5548e-12 | 0 | 0 | 0 | 0 | 0 | 0 | 0 | 0 | 0 | 0 | 0 | 0 | 0 | 0 | 0 | 0.00010978 | 0.00010978 | 0 | 0 | 6.2244e-05 | 6.2244e-05 | 0 | 2.8
62672_G_GI | ISONE_MA, VT, NH, RI (Rest of ISO New England) | Rhode Island | 44 | Providence | 7 | 62672 | GI | Nautilus Goat Island Solar CSG LLC | 0 | 2019 | 9999 | Solar PV | [5 empty] | Non-Fossil | G | 2030 | Solar |  | 0 | 0 | 0 | 0 | 0 | 0 | 0 | 0 | 0 | 0 | 0 | 0 | 0 | 0 | 0 | 0 | 0.72316 | 1.5415 | 2.5094 | 4.774 | 0 | 0 | 0 | 0 | 0 | 0 | 0 | 0 | 0 | 0 | 0 | 0 | 0 | 0 | 0 | 0 | 0 | 0 | 0 | 0 | 0.10427 | 0 | 0 | 0 | 0 | 0 | 0 | 0 | 0 | 0 | 3.3
62676_G_G101 | MISO_Wisconsin- Upper Michigan (WUMS) | Wisconsin | 55 | Dane | 25 | 62676 | G101 | Epic Verona | 13469 | 2013 | 9999 | Combustion Turbine | [5 empty] | Fossil | G | 2030 | Oil |  | 0 | 0 | 0 | 0 | 0 | 0 | 0 | 0 | 0 | 0 | 0 | 0 | 0 | 0 | 0 | 0 | 0 | 0 | 0 | 0 | 0 | 0 | 0 | 0 | 0 | 0 | 0 | 0 | 0 | 0 | 0 | 0 | 0 | 0 | 0 | 0 | 0 | 0 | 0 | 0 | 0.099969 | 0 | 0 | 0 | 0 | 0 | 0 | 0 | 0 | 0 | 2.3
62676_G_G102 | MISO_Wisconsin- Upper Michigan (WUMS) | Wisconsin | 55 | Dane | 25 | 62676 | G102 | Epic Verona | 13469 | 2013 | 9999 | Combustion Turbine | [5 empty] | Fossil | G | 2030 | Oil |  | 0 | 0 | 0 | 0 | 0 | 0 | 0 | 0 | 0 | 0 | 0 | 0 | 0 | 0 | 0 | 0 | 0 | 0 | 0 | 0 | 0 | 0 | 0 | 0 | 0 | 0 | 0 | 0 | 0 | 0 | 0 | 0 | 0 | 0 | 0 | 0 | 0 | 0 | 0 | 0 | 0.099969 | 0 | 0 | 0 | 0 | 0 | 0 | 0 | 0 | 0 | 2.3
62676_G_G103 | MISO_Wisconsin- Upper Michigan (WUMS) | Wisconsin | 55 | Dane | 25 | 62676 | G103 | Epic Verona | 13469 | 2013 | 9999 | Combustion Turbine | [5 empty] | Fossil | G | 2030 | Oil |  | 0 | 0 | 0 | 0 | 0 | 0 | 0 | 0 | 0 | 0 | 0 | 0 | 0 | 0 | 0 | 0 | 0 | 0 | 0 | 0 | 0 | 0 | 0 | 0 | 0 | 0 | 0 | 0 | 0 | 0 | 0 | 0 | 0 | 0 | 0 | 0 | 0 | 0 | 0 | 0 | 0.099969 | 0 | 0 | 0 | 0 | 0 | 0 | 0 | 0 | 0 | 2.3
62676_G_G104 | MISO_Wisconsin- Upper Michigan (WUMS) | Wisconsin | 55 | Dane | 25 | 62676 | G104 | Epic Verona | 13469 | 2013 | 9999 | Combustion Turbine | [5 empty] | Fossil | G | 2030 | Oil |  | 0 | 0 | 0 | 0 | 0 | 0 | 0 | 0 | 0 | 0 | 0 | 0 | 0 | 0 | 0 | 0 | 0 | 0 | 0 | 0 | 0 | 0 | 0 | 0 | 0 | 0 | 0 | 0 | 0 | 0 | 0 | 0 | 0 | 0 | 0 | 0 | 0 | 0 | 0 | 0 | 0.099969 | 0 | 0 | 0 | 0 | 0 | 0 | 0 | 0 | 0 | 2.3
62676_G_G105 | MISO_Wisconsin- Upper Michigan (WUMS) | Wisconsin | 55 | Dane | 25 | 62676 | G105 | Epic Verona | 13469 | 2013 | 9999 | Combustion Turbine | [5 empty] | Fossil | G | 2030 | Oil |  | 0 | 0 | 0 | 0 | 0 | 0 | 0 | 0 | 0 | 0 | 0 | 0 | 0 | 0 | 0 | 0 | 0 | 0 | 0 | 0 | 0 | 0 | 0 | 0 | 0 | 0 | 0 | 0 | 0 | 0 | 0 | 0 | 0 | 0 | 0 | 0 | 0 | 0 | 0 | 0 | 0.099969 | 0 | 0 | 0 | 0 | 0 | 0 | 0 | 0 | 0 | 2.3
62676_G_G202 | MISO_Wisconsin- Upper Michigan (WUMS) | Wisconsin | 55 | Dane | 25 | 62676 | G202 | Epic Verona | 13469 | 2013 | 9999 | Combustion Turbine | [5 empty] | Fossil | G | 2030 | Oil |  | 0 | 0 | 0 | 0 | 0 | 0 | 0 | 0 | 0 | 0 | 0 | 0 | 0 | 0 | 0 | 0 | 0 | 0 | 0 | 0 | 0 | 0 | 0 | 0 | 0 | 0 | 0 | 0 | 0 | 0 | 0 | 0 | 0 | 0 | 0 | 0 | 0 | 0 | 0 | 0 | 0.099969 | 0 | 0 | 0 | 0 | 0 | 0 | 0 | 0 | 0 | 2.3
62676_G_G203 | MISO_Wisconsin- Upper Michigan (WUMS) | Wisconsin | 55 | Dane | 25 | 62676 | G203 | Epic Verona | 13469 | 2013 | 9999 | Combustion Turbine | [5 empty] | Fossil | G | 2030 | Oil |  | 0 | 0 | 0 | 0 | 0 | 0 | 0 | 0 | 0 | 0 | 0 | 0 | 0 | 0 | 0 | 0 | 0 | 0 | 0 | 0 | 0 | 0 | 0 | 0 | 0 | 0 | 0 | 0 | 0 | 0 | 0 | 0 | 0 | 0 | 0 | 0 | 0 | 0 | 0 | 0 | 0.099969 | 0 | 0 | 0 | 0 | 0 | 0 | 0 | 0 | 0 | 2.3
62676_G_G204 | MISO_Wisconsin- Upper Michigan (WUMS) | Wisconsin | 55 | Dane | 25 | 62676 | G204 | Epic Verona | 13469 | 2013 | 9999 | Combustion Turbine | [5 empty] | Fossil | G | 2030 | Oil |  | 0 | 0 | 0 | 0 | 0 | 0 | 0 | 0 | 0 | 0 | 0 | 0 | 0 | 0 | 0 | 0 | 0 | 0 | 0 | 0 | 0 | 0 | 0 | 0 | 0 | 0 | 0 | 0 | 0 | 0 | 0 | 0 | 0 | 0 | 0 | 0 | 0 | 0 | 0 | 0 | 0.099969 | 0 | 0 | 0 | 0 | 0 | 0 | 0 | 0 | 0 | 2.3
62676_G_G205 | MISO_Wisconsin- Upper Michigan (WUMS) | Wisconsin | 55 | Dane | 25 | 62676 | G205 | Epic Verona | 13469 | 2013 | 9999 | Combustion Turbine | [5 empty] | Fossil | G | 2030 | Oil |  | 0 | 0 | 0 | 0 | 0 | 0 | 0 | 0 | 0 | 0 | 0 | 0 | 0 | 0 | 0 | 0 | 0 | 0 | 0 | 0 | 0 | 0 | 0 | 0 | 0 | 0 | 0 | 0 | 0 | 0 | 0 | 0 | 0 | 0 | 0 | 0 | 0 | 0 | 0 | 0 | 0.099969 | 0 | 0 | 0 | 0 | 0 | 0 | 0 | 0 | 0 | 2.3
62676_G_G206 | MISO_Wisconsin- Upper Michigan (WUMS) | Wisconsin | 55 | Dane | 25 | 62676 | G206 | Epic Verona | 13469 | 2013 | 9999 | Combustion Turbine | [5 empty] | Fossil | G | 2030 | Oil |  | 0 | 0 | 0 | 0 | 0 | 0 | 0 | 0 | 0 | 0 | 0 | 0 | 0 | 0 | 0 | 0 | 0 | 0 | 0 | 0 | 0 | 0 | 0 | 0 | 0 | 0 | 0 | 0 | 0 | 0 | 0 | 0 | 0 | 0 | 0 | 0 | 0 | 0 | 0 | 0 | 0.099969 | 0 | 0 | 0 | 0 | 0 | 0 | 0 | 0 | 0 | 2.3
62676_G_G207 | MISO_Wisconsin- Upper Michigan (WUMS) | Wisconsin | 55 | Dane | 25 | 62676 | G207 | Epic Verona | 13469 | 2013 | 9999 | Combustion Turbine | [5 empty] | Fossil | G | 2030 | Oil |  | 0 | 0 | 0 | 0 | 0 | 0 | 0 | 0 | 0 | 0 | 0 | 0 | 0 | 0 | 0 | 0 | 0 | 0 | 0 | 0 | 0 | 0 | 0 | 0 | 0 | 0 | 0 | 0 | 0 | 0 | 0 | 0 | 0 | 0 | 0 | 0 | 0 | 0 | 0 | 0 | 0.099969 | 0 | 0 | 0 | 0 | 0 | 0 | 0 | 0 | 0 | 2.3
62676_G_G208 | MISO_Wisconsin- Upper Michigan (WUMS) | Wisconsin | 55 | Dane | 25 | 62676 | G208 | Epic Verona | 13469 | 2013 | 9999 | Combustion Turbine | [5 empty] | Fossil | G | 2030 | Oil |  | 0 | 0 | 0 | 0 | 0 | 0 | 0 | 0 | 0 | 0 | 0 | 0 | 0 | 0 | 0 | 0 | 0 | 0 | 0 | 0 | 0 | 0 | 0 | 0 | 0 | 0 | 0 | 0 | 0 | 0 | 0 | 0 | 0 | 0 | 0 | 0 | 0 | 0 | 0 | 0 | 0.099969 | 0 | 0 | 0 | 0 | 0 | 0 | 0 | 0 | 0 | 2.3
62676_G_G209 | MISO_Wisconsin- Upper Michigan (WUMS) | Wisconsin | 55 | Dane | 25 | 62676 | G209 | Epic Verona | 13469 | 2013 | 9999 | Combustion Turbine | [5 empty] | Fossil | G | 2030 | Oil |  | 0 | 0 | 0 | 0 | 0 | 0 | 0 | 0 | 0 | 0 | 0 | 0 | 0 | 0 | 0 | 0 | 0 | 0 | 0 | 0 | 0 | 0 | 0 | 0 | 0 | 0 | 0 | 0 | 0 | 0 | 0 | 0 | 0 | 0 | 0 | 0 | 0 | 0 | 0 | 0 | 0.099969 | 0 | 0 | 0 | 0 | 0 | 0 | 0 | 0 | 0 | 2.3
62676_G_G210 | MISO_Wisconsin- Upper Michigan (WUMS) | Wisconsin | 55 | Dane | 25 | 62676 | G210 | Epic Verona | 13469 | 2013 | 9999 | Combustion Turbine | [5 empty] | Fossil | G | 2030 | Oil |  | 0 | 0 | 0 | 0 | 0 | 0 | 0 | 0 | 0 | 0 | 0 | 0 | 0 | 0 | 0 | 0 | 0 | 0 | 0 | 0 | 0 | 0 | 0 | 0 | 0 | 0 | 0 | 0 | 0 | 0 | 0 | 0 | 0 | 0 | 0 | 0 | 0 | 0 | 0 | 0 | 0.099969 | 0 | 0 | 0 | 0 | 0 | 0 | 0 | 0 | 0 | 2.3
62676_G_G211 | MISO_Wisconsin- Upper Michigan (WUMS) | Wisconsin | 55 | Dane | 25 | 62676 | G211 | Epic Verona | 13469 | 2013 | 9999 | Combustion Turbine | [5 empty] | Fossil | G | 2030 | Oil |  | 0 | 0 | 0 | 0 | 0 | 0 | 0 | 0 | 0 | 0 | 0 | 0 | 0 | 0 | 0 | 0 | 0 | 0 | 0 | 0 | 0 | 0 | 0 | 0 | 0 | 0 | 0 | 0 | 0 | 0 | 0 | 0 | 0 | 0 | 0 | 0 | 0 | 0 | 0 | 0 | 0.099969 | 0 | 0 | 0 | 0 | 0 | 0 | 0 | 0 | 0 | 2.3
62676_G_G301 | MISO_Wisconsin- Upper Michigan (WUMS) | Wisconsin | 55 | Dane | 25 | 62676 | G301 | Epic Verona | 13469 | 2009 | 9999 | Combustion Turbine | [5 empty] | Fossil | G | 2030 | Oil |  | 0 | 0 | 0 | 0 | 0 | 0 | 0 | 0 | 0 | 0 | 0 | 0 | 0 | 0 | 0 | 0 | 0 | 0 | 0 | 0 | 0 | 0 | 0 | 0 | 0 | 0 | 0 | 0 | 0 | 0 | 0 | 0 | 0 | 0 | 0 | 0 | 0 | 0 | 0 | 0 | 0.099969 | 0 | 0 | 0 | 0 | 0 | 0 | 0 | 0 | 0 | 2.3
62676_G_G302 | MISO_Wisconsin- Upper Michigan (WUMS) | Wisconsin | 55 | Dane | 25 | 62676 | G302 | Epic Verona | 13469 | 2009 | 9999 | Combustion Turbine | [5 empty] | Fossil | G | 2030 | Oil |  | 0 | 0 | 0 | 0 | 0 | 0 | 0 | 0 | 0 | 0 | 0 | 0 | 0 | 0 | 0 | 0 | 0 | 0 | 0 | 0 | 0 | 0 | 0 | 0 | 0 | 0 | 0 | 0 | 0 | 0 | 0 | 0 | 0 | 0 | 0 | 0 | 0 | 0 | 0 | 0 | 0.099969 | 0 | 0 | 0 | 0 | 0 | 0 | 0 | 0 | 0 | 2.3
62676_G_G303 | MISO_Wisconsin- Upper Michigan (WUMS) | Wisconsin | 55 | Dane | 25 | 62676 | G303 | Epic Verona | 13469 | 2009 | 9999 | Combustion Turbine | [5 empty] | Fossil | G | 2030 | Oil |  | 0 | 0 | 0 | 0 | 0 | 0 | 0 | 0 | 0 | 0 | 0 | 0 | 0 | 0 | 0 | 0 | 0 | 0 | 0 | 0 | 0 | 0 | 0 | 0 | 0 | 0 | 0 | 0 | 0 | 0 | 0 | 0 | 0 | 0 | 0 | 0 | 0 | 0 | 0 | 0 | 0.099969 | 0 | 0 | 0 | 0 | 0 | 0 | 0 | 0 | 0 | 2.3
62676_G_PV | MISO_Wisconsin- Upper Michigan (WUMS) | Wisconsin | 55 | Dane | 25 | 62676 | PV | Epic Verona | 0 | 2011 | 9999 | Solar PV | [5 empty] | Non-Fossil | G | 2030 | Solar |  | 0 | 0 | 0 | 0 | 0 | 0 | 0 | 0 | 0 | 0 | 0 | 0 | 0 | 0 | 0 | 0 | 0.30806 | 0.8037 | 1.5162 | 2.628 | 0 | 0 | 0 | 0 | 0 | 0 | 0 | 0 | 0 | 0 | 0 | 0 | 0 | 0 | 0 | 0 | 0 | 0 | 0 | 0 | 0.062877 | 0 | 0 | 0 | 0 | 0 | 0 | 0 | 0 | 0 | 1.8
62677_G_26A | MISO_Lower Michigan | Michigan | 26 | Wayne | 163 | 62677 | 26A | IKEA Canton Rooftop PV System | 0 | 2015 | 9999 | Solar PV | [5 empty] | Non-Fossil | G | 2030 | Solar |  | 0 | 0 | 0 | 0 | 0 | 0 | 0 | 0 | 0 | 0 | 0 | 0 | 0 | 0 | 0 | 0 | 0.10165 | 0.34025 | 0.64416 | 1.0861 | 0 | 0 | 0 | 0 | 0 | 0 | 0 | 0 | 0 | 0 | 0 | 0 | 0 | 0 | 0 | 0 | 0 | 0 | 0 | 0 | 0.025279 | 0 | 0 | 0 | 0 | 0 | 0 | 0 | 0 | 0 | 0.8
62677_G_26B | MISO_Lower Michigan | Michigan | 26 | Wayne | 163 | 62677 | 26B | IKEA Canton Rooftop PV System | 0 | 2016 | 9999 | Solar PV | [5 empty] | Non-Fossil | G | 2030 | Solar |  | 0 | 0 | 0 | 0 | 0 | 0 | 0 | 0 | 0 | 0 | 0 | 0 | 0 | 0 | 0 | 0 | 0.025413 | 0.085062 | 0.16104 | 0.27152 | 0 | 0 | 0 | 0 | 0 | 0 | 0 | 0 | 0 | 0 | 0 | 0 | 0 | 0 | 0 | 0 | 0 | 0 | 0 | 0 | 0.0063197 | 0 | 0 | 0 | 0 | 0 | 0 | 0 | 0 | 0 | 0.2
62678_G_299 | SERC_VACAR | North Carolina | 37 | Pender | 141 | 62678 | 299 | Crooked Run | 0 | 2019 | 9999 | Solar PV | [5 empty] | Non-Fossil | G | 2030 | Solar |  | 0 | 0 | 0 | 0 | 0 | 0 | 0 | 0 | 0 | 0 | 0 | 0 | 0 | 0 | 0 | 0 | 20.4173 | 40.5924 | 64.9356 | 125.9452 | 0 | 0 | 0 | 0 | 0 | 0 | 0 | 0 | 0 | 0 | 0 | 0 | 0 | 0 | 0 | 0 | 0 | 0 | 0 | 0 | 2.9898 | 0 | 0 | 0 | 0 | 0 | 0 | 0 | 0 | 0 | 70.1
62679_G_1405 | SERC_VACAR | South Carolina | 45 | Orangeburg | 75 | 62679 | 1405 | Palmetto Plains | 0 | 2019 | 9999 | Solar PV | [5 empty] | Non-Fossil | G | 2030 | Solar |  | 0 | 0 | 0 | 0 | 0 | 0 | 0 | 0 | 0 | 0 | 0 | 0 | 0 | 0 | 0 | 0 | 25.2155 | 46.7881 | 64.2911 | 136.2947 | 0 | 0 | 0 | 0 | 0 | 0 | 0 | 0 | 0 | 0 | 0 | 0 | 0 | 0 | 0 | 0 | 0 | 0 | 0 | 0 | 2.3699 | 0 | 0 | 0 | 0 | 0 | 0 | 0 | 0 | 0 | 75
62680_G_GARFS | PJM_EMAAC | New Jersey | 34 | Bergen | 3 | 62680 | GARFS | Garfield Solar | 0 | 2019 | 9999 | Solar PV | [5 empty] | Non-Fossil | G | 2030 | Solar |  | 0 | 0 | 0 | 0 | 0 | 0 | 0 | 0 | 0 | 0 | 0 | 0 | 0 | 0 | 0 | 0 | 0.29512 | 0.63767 | 1.0574 | 1.9902 | 0 | 0 | 0 | 0 | 0 | 0 | 0 | 0 | 0 | 0 | 0 | 0 | 0 | 0 | 0 | 0 | 0 | 0 | 0 | 0 | 0.064074 | 0 | 0 | 0 | 0 | 0 | 0 | 0 | 0 | 0 | 1.4
62680_G_GARMS | PJM_EMAAC | New Jersey | 34 | Bergen | 3 | 62680 | GARMS | Garfield Solar | 0 | 2019 | 9999 | Solar PV | [5 empty] | Non-Fossil | G | 2030 | Solar |  | 0 | 0 | 0 | 0 | 0 | 0 | 0 | 0 | 0 | 0 | 0 | 0 | 0 | 0 | 0 | 0 | 0.33728 | 0.72876 | 1.2084 | 2.2745 | 0 | 0 | 0 | 0 | 0 | 0 | 0 | 0 | 0 | 0 | 0 | 0 | 0 | 0 | 0 | 0 | 0 | 0 | 0 | 0 | 0.073228 | 0 | 0 | 0 | 0 | 0 | 0 | 0 | 0 | 0 | 1.6
62682_G_FAYE1 | SPP West (Oklahoma, Arkansas, Louisiana) | Arkansas | 5 | Washington | 143 | 62682 | FAYE1 | Noland Wastewater Treatment Plant Hybrid | 0 | 2019 | 9999 | Solar PV | [5 empty] | Non-Fossil | G | 2030 | Solar |  | 0 | 0 | 0 | 0 | 0 | 0 | 0 | 0 | 0 | 0 | 0 | 0 | 0 | 0 | 0 | 0 | 1.6041 | 3.5268 | 5.7115 | 10.8424 | 0 | 0 | 0 | 0 | 0 | 0 | 0 | 0 | 0 | 0 | 0 | 0 | 0 | 0 | 0 | 0 | 0 | 0 | 0 | 0 | 0.15799 | 0 | 0 | 0 | 0 | 0 | 0 | 0 | 0 | 0 | 5
62682_G_FAYEB | SPP West (Oklahoma, Arkansas, Louisiana) | Arkansas | 5 | Washington | 143 | 62682 | FAYEB | Noland Wastewater Treatment Plant Hybrid | 0 | 2019 | 9999 | Energy Storage | [5 empty] | Non-Fossil | G | 2030 | EnerStor |  | 0 | 0 | 0 | 0 | 0 | 0 | 0 | 0 | 0 | 0 | 0 | 0 | 0 | 0 | 0 | 0 | 0.51478 | 0.22558 | 0.29498 | 1.0353 | 0 | 0 | 0 | 0 | 0 | 0 | 0 | 0 | 0 | 0 | 0 | 0 | 0 | 0 | 0 | 0 | 0 | 0 | 0 | 0 | 0.22066 | 0.0040514 | 0.0017753 | 0.0023216 | 0.0081482 | 0 | 0 | 0 | 0 | 0 | 6
62683_G_FAYW1 | SPP West (Oklahoma, Arkansas, Louisiana) | Arkansas | 5 | Washington | 143 | 62683 | FAYW1 | Westside Wastewater Treatment Plant Hybrid | 0 | 2019 | 9999 | Solar PV | [5 empty] | Non-Fossil | G | 2030 | Solar |  | 0 | 0 | 0 | 0 | 0 | 0 | 0 | 0 | 0 | 0 | 0 | 0 | 0 | 0 | 0 | 0 | 1.6041 | 3.5268 | 5.7115 | 10.8424 | 0 | 0 | 0 | 0 | 0 | 0 | 0 | 0 | 0 | 0 | 0 | 0 | 0 | 0 | 0 | 0 | 0 | 0 | 0 | 0 | 0.15799 | 0 | 0 | 0 | 0 | 0 | 0 | 0 | 0 | 0 | 5
62683_G_FAYWB | SPP West (Oklahoma, Arkansas, Louisiana) | Arkansas | 5 | Washington | 143 | 62683 | FAYWB | Westside Wastewater Treatment Plant Hybrid | 0 | 2019 | 9999 | Energy Storage | [5 empty] | Non-Fossil | G | 2030 | EnerStor |  | 0 | 0 | 0 | 0 | 0 | 0 | 0 | 0 | 0 | 0 | 0 | 0 | 0 | 0 | 0 | 0 | 0.51478 | 0.22558 | 0.29498 | 1.0353 | 0 | 0 | 0 | 0 | 0 | 0 | 0 | 0 | 0 | 0 | 0 | 0 | 0 | 0 | 0 | 0 | 0 | 0 | 0 | 0 | 0.22066 | 0.0040514 | 0.0017753 | 0.0023216 | 0.0081482 | 0 | 0 | 0 | 0 | 0 | 6
62686_G_PABOE | PJM_EMAAC | Pennsylvania | 42 | Lancaster | 71 | 62686 | PABOE | TPE Pennsylvania Solar 1, LLC | 0 | 2019 | 9999 | Solar PV | [5 empty] | Non-Fossil | G | 2030 | Solar |  | 0 | 0 | 0 | 0 | 0 | 0 | 0 | 0 | 0 | 0 | 0 | 0 | 0 | 0 | 0 | 0 | 0.72524 | 1.5623 | 2.6356 | 4.9231 | 0 | 0 | 0 | 0 | 0 | 0 | 0 | 0 | 0 | 0 | 0 | 0 | 0 | 0 | 0 | 0 | 0 | 0 | 0 | 0 | 0.15873 | 0 | 0 | 0 | 0 | 0 | 0 | 0 | 0 | 0 | 3.6
62687_G_RPNPA | WECC_Northern California (not including BANC) | California | 6 | Napa | 55 | 62687 | RPNPA | American Canyon Solar | 0 | 2019 | 9999 | Solar PV | [5 empty] | Non-Fossil | G | 2030 | Solar |  | 0 | 0 | 0 | 0 | 0 | 0 | 0 | 0 | 0 | 0 | 0 | 0 | 0 | 0 | 0 | 0 | 0.37158 | 0.743 | 1.2534 | 2.368 | 0 | 0 | 0 | 0 | 0 | 0 | 0 | 0 | 0 | 0 | 0 | 0 | 0 | 0 | 0 | 0 | 0 | 0 | 0 | 0 | 0.045353 | 0 | 0 | 0 | 0 | 0 | 0 | 0 | 0 | 0 | 1
62687_G_RPNPB | WECC_Northern California (not including BANC) | California | 6 | Napa | 55 | 62687 | RPNPB | American Canyon Solar | 0 | 2019 | 9999 | Solar PV | [5 empty] | Non-Fossil | G | 2030 | Solar |  | 0 | 0 | 0 | 0 | 0 | 0 | 0 | 0 | 0 | 0 | 0 | 0 | 0 | 0 | 0 | 0 | 0.37158 | 0.743 | 1.2534 | 2.368 | 0 | 0 | 0 | 0 | 0 | 0 | 0 | 0 | 0 | 0 | 0 | 0 | 0 | 0 | 0 | 0 | 0 | 0 | 0 | 0 | 0.045353 | 0 | 0 | 0 | 0 | 0 | 0 | 0 | 0 | 0 | 1
62687_G_RPNPC | WECC_Northern California (not including BANC) | California | 6 | Napa | 55 | 62687 | RPNPC | American Canyon Solar | 0 | 2019 | 9999 | Solar PV | [5 empty] | Non-Fossil | G | 2030 | Solar |  | 0 | 0 | 0 | 0 | 0 | 0 | 0 | 0 | 0 | 0 | 0 | 0 | 0 | 0 | 0 | 0 | 0.37158 | 0.743 | 1.2534 | 2.368 | 0 | 0 | 0 | 0 | 0 | 0 | 0 | 0 | 0 | 0 | 0 | 0 | 0 | 0 | 0 | 0 | 0 | 0 | 0 | 0 | 0.045353 | 0 | 0 | 0 | 0 | 0 | 0 | 0 | 0 | 0 | 1
62688_G_MFARM | WECC_Northern California (not including BANC) | California | 6 | Santa Clara | 85 | 62688 | MFARM | Malech Solar Farm | 0 | 2017 | 9999 | Solar PV | [5 empty] | Non-Fossil | G | 2030 | Solar |  | 0 | 0 | 0 | 0 | 0 | 0 | 0 | 0 | 0 | 0 | 0 | 0 | 0 | 0 | 0 | 0 | 1.1519 | 2.3033 | 3.8855 | 7.3407 | 0 | 0 | 0 | 0 | 0 | 0 | 0 | 0 | 0 | 0 | 0 | 0 | 0 | 0 | 0 | 0 | 0 | 0 | 0 | 0 | 0.1406 | 0 | 0 | 0 | 0 | 0 | 0 | 0 | 0 | 0 | 3.1
62689_G_HFARM | WECC_Northern California (not including BANC) | California | 6 | Santa Clara | 85 | 62689 | HFARM | Hellyer Solar Farm | 0 | 2017 | 9999 | Solar PV | [5 empty] | Non-Fossil | G | 2030 | Solar |  | 0 | 0 | 0 | 0 | 0 | 0 | 0 | 0 | 0 | 0 | 0 | 0 | 0 | 0 | 0 | 0 | 0.81748 | 1.6346 | 2.7574 | 5.2095 | 0 | 0 | 0 | 0 | 0 | 0 | 0 | 0 | 0 | 0 | 0 | 0 | 0 | 0 | 0 | 0 | 0 | 0 | 0 | 0 | 0.099777 | 0 | 0 | 0 | 0 | 0 | 0 | 0 | 0 | 0 | 2.2
62690_G_GFARM | WECC_Northern California (not including BANC) | California | 6 | Santa Clara | 85 | 62690 | GFARM | Guadalupe Solar Farm | 0 | 2018 | 9999 | Solar PV | [5 empty] | Non-Fossil | G | 2030 | Solar |  | 0 | 0 | 0 | 0 | 0 | 0 | 0 | 0 | 0 | 0 | 0 | 0 | 0 | 0 | 0 | 0 | 0.63169 | 1.2631 | 2.1307 | 4.0255 | 0 | 0 | 0 | 0 | 0 | 0 | 0 | 0 | 0 | 0 | 0 | 0 | 0 | 0 | 0 | 0 | 0 | 0 | 0 | 0 | 0.077101 | 0 | 0 | 0 | 0 | 0 | 0 | 0 | 0 | 0 | 1.7
62691_G_PGR05 | PJM_Dominion | North Carolina | 37 | Camden | 29 | 62691 | PGR05 | Shiloh Hwy Solar | 0 | 2017 | 9999 | Solar PV | [5 empty] | Non-Fossil | G | 2030 | Solar |  | 0 | 0 | 0 | 0 | 0 | 0 | 0 | 0 | 0 | 0 | 0 | 0 | 0 | 0 | 0 | 0 | 1.4068 | 2.883 | 4.7855 | 9.0753 | 0 | 0 | 0 | 0 | 0 | 0 | 0 | 0 | 0 | 0 | 0 | 0 | 0 | 0 | 0 | 0 | 0 | 0 | 0 | 0 | 0.17399 | 0 | 0 | 0 | 0 | 0 | 0 | 0 | 0 | 0 | 5
62692_G_PGR04 | PJM_Dominion | North Carolina | 37 | Camden | 29 | 62692 | PGR04 | Sandy Solar | 0 | 2018 | 9999 | Solar PV | [5 empty] | Non-Fossil | G | 2030 | Solar |  | 0 | 0 | 0 | 0 | 0 | 0 | 0 | 0 | 0 | 0 | 0 | 0 | 0 | 0 | 0 | 0 | 1.4068 | 2.883 | 4.7855 | 9.0753 | 0 | 0 | 0 | 0 | 0 | 0 | 0 | 0 | 0 | 0 | 0 | 0 | 0 | 0 | 0 | 0 | 0 | 0 | 0 | 0 | 0.17399 | 0 | 0 | 0 | 0 | 0 | 0 | 0 | 0 | 0 | 5
62693_G_PGR03 | PJM_Dominion | North Carolina | 37 | Chowan | 41 | 62693 | PGR03 | Chowan Jehu Solar | 0 | 2018 | 9999 | Solar PV | [5 empty] | Non-Fossil | G | 2030 | Solar |  | 0 | 0 | 0 | 0 | 0 | 0 | 0 | 0 | 0 | 0 | 0 | 0 | 0 | 0 | 0 | 0 | 1.4068 | 2.883 | 4.7855 | 9.0753 | 0 | 0 | 0 | 0 | 0 | 0 | 0 | 0 | 0 | 0 | 0 | 0 | 0 | 0 | 0 | 0 | 0 | 0 | 0 | 0 | 0.17399 | 0 | 0 | 0 | 0 | 0 | 0 | 0 | 0 | 0 | 5
62695_G_NSMA | ISONE_MA, VT, NH, RI (Rest of ISO New England) | Massachusetts | 25 | Hampshire | 15 | 62695 | NSMA | CED Northampton Solar LLC | 0 | 2019 | 9999 | Solar PV | [5 empty] | Non-Fossil | G | 2030 | Solar |  | 0 | 0 | 0 | 0 | 0 | 0 | 0 | 0 | 0 | 0 | 0 | 0 | 0 | 0 | 0 | 0 | 0.89976 | 1.8044 | 3.3125 | 6.0167 | 0 | 0 | 0 | 0 | 0 | 0 | 0 | 0 | 0 | 0 | 0 | 0 | 0 | 0 | 0 | 0 | 0 | 0 | 0 | 0 | 0.18837 | 0 | 0 | 0 | 0 | 0 | 0 | 0 | 0 | 0 | 4.3
62696_G_FS2 | MISO_Minnesota and Western Wisconsin | Minnesota | 27 | Dakota | 37 | 62696 | FS2 | FastSun 2 CSG | 0 | 2019 | 9999 | Solar PV | [5 empty] | Non-Fossil | G | 2030 | Solar |  | 0 | 0 | 0 | 0 | 0 | 0 | 0 | 0 | 0 | 0 | 0 | 0 | 0 | 0 | 0 | 0 | 0.21753 | 0.50504 | 0.95866 | 1.6812 | 0 | 0 | 0 | 0 | 0 | 0 | 0 | 0 | 0 | 0 | 0 | 0 | 0 | 0 | 0 | 0 | 0 | 0 | 0 | 0 | 0.031598 | 0 | 0 | 0 | 0 | 0 | 0 | 0 | 0 | 0 | 1
62697_G_NTL3A | WECC_Northern California (not including BANC) | California | 6 | Santa Clara | 85 | 62697 | NTL3A | Mission College Blvd. Fuel Cell | 9118 | 2017 | 9999 | Fuel Cell | [5 empty] | Non-Fossil | G | 2030 | NaturalGas |  | 0 | 0 | 1.9038e-05 | 1.9038e-05 | 0 | 0 | 0 | 0 | 0 | 0 | 0 | 0 | 0 | 0 | 0 | 0 | 0 | 0 | 0.002088 | 0.002088 | 0 | 0 | 0.0011145 | 0.0011145 | 0 | 0 | 1.3327e-12 | 1.3327e-12 | 0 | 0 | 0 | 0 | 0 | 0 | 0 | 0 | 0 | 0 | 0 | 0 | 0 | 0 | 0 | 9.4097e-05 | 9.4097e-05 | 0 | 0 | 5.3352e-05 | 5.3352e-05 | 0 | 2.4
62697_G_NTL3B | WECC_Northern California (not including BANC) | California | 6 | Santa Clara | 85 | 62697 | NTL3B | Mission College Blvd. Fuel Cell | 9118 | 2017 | 9999 | Fuel Cell | [5 empty] | Non-Fossil | G | 2030 | NaturalGas |  | 0 | 0 | 2.0625e-05 | 2.0625e-05 | 0 | 0 | 0 | 0 | 0 | 0 | 0 | 0 | 0 | 0 | 0 | 0 | 0 | 0 | 0.002262 | 0.002262 | 0 | 0 | 0.0012074 | 0.0012074 | 0 | 0 | 1.4438e-12 | 1.4438e-12 | 0 | 0 | 0 | 0 | 0 | 0 | 0 | 0 | 0 | 0 | 0 | 0 | 0 | 0 | 0 | 0.00010194 | 0.00010194 | 0 | 0 | 5.7798e-05 | 5.7798e-05 | 0 | 2.6
62698_G_KR059 | WECC_Southern California Edison | California | 6 | Orange | 59 | 62698 | KR059 | Kaiser East La Palma Ave. Fuel Cell | 9118 | 2017 | 9999 | Fuel Cell | [5 empty] | Non-Fossil | G | 2030 | NaturalGas |  | 0 | 0 | 0.00011899 | 0.00011899 | 0 | 0 | 0 | 0 | 0 | 0 | 0 | 0 | 0 | 0 | 0 | 0 | 0 | 0 | 0.01305 | 0.01305 | 0 | 0 | 0.0069657 | 0.0069657 | 0 | 0 | 8.3292e-12 | 8.3292e-12 | 0 | 0 | 0 | 0 | 0 | 0 | 0 | 0 | 0 | 0 | 0 | 0 | 0 | 0 | 0 | 0.00058811 | 0.00058811 | 0 | 0 | 0.00033895 | 0.00033895 | 0 | 1.5
62699_G_KSR24 | WECC_Northern California (not including BANC) | California | 6 | Contra Costa | 13 | 62699 | KSR24 | Kaiser Deer Valley Rd. Fuel Cell | 9118 | 2017 | 9999 | Fuel Cell | [5 empty] | Non-Fossil | G | 2030 | NaturalGas |  | 0 | 0 | 1.1106e-05 | 1.1106e-05 | 0 | 0 | 0 | 0 | 0 | 0 | 0 | 0 | 0 | 0 | 0 | 0 | 0 | 0 | 0.001218 | 0.001218 | 0 | 0 | 0.00065013 | 0.00065013 | 0 | 0 | 7.7741e-13 | 7.7741e-13 | 0 | 0 | 0 | 0 | 0 | 0 | 0 | 0 | 0 | 0 | 0 | 0 | 0 | 0 | 0 | 5.489e-05 | 5.489e-05 | 0 | 0 | 3.1122e-05 | 3.1122e-05 | 0 | 1.4
627_G_P1 | FRCC | Florida | 12 | Pinellas | 103 | 627 | P1 | Bayboro | 14613 | 1973 | 9999 | Combustion Turbine | [5 empty] | Fossil | G | 2030 | Oil |  | 0 | 0 | 0 | 0 | 0 | 0 | 0 | 0 | 0 | 0 | 0 | 0 | 0 | 0 | 0 | 0 | 0 | 0 | 0 | 0 | 0 | 0 | 0 | 0 | 0 | 0 | 0 | 0 | 0 | 0 | 0 | 0 | 0 | 0 | 0 | 0 | 0 | 0 | 0 | 0 | 1.9137 | 0 | 0 | 0 | 0 | 0 | 0 | 0 | 0 | 0 | 44
627_G_P2 | FRCC | Florida | 12 | Pinellas | 103 | 627 | P2 | Bayboro | 14615 | 1973 | 9999 | Combustion Turbine | [5 empty] | Fossil | G | 2030 | Oil |  | 0 | 0 | 0 | 0 | 0 | 0 | 0 | 0 | 0 | 0 | 0 | 0 | 0 | 0 | 0 | 0 | 0 | 0 | 0 | 0 | 0 | 0 | 0 | 0 | 0 | 0 | 0 | 0 | 0 | 0 | 0 | 0 | 0 | 0 | 0 | 0 | 0 | 0 | 0 | 0 | 1.7832 | 0 | 0 | 0 | 0 | 0 | 0 | 0 | 0 | 0 | 41
627_G_P3 | FRCC | Florida | 12 | Pinellas | 103 | 627 | P3 | Bayboro | 14615 | 1973 | 9999 | Combustion Turbine | [5 empty] | Fossil | G | 2030 | Oil |  | 0 | 0 | 0 | 0 | 0 | 0 | 0 | 0 | 0 | 0 | 0 | 0 | 0 | 0 | 0 | 0 | 0 | 0 | 0 | 0 | 0 | 0 | 0 | 0 | 0 | 0 | 0 | 0 | 0 | 0 | 0 | 0 | 0 | 0 | 0 | 0 | 0 | 0 | 0 | 0 | 1.8702 | 0 | 0 | 0 | 0 | 0 | 0 | 0 | 0 | 0 | 43
627_G_P4 | FRCC | Florida | 12 | Pinellas | 103 | 627 | P4 | Bayboro | 14615 | 1973 | 9999 | Combustion Turbine | [5 empty] | Fossil | G | 2030 | Oil |  | 0 | 0 | 0 | 0 | 0 | 0 | 0 | 0 | 0 | 0 | 0 | 0 | 0 | 0 | 0 | 0 | 0 | 0 | 0 | 0 | 0 | 0 | 0 | 0 | 0 | 0 | 0 | 0 | 0 | 0 | 0 | 0 | 0 | 0 | 0 | 0 | 0 | 0 | 0 | 0 | 1.8702 | 0 | 0 | 0 | 0 | 0 | 0 | 0 | 0 | 0 | 43
62700_G_KSR23 | WECC_Northern California (not including BANC) | California | 6 | Alameda | 1 | 62700 | KSR23 | Kaiser Owens Dr. Fuel Cell | 9118 | 2017 | 9999 | Fuel Cell | [5 empty] | Non-Fossil | G | 2030 | NaturalGas |  | 0 | 0 | 7.9327e-06 | 7.9327e-06 | 0 | 0 | 0 | 0 | 0 | 0 | 0 | 0 | 0 | 0 | 0 | 0 | 0 | 0 | 0.00087 | 0.00087 | 0 | 0 | 0.00046438 | 0.00046438 | 0 | 0 | 5.5529e-13 | 5.5529e-13 | 0 | 0 | 0 | 0 | 0 | 0 | 0 | 0 | 0 | 0 | 0 | 0 | 0 | 0 | 0 | 3.9207e-05 | 3.9207e-05 | 0 | 0 | 2.223e-05 | 2.223e-05 | 0 | 1
62701_G_KS18A | WECC_Northern California (not including BANC) | California | 6 | Napa | 55 | 62701 | KS18A | Kaiser Napa Valley Corporate Dr Fuel Cell | 9118 | 2017 | 9999 | Fuel Cell | [5 empty] | Non-Fossil | G | 2030 | NaturalGas |  | 0 | 0 | 1.9832e-05 | 1.9832e-05 | 0 | 0 | 0 | 0 | 0 | 0 | 0 | 0 | 0 | 0 | 0 | 0 | 0 | 0 | 0.002175 | 0.002175 | 0 | 0 | 0.0011609 | 0.0011609 | 0 | 0 | 1.3882e-12 | 1.3882e-12 | 0 | 0 | 0 | 0 | 0 | 0 | 0 | 0 | 0 | 0 | 0 | 0 | 0 | 0 | 0 | 9.8018e-05 | 9.8018e-05 | 0 | 0 | 5.5575e-05 | 5.5575e-05 | 0 | 2.5
62701_G_KS18B | WECC_Northern California (not including BANC) | California | 6 | Napa | 55 | 62701 | KS18B | Kaiser Napa Valley Corporate Dr Fuel Cell | 9118 | 2017 | 9999 | Fuel Cell | [5 empty] | Non-Fossil | G | 2030 | NaturalGas |  | 0 | 0 | 1.8245e-05 | 1.8245e-05 | 0 | 0 | 0 | 0 | 0 | 0 | 0 | 0 | 0 | 0 | 0 | 0 | 0 | 0 | 0.002001 | 0.002001 | 0 | 0 | 0.0010681 | 0.0010681 | 0 | 0 | 1.2772e-12 | 1.2772e-12 | 0 | 0 | 0 | 0 | 0 | 0 | 0 | 0 | 0 | 0 | 0 | 0 | 0 | 0 | 0 | 9.0176e-05 | 9.0176e-05 | 0 | 0 | 5.1129e-05 | 5.1129e-05 | 0 | 2.3
62702_G_EQ14A | WECC_Northern California (not including BANC) | California | 6 | Santa Clara | 85 | 62702 | EQ14A | Equinix Great Oaks Blvd. Fuel Cell | 9118 | 2017 | 9999 | Fuel Cell | [5 empty] | Non-Fossil | G | 2030 | NaturalGas |  | 0 | 0 | 1.9038e-05 | 1.9038e-05 | 0 | 0 | 0 | 0 | 0 | 0 | 0 | 0 | 0 | 0 | 0 | 0 | 0 | 0 | 0.002088 | 0.002088 | 0 | 0 | 0.0011145 | 0.0011145 | 0 | 0 | 1.3327e-12 | 1.3327e-12 | 0 | 0 | 0 | 0 | 0 | 0 | 0 | 0 | 0 | 0 | 0 | 0 | 0 | 0 | 0 | 9.4097e-05 | 9.4097e-05 | 0 | 0 | 5.3352e-05 | 5.3352e-05 | 0 | 2.4
62702_G_EQ14B | WECC_Northern California (not including BANC) | California | 6 | Santa Clara | 85 | 62702 | EQ14B | Equinix Great Oaks Blvd. Fuel Cell | 9118 | 2017 | 9999 | Fuel Cell | [5 empty] | Non-Fossil | G | 2030 | NaturalGas |  | 0 | 0 | 1.6659e-05 | 1.6659e-05 | 0 | 0 | 0 | 0 | 0 | 0 | 0 | 0 | 0 | 0 | 0 | 0 | 0 | 0 | 0.001827 | 0.001827 | 0 | 0 | 0.00097519 | 0.00097519 | 0 | 0 | 1.1661e-12 | 1.1661e-12 | 0 | 0 | 0 | 0 | 0 | 0 | 0 | 0 | 0 | 0 | 0 | 0 | 0 | 0 | 0 | 8.2335e-05 | 8.2335e-05 | 0 | 0 | 4.6683e-05 | 4.6683e-05 | 0 | 2.1
62703_G_EQ13A | WECC_Northern California (not including BANC) | California | 6 | Santa Clara | 85 | 62703 | EQ13A | Equinix Lundy Ave. Fuel Cell | 9118 | 2017 | 9999 | Fuel Cell | [5 empty] | Non-Fossil | G | 2030 | NaturalGas |  | 0 | 0 | 1.4279e-05 | 1.4279e-05 | 0 | 0 | 0 | 0 | 0 | 0 | 0 | 0 | 0 | 0 | 0 | 0 | 0 | 0 | 0.001566 | 0.001566 | 0 | 0 | 0.00083588 | 0.00083588 | 0 | 0 | 9.9953e-13 | 9.9953e-13 | 0 | 0 | 0 | 0 | 0 | 0 | 0 | 0 | 0 | 0 | 0 | 0 | 0 | 0 | 0 | 7.0573e-05 | 7.0573e-05 | 0 | 0 | 4.0014e-05 | 4.0014e-05 | 0 | 1.8
62703_G_EQ13B | WECC_Northern California (not including BANC) | California | 6 | Santa Clara | 85 | 62703 | EQ13B | Equinix Lundy Ave. Fuel Cell | 9118 | 2017 | 9999 | Fuel Cell | [5 empty] | Non-Fossil | G | 2030 | NaturalGas |  | 0 | 0 | 1.5865e-05 | 1.5865e-05 | 0 | 0 | 0 | 0 | 0 | 0 | 0 | 0 | 0 | 0 | 0 | 0 | 0 | 0 | 0.00174 | 0.00174 | 0 | 0 | 0.00092876 | 0.00092876 | 0 | 0 | 1.1106e-12 | 1.1106e-12 | 0 | 0 | 0 | 0 | 0 | 0 | 0 | 0 | 0 | 0 | 0 | 0 | 0 | 0 | 0 | 7.8414e-05 | 7.8414e-05 | 0 | 0 | 4.446e-05 | 4.446e-05 | 0 | 2
62704_G_EQX09 | WECC_LADWP | California | 6 | Los Angeles | 37 | 62704 | EQX09 | Equinix Douglas St. Fuel Cell | 9118 | 2017 | 9999 | Fuel Cell | [5 empty] | Non-Fossil | G | 2030 | NaturalGas |  | 0 | 0 | 0.00013089 | 0.00013089 | 0 | 0 | 0 | 0 | 0 | 0 | 0 | 0 | 0 | 0 | 0 | 0 | 0 | 0 | 0.014355 | 0.014355 | 0 | 0 | 0.0076622 | 0.0076622 | 0 | 0 | 9.1622e-12 | 9.1622e-12 | 0 | 0 | 0 | 0 | 0 | 0 | 0 | 0 | 0 | 0 | 0 | 0 | 0 | 0 | 0 | 0.00064692 | 0.00064692 | 0 | 0 | 0.00036958 | 0.00036958 | 0 | 1.5
62705_G_EQX08 | WECC_LADWP | California | 6 | Los Angeles | 37 | 62705 | EQX08 | Equinix Maple Ave. Fuel Cell | 9118 | 2017 | 9999 | Fuel Cell | [5 empty] | Non-Fossil | G | 2030 | NaturalGas |  | 0 | 0 | 0.00017452 | 0.00017452 | 0 | 0 | 0 | 0 | 0 | 0 | 0 | 0 | 0 | 0 | 0 | 0 | 0 | 0 | 0.01914 | 0.01914 | 0 | 0 | 0.010216 | 0.010216 | 0 | 0 | 1.2216e-11 | 1.2216e-11 | 0 | 0 | 0 | 0 | 0 | 0 | 0 | 0 | 0 | 0 | 0 | 0 | 0 | 0 | 0 | 0.00086256 | 0.00086256 | 0 | 0 | 0.00049277 | 0.00049277 | 0 | 2
62706_G_SC | MISO_Minnesota and Western Wisconsin | Minnesota | 27 | McLeod | 85 | 62706 | SC | Helen Solar CSG | 0 | 2019 | 9999 | Solar PV | [5 empty] | Non-Fossil | G | 2030 | Solar |  | 0 | 0 | 0 | 0 | 0 | 0 | 0 | 0 | 0 | 0 | 0 | 0 | 0 | 0 | 0 | 0 | 0.87013 | 2.0202 | 3.8346 | 6.7249 | 0 | 0 | 0 | 0 | 0 | 0 | 0 | 0 | 0 | 0 | 0 | 0 | 0 | 0 | 0 | 0 | 0 | 0 | 0 | 0 | 0.12639 | 0 | 0 | 0 | 0 | 0 | 0 | 0 | 0 | 0 | 4
62707_G_SC | MISO_Minnesota and Western Wisconsin | Minnesota | 27 | Rice | 131 | 62707 | SC | Walcott Solar CSG | 0 | 2019 | 9999 | Solar PV | [5 empty] | Non-Fossil | G | 2030 | Solar |  | 0 | 0 | 0 | 0 | 0 | 0 | 0 | 0 | 0 | 0 | 0 | 0 | 0 | 0 | 0 | 0 | 0.87013 | 2.0202 | 3.8346 | 6.7249 | 0 | 0 | 0 | 0 | 0 | 0 | 0 | 0 | 0 | 0 | 0 | 0 | 0 | 0 | 0 | 0 | 0 | 0 | 0 | 0 | 0.12639 | 0 | 0 | 0 | 0 | 0 | 0 | 0 | 0 | 0 | 4
62708_G_SC | MISO_Minnesota and Western Wisconsin | Minnesota | 27 | Rice | 131 | 62708 | SC | Northfield Solar CSG | 0 | 2019 | 9999 | Solar PV | [5 empty] | Non-Fossil | G | 2030 | Solar |  | 0 | 0 | 0 | 0 | 0 | 0 | 0 | 0 | 0 | 0 | 0 | 0 | 0 | 0 | 0 | 0 | 1.0877 | 2.5252 | 4.7933 | 8.4061 | 0 | 0 | 0 | 0 | 0 | 0 | 0 | 0 | 0 | 0 | 0 | 0 | 0 | 0 | 0 | 0 | 0 | 0 | 0 | 0 | 0.15799 | 0 | 0 | 0 | 0 | 0 | 0 | 0 | 0 | 0 | 5
62709_G_SC | MISO_Minnesota and Western Wisconsin | Minnesota | 27 | Rice | 131 | 62709 | SC | Warsaw Solar CSG | 0 | 2020 | 9999 | Solar PV | [5 empty] | Non-Fossil | G | 2030 | Solar |  | 0 | 0 | 0 | 0 | 0 | 0 | 0 | 0 | 0 | 0 | 0 | 0 | 0 | 0 | 0 | 0 | 0.43507 | 1.0101 | 1.9173 | 3.3625 | 0 | 0 | 0 | 0 | 0 | 0 | 0 | 0 | 0 | 0 | 0 | 0 | 0 | 0 | 0 | 0 | 0 | 0 | 0 | 0 | 0.063197 | 0 | 0 | 0 | 0 | 0 | 0 | 0 | 0 | 0 | 2
62710_G_SO435 | PJM_SWMAAC | District of Columbia | 11 | District of Columbia | 1 | 62710 | SO435 | Nationals | 0 | 2019 | 9999 | Solar PV | [5 empty] | Non-Fossil | G | 2030 | Solar |  | 0 | 0 | 0 | 0 | 0 | 0 | 0 | 0 | 0 | 0 | 0 | 0 | 0 | 0 | 0 | 0 | 0.25287 | 0.51024 | 0.79375 | 1.5569 | 0 | 0 | 0 | 0 | 0 | 0 | 0 | 0 | 0 | 0 | 0 | 0 | 0 | 0 | 0 | 0 | 0 | 0 | 0 | 0 | 0.031598 | 0 | 0 | 0 | 0 | 0 | 0 | 0 | 0 | 0 | 1
62712_G_BCF | PJM_EMAAC | New Jersey | 34 | Burlington | 5 | 62712 | BCF | Burlington Coat Factory Solar | 0 | 2018 | 9999 | Solar PV | [5 empty] | Non-Fossil | G | 2030 | Solar |  | 0 | 0 | 0 | 0 | 0 | 0 | 0 | 0 | 0 | 0 | 0 | 0 | 0 | 0 | 0 | 0 | 0.54808 | 1.1842 | 1.9637 | 3.696 | 0 | 0 | 0 | 0 | 0 | 0 | 0 | 0 | 0 | 0 | 0 | 0 | 0 | 0 | 0 | 0 | 0 | 0 | 0 | 0 | 0.11899 | 0 | 0 | 0 | 0 | 0 | 0 | 0 | 0 | 0 | 2.6
62713_G_DSM | PJM_EMAAC | New Jersey | 34 | Warren | 41 | 62713 | DSM | DSM Nutritional Products Solar | 0 | 2018 | 9999 | Solar PV | [5 empty] | Non-Fossil | G | 2030 | Solar |  | 0 | 0 | 0 | 0 | 0 | 0 | 0 | 0 | 0 | 0 | 0 | 0 | 0 | 0 | 0 | 0 | 2.108 | 4.5548 | 7.5528 | 14.2155 | 0 | 0 | 0 | 0 | 0 | 0 | 0 | 0 | 0 | 0 | 0 | 0 | 0 | 0 | 0 | 0 | 0 | 0 | 0 | 0 | 0.45767 | 0 | 0 | 0 | 0 | 0 | 0 | 0 | 0 | 0 | 10
62718_G_X0037 | WECC_Colorado | Colorado | 8 | Mesa | 77 | 62718 | X0037 | Mesa CSG 2 Massicotte | 0 | 2019 | 9999 | Solar PV | [5 empty] | Non-Fossil | G | 2030 | Solar |  | 0 | 0 | 0 | 0 | 0 | 0 | 0 | 0 | 0 | 0 | 0 | 0 | 0 | 0 | 0 | 0 | 0.53485 | 1.0389 | 1.6604 | 3.2341 | 0 | 0 | 0 | 0 | 0 | 0 | 0 | 0 | 0 | 0 | 0 | 0 | 0 | 0 | 0 | 0 | 0 | 0 | 0 | 0 | 0.065772 | 0 | 0 | 0 | 0 | 0 | 0 | 0 | 0 | 0 | 1.5
62719_G_X0038 | WECC_Colorado | Colorado | 8 | Mesa | 77 | 62719 | X0038 | Mesa CSG 1 Murdock | 0 | 2019 | 9999 | Solar PV | [5 empty] | Non-Fossil | G | 2030 | Solar |  | 0 | 0 | 0 | 0 | 0 | 0 | 0 | 0 | 0 | 0 | 0 | 0 | 0 | 0 | 0 | 0 | 0.53485 | 1.0389 | 1.6604 | 3.2341 | 0 | 0 | 0 | 0 | 0 | 0 | 0 | 0 | 0 | 0 | 0 | 0 | 0 | 0 | 0 | 0 | 0 | 0 | 0 | 0 | 0.065772 | 0 | 0 | 0 | 0 | 0 | 0 | 0 | 0 | 0 | 1.5
62720_G_5540 | PJM_EMAAC | Maryland | 24 | Queen Annes | 35 | 62720 | 5540 | Chester Woods Point Solar, LLC CSG | 0 | 2019 | 9999 | Solar PV | [5 empty] | Non-Fossil | G | 2030 | Solar |  | 0 | 0 | 0 | 0 | 0 | 0 | 0 | 0 | 0 | 0 | 0 | 0 | 0 | 0 | 0 | 0 | 0.57801 | 1.166 | 1.7869 | 3.5309 | 0 | 0 | 0 | 0 | 0 | 0 | 0 | 0 | 0 | 0 | 0 | 0 | 0 | 0 | 0 | 0 | 0 | 0 | 0 | 0 | 0.070083 | 0 | 0 | 0 | 0 | 0 | 0 | 0 | 0 | 0 | 2
62721_G_SS29 | NY_Zone A (West) | New York | 36 | Erie | 29 | 62721 | SS29 | Steel Sun 2: 2303-III-9 Hamburg Tpke | 0 | 2019 | 9999 | Solar PV | [5 empty] | Non-Fossil | G | 2030 | Solar |  | 0 | 0 | 0 | 0 | 0 | 0 | 0 | 0 | 0 | 0 | 0 | 0 | 0 | 0 | 0 | 0 | 0.51208 | 0.96466 | 1.6925 | 3.1692 | 0 | 0 | 0 | 0 | 0 | 0 | 0 | 0 | 0 | 0 | 0 | 0 | 0 | 0 | 0 | 0 | 0 | 0 | 0 | 0 | 0.063197 | 0 | 0 | 0 | 0 | 0 | 0 | 0 | 0 | 0 | 2
62722_G_SS24 | NY_Zone A (West) | New York | 36 | Erie | 29 | 62722 | SS24 | Steel Sun 2: 2303-III-4 Hamburg Tpke | 0 | 2019 | 9999 | Solar PV | [5 empty] | Non-Fossil | G | 2030 | Solar |  | 0 | 0 | 0 | 0 | 0 | 0 | 0 | 0 | 0 | 0 | 0 | 0 | 0 | 0 | 0 | 0 | 0.51208 | 0.96466 | 1.6925 | 3.1692 | 0 | 0 | 0 | 0 | 0 | 0 | 0 | 0 | 0 | 0 | 0 | 0 | 0 | 0 | 0 | 0 | 0 | 0 | 0 | 0 | 0.063197 | 0 | 0 | 0 | 0 | 0 | 0 | 0 | 0 | 0 | 2
62723_G_SS22 | NY_Zone A (West) | New York | 36 | Erie | 29 | 62723 | SS22 | Steel Sun 2: 2303-III-2 Hamburg Tpke | 0 | 2019 | 9999 | Solar PV | [5 empty] | Non-Fossil | G | 2030 | Solar |  | 0 | 0 | 0 | 0 | 0 | 0 | 0 | 0 | 0 | 0 | 0 | 0 | 0 | 0 | 0 | 0 | 0.51208 | 0.96466 | 1.6925 | 3.1692 | 0 | 0 | 0 | 0 | 0 | 0 | 0 | 0 | 0 | 0 | 0 | 0 | 0 | 0 | 0 | 0 | 0 | 0 | 0 | 0 | 0.063197 | 0 | 0 | 0 | 0 | 0 | 0 | 0 | 0 | 0 | 2
62724_G_HSW | NY_Zone A (West) | New York | 36 | Cattaraugus | 9 | 62724 | HSW | Homer Street West | 0 | 2019 | 9999 | Solar PV | [5 empty] | Non-Fossil | G | 2030 | Solar |  | 0 | 0 | 0 | 0 | 0 | 0 | 0 | 0 | 0 | 0 | 0 | 0 | 0 | 0 | 0 | 0 | 0.40966 | 0.77173 | 1.354 | 2.5354 | 0 | 0 | 0 | 0 | 0 | 0 | 0 | 0 | 0 | 0 | 0 | 0 | 0 | 0 | 0 | 0 | 0 | 0 | 0 | 0 | 0.050557 | 0 | 0 | 0 | 0 | 0 | 0 | 0 | 0 | 0 | 1.6
62725_G_HSE | NY_Zone A (West) | New York | 36 | Cattaraugus | 9 | 62725 | HSE | Homer Street East | 0 | 2019 | 9999 | Solar PV | [5 empty] | Non-Fossil | G | 2030 | Solar |  | 0 | 0 | 0 | 0 | 0 | 0 | 0 | 0 | 0 | 0 | 0 | 0 | 0 | 0 | 0 | 0 | 0.40966 | 0.77173 | 1.354 | 2.5354 | 0 | 0 | 0 | 0 | 0 | 0 | 0 | 0 | 0 | 0 | 0 | 0 | 0 | 0 | 0 | 0 | 0 | 0 | 0 | 0 | 0.050557 | 0 | 0 | 0 | 0 | 0 | 0 | 0 | 0 | 0 | 1.6
62728_G_X0041 | ISONE_MA, VT, NH, RI (Rest of ISO New England) | Vermont | 50 | Rutland | 21 | 62728 | X0041 | MHG Wallingford | 0 | 2019 | 9999 | Solar PV | [5 empty] | Non-Fossil | G | 2030 | Solar |  | 0 | 0 | 0 | 0 | 0 | 0 | 0 | 0 | 0 | 0 | 0 | 0 | 0 | 0 | 0 | 0 | 0.47641 | 1.0086 | 1.6643 | 3.1493 | 0 | 0 | 0 | 0 | 0 | 0 | 0 | 0 | 0 | 0 | 0 | 0 | 0 | 0 | 0 | 0 | 0 | 0 | 0 | 0 | 0.076918 | 0 | 0 | 0 | 0 | 0 | 0 | 0 | 0 | 0 | 2.2
62732_G_SSPAI | WECC_Northern California (not including BANC) | California | 6 | Santa Clara | 85 | 62732 | SSPAI | Solar Star Palo Alto I, LLC | 0 | 2019 | 9999 | Solar PV | [5 empty] | Non-Fossil | G | 2030 | Solar |  | 0 | 0 | 0 | 0 | 0 | 0 | 0 | 0 | 0 | 0 | 0 | 0 | 0 | 0 | 0 | 0 | 0.48306 | 0.96591 | 1.6294 | 3.0784 | 0 | 0 | 0 | 0 | 0 | 0 | 0 | 0 | 0 | 0 | 0 | 0 | 0 | 0 | 0 | 0 | 0 | 0 | 0 | 0 | 0.058959 | 0 | 0 | 0 | 0 | 0 | 0 | 0 | 0 | 0 | 1.3
62733_G_BEH | NY_Zone K (LI) | New York | 36 | Suffolk | 103 | 62733 | BEH | East Hampton Energy Storage Center | 0 | 2018 | 9999 | Energy Storage | [5 empty] | Non-Fossil | G | 2030 | EnerStor |  | 0 | 0 | 0 | 0 | 0 | 0 | 0 | 0 | 0 | 0 | 0 | 0 | 0 | 0 | 0 | 0 | 0.67962 | 0.19762 | 1.1327 | 2.0099 | 0 | 0 | 0 | 0 | 0 | 0 | 0 | 0 | 0 | 0 | 0 | 0 | 0 | 0 | 0 | 0 | 0 | 0 | 0 | 0 | 0.18388 | 0.0053487 | 0.0015553 | 0.0089145 | 0.015818 | 0 | 0 | 0 | 0 | 0 | 5
62734_G_BME | NY_Zone K (LI) | New York | 36 | Suffolk | 103 | 62734 | BME | Montauk Energy Storage Center | 0 | 2019 | 9999 | Energy Storage | [5 empty] | Non-Fossil | G | 2030 | EnerStor |  | 0 | 0 | 0 | 0 | 0 | 0 | 0 | 0 | 0 | 0 | 0 | 0 | 0 | 0 | 0 | 0 | 0.67962 | 0.19762 | 1.1327 | 2.0099 | 0 | 0 | 0 | 0 | 0 | 0 | 0 | 0 | 0 | 0 | 0 | 0 | 0 | 0 | 0 | 0 | 0 | 0 | 0 | 0 | 0.18388 | 0.0053487 | 0.0015553 | 0.0089145 | 0.015818 | 0 | 0 | 0 | 0 | 0 | 5
62735_G_M1358 | MISO_Illinois | Illinois | 17 | Champaign | 19 | 62735 | M1358 | Phoenix Solar South Farms LLC Solar Farm | 0 | 2015 | 9999 | Solar PV | [5 empty] | Non-Fossil | G | 2030 | Solar |  | 0 | 0 | 0 | 0 | 0 | 0 | 0 | 0 | 0 | 0 | 0 | 0 | 0 | 0 | 0 | 0 | 1.0451 | 2.9864 | 5.3214 | 9.353 | 0 | 0 | 0 | 0 | 0 | 0 | 0 | 0 | 0 | 0 | 0 | 0 | 0 | 0 | 0 | 0 | 0 | 0 | 0 | 0 | 0.14851 | 0 | 0 | 0 | 0 | 0 | 0 | 0 | 0 | 0 | 4.7
62736_G_250KW | NY_Zone C&E | New York | 36 | Ontario | 69 | 62736 | 250KW | Harbec Energy | 0 | 2001 | 9999 | Onshore Wind | [5 empty] | Non-Fossil | G | 2030 | Wind |  | 0 | 0 | 0 | 0 | 0 | 0 | 0 | 0 | 0 | 0 | 0 | 0 | 0 | 0 | 0 | 0 | 0.2116 | 0.26832 | 0.20141 | 0.68133 | 0 | 0 | 0 | 0 | 0 | 0 | 0 | 0 | 0 | 0 | 0 | 0 | 0 | 0 | 0 | 0 | 0 | 0 | 0 | 0 | 0.012649 | 0 | 0 | 0 | 0 | 0 | 0 | 0 | 0 | 0 | 0.3
62736_G_850KW | NY_Zone C&E | New York | 36 | Ontario | 69 | 62736 | 850KW | Harbec Energy | 0 | 2011 | 9999 | Onshore Wind | [5 empty] | Non-Fossil | G | 2030 | Wind |  | 0 | 0 | 0 | 0 | 0 | 0 | 0 | 0 | 0 | 0 | 0 | 0 | 0 | 0 | 0 | 0 | 0.6348 | 0.80497 | 0.60423 | 2.044 | 0 | 0 | 0 | 0 | 0 | 0 | 0 | 0 | 0 | 0 | 0 | 0 | 0 | 0 | 0 | 0 | 0 | 0 | 0 | 0 | 0.037946 | 0 | 0 | 0 | 0 | 0 | 0 | 0 | 0 | 0 | 0.9
62736_G_CPH | NY_Zone C&E | New York | 36 | Ontario | 69 | 62736 | CPH | Harbec Energy | 8700 | 2015 | 9999 | Combustion Turbine | [5 empty] | Fossil | G | 2030 | NaturalGas |  | 0.0081234 | 0 | 0.0021562 | 0.01028 | 0 | 0 | 0 | 0 | 0 | 0 | 0 | 0 | 0 | 0 | 0 | 0 | 0.93373 | 0 | 0.24783 | 1.1816 | 0.69987 | 0 | 0.18576 | 0.88563 | 8.3688e-10 | 0 | 2.2213e-10 | 1.059e-09 | 0.0014283 | 0 | 0.00037911 | 0.0018074 | 0 | 0 | 0 | 0 | 0 | 0 | 0 | 0 | 0.0098626 | 0.0043045 | 0 | 0.0011425 | 0.005447 | 0.024363 | 0 | 0.0039734 | 0.028337 | 0 | 0.5
62739_G_ARDAH | PJM_EMAAC | New Jersey | 34 | Cumberland | 11 | 62739 | ARDAH | KDC Solar ASGM | 0 | 2019 | 9999 | Solar PV | [5 empty] | Non-Fossil | G | 2030 | Solar |  | 0 | 0 | 0 | 0 | 0 | 0 | 0 | 0 | 0 | 0 | 0 | 0 | 0 | 0 | 0 | 0 | 0.80104 | 1.7308 | 2.87 | 5.4019 | 0 | 0 | 0 | 0 | 0 | 0 | 0 | 0 | 0 | 0 | 0 | 0 | 0 | 0 | 0 | 0 | 0 | 0 | 0 | 0 | 0.17392 | 0 | 0 | 0 | 0 | 0 | 0 | 0 | 0 | 0 | 3.8
62740_G_52784 | MISO_Minnesota and Western Wisconsin | Minnesota | 27 | Dakota | 37 | 62740 | 52784 | MSC-Empire01, LLC | 0 | 2019 | 9999 | Solar PV | [5 empty] | Non-Fossil | G | 2030 | Solar |  | 0 | 0 | 0 | 0 | 0 | 0 | 0 | 0 | 0 | 0 | 0 | 0 | 0 | 0 | 0 | 0 | 0.21753 | 0.50504 | 0.95866 | 1.6812 | 0 | 0 | 0 | 0 | 0 | 0 | 0 | 0 | 0 | 0 | 0 | 0 | 0 | 0 | 0 | 0 | 0 | 0 | 0 | 0 | 0.031598 | 0 | 0 | 0 | 0 | 0 | 0 | 0 | 0 | 0 | 1
62741_G_CHP | PJM_EMAAC | Pennsylvania | 42 | Lancaster | 71 | 62741 | CHP | Mount Joy Wire | 8700 | 2011 | 9999 | Combustion Turbine | [5 empty] | Fossil | G | 2030 | NaturalGas |  | 0.00072475 | 0.00028472 | 0.0027967 | 0.0038062 | 0 | 0 | 0 | 0 | 0 | 0 | 0 | 0 | 0 | 0 | 0 | 0 | 0.083304 | 0.032727 | 0.32146 | 0.43749 | 0.063577 | 0.024977 | 0.24533 | 0.33389 | 7.6023e-11 | 2.9866e-11 | 2.9336e-10 | 3.9925e-10 | 0.00057612 | 0.00022633 | 0.0022231 | 0.0030256 | 0 | 0 | 0 | 0 | 0 | 0 | 0 | 0 | 0.021698 | 0.0003932 | 0.00015447 | 0.0015173 | 0.002065 | 0.0023298 | 0.00068508 | 0.0058929 | 0.0089078 | 0 | 1.1
62744_G_A1 | MISO_Minnesota and Western Wisconsin | Wisconsin | 55 | Trempealeau | 121 | 62744 | A1 | Arcadia Solar | 0 | 2019 | 9999 | Solar PV | [5 empty] | Non-Fossil | G | 2030 | Solar |  | 0 | 0 | 0 | 0 | 0 | 0 | 0 | 0 | 0 | 0 | 0 | 0 | 0 | 0 | 0 | 0 | 0.95818 | 2.7381 | 4.8787 | 8.575 | 0 | 0 | 0 | 0 | 0 | 0 | 0 | 0 | 0 | 0 | 0 | 0 | 0 | 0 | 0 | 0 | 0 | 0 | 0 | 0 | 0.15799 | 0 | 0 | 0 | 0 | 0 | 0 | 0 | 0 | 0 | 5
62746_G_CSCP | PJM_EMAAC | New Jersey | 34 | Monmouth | 25 | 62746 | CSCP | KDC Solar CSCP LLC | 0 | 2019 | 9999 | Solar PV | [5 empty] | Non-Fossil | G | 2030 | Solar |  | 0 | 0 | 0 | 0 | 0 | 0 | 0 | 0 | 0 | 0 | 0 | 0 | 0 | 0 | 0 | 0 | 0.71672 | 1.5486 | 2.5679 | 4.8333 | 0 | 0 | 0 | 0 | 0 | 0 | 0 | 0 | 0 | 0 | 0 | 0 | 0 | 0 | 0 | 0 | 0 | 0 | 0 | 0 | 0.15561 | 0 | 0 | 0 | 0 | 0 | 0 | 0 | 0 | 0 | 3.4
62747_G_1 | SERC_Central_Kentucky | Kentucky | 21 | Estill | 65 | 62747 | 1 | Ravenna Hydroelectric Project | 0 | 2019 | 9999 | Hydro | [5 empty] | Non-Fossil | G | 2030 | Hydro |  | 0 | 0 | 0 | 0 | 0 | 0 | 0 | 0 | 0 | 0 | 0 | 0 | 0 | 0 | 0 | 0 | 0.25258 | 0.28902 | 0.3329 | 0.8745 | 0 | 0 | 0 | 0 | 0 | 0 | 0 | 0 | 0 | 0 | 0 | 0 | 0 | 0 | 0 | 0 | 0 | 0 | 0 | 0 | 0.0079041 | 0.00035109 | 0.00040174 | 0.00046273 | 0.0012156 | 0 | 0 | 0 | 0 | 0 | 0.5
62747_G_2 | SERC_Central_Kentucky | Kentucky | 21 | Estill | 65 | 62747 | 2 | Ravenna Hydroelectric Project | 0 | 2019 | 9999 | Hydro | [5 empty] | Non-Fossil | G | 2030 | Hydro |  | 0 | 0 | 0 | 0 | 0 | 0 | 0 | 0 | 0 | 0 | 0 | 0 | 0 | 0 | 0 | 0 | 0.25258 | 0.28902 | 0.3329 | 0.8745 | 0 | 0 | 0 | 0 | 0 | 0 | 0 | 0 | 0 | 0 | 0 | 0 | 0 | 0 | 0 | 0 | 0 | 0 | 0 | 0 | 0.0079041 | 0.00035109 | 0.00040174 | 0.00046273 | 0.0012156 | 0 | 0 | 0 | 0 | 0 | 0.5
62747_G_3 | SERC_Central_Kentucky | Kentucky | 21 | Estill | 65 | 62747 | 3 | Ravenna Hydroelectric Project | 0 | 2019 | 9999 | Hydro | [5 empty] | Non-Fossil | G | 2030 | Hydro |  | 0 | 0 | 0 | 0 | 0 | 0 | 0 | 0 | 0 | 0 | 0 | 0 | 0 | 0 | 0 | 0 | 0.25258 | 0.28902 | 0.3329 | 0.8745 | 0 | 0 | 0 | 0 | 0 | 0 | 0 | 0 | 0 | 0 | 0 | 0 | 0 | 0 | 0 | 0 | 0 | 0 | 0 | 0 | 0.0079041 | 0.00035109 | 0.00040174 | 0.00046273 | 0.0012156 | 0 | 0 | 0 | 0 | 0 | 0.5
62747_G_4 | SERC_Central_Kentucky | Kentucky | 21 | Estill | 65 | 62747 | 4 | Ravenna Hydroelectric Project | 0 | 2019 | 9999 | Hydro | [5 empty] | Non-Fossil | G | 2030 | Hydro |  | 0 | 0 | 0 | 0 | 0 | 0 | 0 | 0 | 0 | 0 | 0 | 0 | 0 | 0 | 0 | 0 | 0.25258 | 0.28902 | 0.3329 | 0.8745 | 0 | 0 | 0 | 0 | 0 | 0 | 0 | 0 | 0 | 0 | 0 | 0 | 0 | 0 | 0 | 0 | 0 | 0 | 0 | 0 | 0.0079041 | 0.00035109 | 0.00040174 | 0.00046273 | 0.0012156 | 0 | 0 | 0 | 0 | 0 | 0.5
62747_G_5 | SERC_Central_Kentucky | Kentucky | 21 | Estill | 65 | 62747 | 5 | Ravenna Hydroelectric Project | 0 | 2019 | 9999 | Hydro | [5 empty] | Non-Fossil | G | 2030 | Hydro |  | 0 | 0 | 0 | 0 | 0 | 0 | 0 | 0 | 0 | 0 | 0 | 0 | 0 | 0 | 0 | 0 | 0.25258 | 0.28902 | 0.3329 | 0.8745 | 0 | 0 | 0 | 0 | 0 | 0 | 0 | 0 | 0 | 0 | 0 | 0 | 0 | 0 | 0 | 0 | 0 | 0 | 0 | 0 | 0.0079041 | 0.00035109 | 0.00040174 | 0.00046273 | 0.0012156 | 0 | 0 | 0 | 0 | 0 | 0.5
62750_G_GEN1 | FRCC | Florida | 12 | Hillsborough | 57 | 62750 | GEN1 | Little Manatee River Solar | 0 | 2020 | 9999 | Solar PV | [5 empty] | Non-Fossil | G | 2030 | Solar |  | 0 | 0 | 0 | 0 | 0 | 0 | 0 | 0 | 0 | 0 | 0 | 0 | 0 | 0 | 0 | 0 | 29.94 | 49.1294 | 61.426 | 140.4954 | 0 | 0 | 0 | 0 | 0 | 0 | 0 | 0 | 0 | 0 | 0 | 0 | 0 | 0 | 0 | 0 | 0 | 0 | 0 | 0 | 3.1193 | 0 | 0 | 0 | 0 | 0 | 0 | 0 | 0 | 0 | 74.5
62752_G_L1 | PJM West | Ohio | 39 | Paulding | 125 | 62752 | L1 | LafargeHolcim - Paulding Wind Project | 0 | 2019 | 9999 | Onshore Wind | [5 empty] | Non-Fossil | G | 2030 | Wind |  | 0 | 0 | 0 | 0 | 0 | 0 | 0 | 0 | 0 | 0 | 0 | 0 | 0 | 0 | 0 | 0 | 1.3767 | 1.6729 | 1.0998 | 4.1494 | 0 | 0 | 0 | 0 | 0 | 0 | 0 | 0 | 0 | 0 | 0 | 0 | 0 | 0 | 0 | 0 | 0 | 0 | 0 | 0 | 0.055256 | 0 | 0 | 0 | 0 | 0 | 0 | 0 | 0 | 0 | 1.5
62752_G_L2 | PJM West | Ohio | 39 | Paulding | 125 | 62752 | L2 | LafargeHolcim - Paulding Wind Project | 0 | 2019 | 9999 | Onshore Wind | [5 empty] | Non-Fossil | G | 2030 | Wind |  | 0 | 0 | 0 | 0 | 0 | 0 | 0 | 0 | 0 | 0 | 0 | 0 | 0 | 0 | 0 | 0 | 1.3767 | 1.6729 | 1.0998 | 4.1494 | 0 | 0 | 0 | 0 | 0 | 0 | 0 | 0 | 0 | 0 | 0 | 0 | 0 | 0 | 0 | 0 | 0 | 0 | 0 | 0 | 0.055256 | 0 | 0 | 0 | 0 | 0 | 0 | 0 | 0 | 0 | 1.5
62752_G_L3 | PJM West | Ohio | 39 | Paulding | 125 | 62752 | L3 | LafargeHolcim - Paulding Wind Project | 0 | 2019 | 9999 | Onshore Wind | [5 empty] | Non-Fossil | G | 2030 | Wind |  | 0 | 0 | 0 | 0 | 0 | 0 | 0 | 0 | 0 | 0 | 0 | 0 | 0 | 0 | 0 | 0 | 1.3767 | 1.6729 | 1.0998 | 4.1494 | 0 | 0 | 0 | 0 | 0 | 0 | 0 | 0 | 0 | 0 | 0 | 0 | 0 | 0 | 0 | 0 | 0 | 0 | 0 | 0 | 0.055256 | 0 | 0 | 0 | 0 | 0 | 0 | 0 | 0 | 0 | 1.5
62753_G_BESS | ERCOT_Rest | Texas | 48 | Brazoria | 39 | 62753 | BESS | Prospect Storage | 0 | 2019 | 9999 | Energy Storage | [5 empty] | Non-Fossil | G | 2030 | EnerStor |  | 0 | 0 | 0 | 0 | 0 | 0 | 0 | 0 | 0 | 0 | 0 | 0 | 0 | 0 | 0 | 0 | 0.24813 | 2.3573 | 0.27119 | 2.8766 | 0 | 0 | 0 | 0 | 0 | 0 | 0 | 0 | 0 | 0 | 0 | 0 | 0 | 0 | 0 | 0 | 0 | 0 | 0 | 0 | 0.36409 | 0.0019528 | 0.018552 | 0.0021343 | 0.022639 | 0 | 0 | 0 | 0 | 0 | 9.9
62755_G_PROSP | ERCOT_West | Texas | 48 | Andrews | 3 | 62755 | PROSP | Prospero Solar | 0 | 2020 | 9999 | Solar PV | [5 empty] | Non-Fossil | G | 2030 | Solar |  | 0 | 0 | 0 | 0 | 0 | 0 | 0 | 0 | 0 | 0 | 0 | 0 | 0 | 0 | 0 | 0 | 136.6717 | 226.2845 | 339.7857 | 702.7419 | 0 | 0 | 0 | 0 | 0 | 0 | 0 | 0 | 0 | 0 | 0 | 0 | 0 | 0 | 0 | 0 | 0 | 0 | 0 | 0 | 9.4795 | 0 | 0 | 0 | 0 | 0 | 0 | 0 | 0 | 0 | 300
62756_G_AA001 | WECC_New Mexico | New Mexico | 35 | Bernalillo | 1 | 62756 | AA001 | RC Energy AA LLC Solar Facility | 0 | 2011 | 9999 | Solar PV | [5 empty] | Non-Fossil | G | 2030 | Solar |  | 0 | 0 | 0 | 0 | 0 | 0 | 0 | 0 | 0 | 0 | 0 | 0 | 0 | 0 | 0 | 0 | 0.41345 | 0.76235 | 1.1712 | 2.347 | 0 | 0 | 0 | 0 | 0 | 0 | 0 | 0 | 0 | 0 | 0 | 0 | 0 | 0 | 0 | 0 | 0 | 0 | 0 | 0 | 0.038108 | 0 | 0 | 0 | 0 | 0 | 0 | 0 | 0 | 0 | 1
62757_G_CG1 | ISONE_MA, VT, NH, RI (Rest of ISO New England) | Massachusetts | 25 | Bristol | 5 | 62757 | CG1 | Bridgewater Complex Co-Generation Plant | 8700 | 2015 | 9999 | Combustion Turbine | [5 empty] | Fossil | G | 2030 | NaturalGas |  | 0 | 1.1283e-05 | 0.0020666 | 0.0020779 | 0 | 0 | 0 | 0 | 0 | 0 | 0 | 0 | 0 | 0 | 0 | 0 | 0 | 0.0012968 | 0.23755 | 0.23884 | 0 | 0.00097204 | 0.17805 | 0.17902 | 0 | 1.1624e-12 | 2.1291e-10 | 2.1407e-10 | 0 | 1.9838e-06 | 0.00036337 | 0.00036536 | 0 | 0 | 0 | 0 | 0 | 0 | 0 | 0 | 0.029588 | 0 | 5.9785e-06 | 0.0010951 | 0.0011011 | 0 | 3.1716e-05 | 0.0040021 | 0.0040338 | 0 | 1.5
62759_G_GV | NY_Zone G-I (Downstate NY) | New York | 36 | Orange | 71 | 62759 | GV | Greenville CSG | 0 | 2019 | 9999 | Solar PV | [5 empty] | Non-Fossil | G | 2030 | Solar |  | 0 | 0 | 0 | 0 | 0 | 0 | 0 | 0 | 0 | 0 | 0 | 0 | 0 | 0 | 0 | 0 | 0.34617 | 0.67314 | 1.1635 | 2.1828 | 0 | 0 | 0 | 0 | 0 | 0 | 0 | 0 | 0 | 0 | 0 | 0 | 0 | 0 | 0 | 0 | 0 | 0 | 0 | 0 | 0.063197 | 0 | 0 | 0 | 0 | 0 | 0 | 0 | 0 | 0 | 2
62760_G_WT | ISONE_MA, VT, NH, RI (Rest of ISO New England) | Massachusetts | 25 | Middlesex | 17 | 62760 | WT | Hopkinton CSG | 0 | 2019 | 9999 | Solar PV | [5 empty] | Non-Fossil | G | 2030 | Solar |  | 0 | 0 | 0 | 0 | 0 | 0 | 0 | 0 | 0 | 0 | 0 | 0 | 0 | 0 | 0 | 0 | 0.41849 | 0.83926 | 1.5407 | 2.7985 | 0 | 0 | 0 | 0 | 0 | 0 | 0 | 0 | 0 | 0 | 0 | 0 | 0 | 0 | 0 | 0 | 0 | 0 | 0 | 0 | 0.087614 | 0 | 0 | 0 | 0 | 0 | 0 | 0 | 0 | 0 | 2
62761_G_CH | NY_Zone G-I (Downstate NY) | New York | 36 | Orange | 71 | 62761 | CH | Chester CSG | 0 | 2019 | 9999 | Solar PV | [5 empty] | Non-Fossil | G | 2030 | Solar |  | 0 | 0 | 0 | 0 | 0 | 0 | 0 | 0 | 0 | 0 | 0 | 0 | 0 | 0 | 0 | 0 | 0.34617 | 0.67314 | 1.1635 | 2.1828 | 0 | 0 | 0 | 0 | 0 | 0 | 0 | 0 | 0 | 0 | 0 | 0 | 0 | 0 | 0 | 0 | 0 | 0 | 0 | 0 | 0.063197 | 0 | 0 | 0 | 0 | 0 | 0 | 0 | 0 | 0 | 2
62762_G_CTG-1 | ERCOT_Rest | Texas | 48 | Harris | 201 | 62762 | CTG-1 | NASA Johnson Space Center CHP | 10745 | 2018 | 9999 | Combustion Turbine | [5 empty] | Fossil | G | 2030 | NaturalGas |  | 0.0006893 | 0.00044312 | 0.00071333 | 0.0018458 | 0 | 0 | 0 | 0 | 0 | 0 | 0 | 0 | 0 | 0 | 0 | 0 | 0.064151 | 0.04124 | 0.066388 | 0.17178 | 0.040351 | 0.02594 | 0.041759 | 0.10805 | 4.8251e-11 | 3.1018e-11 | 4.9933e-11 | 1.292e-10 | 3.7911e-06 | 2.4372e-06 | 3.9233e-06 | 1.0152e-05 | 0 | 0 | 0 | 0 | 0 | 0 | 0 | 0 | 0.10454 | 0.00029835 | 0.0001918 | 0.00030875 | 0.0007989 | 0.0018385 | 0.0010405 | 0.0015934 | 0.0044724 | 0 | 5.3
62762_G_CTG-2 | ERCOT_Rest | Texas | 48 | Harris | 201 | 62762 | CTG-2 | NASA Johnson Space Center CHP | 10745 | 2018 | 9999 | Combustion Turbine | [5 empty] | Fossil | G | 2030 | NaturalGas |  | 0.0006893 | 0.00044312 | 0.00071333 | 0.0018458 | 0 | 0 | 0 | 0 | 0 | 0 | 0 | 0 | 0 | 0 | 0 | 0 | 0.064151 | 0.04124 | 0.066388 | 0.17178 | 0.040351 | 0.02594 | 0.041759 | 0.10805 | 4.8251e-11 | 3.1018e-11 | 4.9933e-11 | 1.292e-10 | 3.7911e-06 | 2.4372e-06 | 3.9233e-06 | 1.0152e-05 | 0 | 0 | 0 | 0 | 0 | 0 | 0 | 0 | 0.10454 | 0.00029835 | 0.0001918 | 0.00030875 | 0.0007989 | 0.0018385 | 0.0010405 | 0.0015934 | 0.0044724 | 0 | 5.3
62763_G_CR | ISONE_MA, VT, NH, RI (Rest of ISO New England) | Massachusetts | 25 | Plymouth | 23 | 62763 | CR | Carver CSG | 0 | 2019 | 9999 | Solar PV | [5 empty] | Non-Fossil | G | 2030 | Solar |  | 0 | 0 | 0 | 0 | 0 | 0 | 0 | 0 | 0 | 0 | 0 | 0 | 0 | 0 | 0 | 0 | 0.41849 | 0.83926 | 1.5407 | 2.7985 | 0 | 0 | 0 | 0 | 0 | 0 | 0 | 0 | 0 | 0 | 0 | 0 | 0 | 0 | 0 | 0 | 0 | 0 | 0 | 0 | 0.087614 | 0 | 0 | 0 | 0 | 0 | 0 | 0 | 0 | 0 | 2
62764_G_WT | NY_Zone G-I (Downstate NY) | New York | 36 | Orange | 71 | 62764 | WT | Westtown CSG | 0 | 2019 | 9999 | Solar PV | [5 empty] | Non-Fossil | G | 2030 | Solar |  | 0 | 0 | 0 | 0 | 0 | 0 | 0 | 0 | 0 | 0 | 0 | 0 | 0 | 0 | 0 | 0 | 0.34617 | 0.67314 | 1.1635 | 2.1828 | 0 | 0 | 0 | 0 | 0 | 0 | 0 | 0 | 0 | 0 | 0 | 0 | 0 | 0 | 0 | 0 | 0 | 0 | 0 | 0 | 0.063197 | 0 | 0 | 0 | 0 | 0 | 0 | 0 | 0 | 0 | 2
62765_G_CAMPO | ERCOT_West | Texas | 48 | Knox | 275 | 62765 | CAMPO | El Campo Wind | 0 | 2020 | 9999 | Onshore Wind | [5 empty] | Non-Fossil | G | 2030 | Wind |  | 0 | 0 | 0 | 0 | 0 | 0 | 0 | 0 | 0 | 0 | 0 | 0 | 0 | 0 | 0 | 0 | 173.2202 | 254.1818 | 258.3845 | 685.7864 | 0 | 0 | 0 | 0 | 0 | 0 | 0 | 0 | 0 | 0 | 0 | 0 | 0 | 0 | 0 | 0 | 0 | 0 | 0 | 0 | 10.1568 | 0 | 0 | 0 | 0 | 0 | 0 | 0 | 0 | 0 | 242.8
62766_G_SCCOT | MISO_Indiana (including parts of Kentucky) | Indiana | 18 | Scott | 143 | 62766 | SCCOT | Scottsburg Solar Park | 0 | 2020 | 9999 | Solar PV | [5 empty] | Non-Fossil | G | 2030 | Solar |  | 0 | 0 | 0 | 0 | 0 | 0 | 0 | 0 | 0 | 0 | 0 | 0 | 0 | 0 | 0 | 0 | 1.4247 | 3.4303 | 6.0542 | 10.9092 | 0 | 0 | 0 | 0 | 0 | 0 | 0 | 0 | 0 | 0 | 0 | 0 | 0 | 0 | 0 | 0 | 0 | 0 | 0 | 0 | 0.24705 | 0 | 0 | 0 | 0 | 0 | 0 | 0 | 0 | 0 | 7.1
62767_G_SGASC | PJM West | Indiana | 18 | Grant | 53 | 62767 | SGASC | Gas City Solar Park | 0 | 2020 | 9999 | Solar PV | [5 empty] | Non-Fossil | G | 2030 | Solar |  | 0 | 0 | 0 | 0 | 0 | 0 | 0 | 0 | 0 | 0 | 0 | 0 | 0 | 0 | 0 | 0 | 0.43318 | 1.1332 | 2.1122 | 3.6785 | 0 | 0 | 0 | 0 | 0 | 0 | 0 | 0 | 0 | 0 | 0 | 0 | 0 | 0 | 0 | 0 | 0 | 0 | 0 | 0 | 0.078996 | 0 | 0 | 0 | 0 | 0 | 0 | 0 | 0 | 0 | 2.5
62770_G_SRIC3 | PJM West | Indiana | 18 | Wayne | 177 | 62770 | SRIC3 | Richmond Solar Park 3 | 0 | 2020 | 9999 | Solar PV | [5 empty] | Non-Fossil | G | 2030 | Solar |  | 0 | 0 | 0 | 0 | 0 | 0 | 0 | 0 | 0 | 0 | 0 | 0 | 0 | 0 | 0 | 0 | 1.1609 | 3.0369 | 5.6607 | 9.8584 | 0 | 0 | 0 | 0 | 0 | 0 | 0 | 0 | 0 | 0 | 0 | 0 | 0 | 0 | 0 | 0 | 0 | 0 | 0 | 0 | 0.21171 | 0 | 0 | 0 | 0 | 0 | 0 | 0 | 0 | 0 | 6.7
62775_G_WILDB | SERC_Central_TVA | Tennessee | 47 | Fayette | 47 | 62775 | WILDB | Wildberry | 0 | 2018 | 9999 | Solar PV | [5 empty] | Non-Fossil | G | 2030 | Solar |  | 0 | 0 | 0 | 0 | 0 | 0 | 0 | 0 | 0 | 0 | 0 | 0 | 0 | 0 | 0 | 0 | 4.0532 | 7.8151 | 11.732 | 23.6003 | 0 | 0 | 0 | 0 | 0 | 0 | 0 | 0 | 0 | 0 | 0 | 0 | 0 | 0 | 0 | 0 | 0 | 0 | 0 | 0 | 0.51963 | 0 | 0 | 0 | 0 | 0 | 0 | 0 | 0 | 0 | 15
62777_G_ULSTE | NY_Zone G-I (Downstate NY) | New York | 36 | Ulster | 111 | 62777 | ULSTE | Ulster County Solar | 0 | 2018 | 9999 | Solar PV | [5 empty] | Non-Fossil | G | 2030 | Solar |  | 0 | 0 | 0 | 0 | 0 | 0 | 0 | 0 | 0 | 0 | 0 | 0 | 0 | 0 | 0 | 0 | 0.24232 | 0.4712 | 0.81442 | 1.5279 | 0 | 0 | 0 | 0 | 0 | 0 | 0 | 0 | 0 | 0 | 0 | 0 | 0 | 0 | 0 | 0 | 0 | 0 | 0 | 0 | 0.044238 | 0 | 0 | 0 | 0 | 0 | 0 | 0 | 0 | 0 | 1.4
62778_G_HEJEA | FRCC | Florida | 12 | Duval | 31 | 62778 | HEJEA | Hecate Energy Blair Road LLC | 0 | 2018 | 9999 | Solar PV | [5 empty] | Non-Fossil | G | 2030 | Solar |  | 0 | 0 | 0 | 0 | 0 | 0 | 0 | 0 | 0 | 0 | 0 | 0 | 0 | 0 | 0 | 0 | 1.6879 | 2.7697 | 3.4629 | 7.9205 | 0 | 0 | 0 | 0 | 0 | 0 | 0 | 0 | 0 | 0 | 0 | 0 | 0 | 0 | 0 | 0 | 0 | 0 | 0 | 0 | 0.17585 | 0 | 0 | 0 | 0 | 0 | 0 | 0 | 0 | 0 | 4.2
62779_G_MART | MISO_Minnesota and Western Wisconsin | Minnesota | 27 | McLeod | 85 | 62779 | MART | Novel Martin Solar One LLC (McLeod) CSG | 0 | 2019 | 9999 | Solar PV | [5 empty] | Non-Fossil | G | 2030 | Solar |  | 0 | 0 | 0 | 0 | 0 | 0 | 0 | 0 | 0 | 0 | 0 | 0 | 0 | 0 | 0 | 0 | 0.21753 | 0.50504 | 0.95866 | 1.6812 | 0 | 0 | 0 | 0 | 0 | 0 | 0 | 0 | 0 | 0 | 0 | 0 | 0 | 0 | 0 | 0 | 0 | 0 | 0 | 0 | 0.031598 | 0 | 0 | 0 | 0 | 0 | 0 | 0 | 0 | 0 | 1
62782_G_PEMWT | MISO_MT, SD, ND | North Dakota | 38 | Pembina | 67 | 62782 | PEMWT | Pembina Land Port of Entry Wind Turbine | 0 | 2012 | 9999 | Onshore Wind | [5 empty] | Non-Fossil | G | 2030 | Wind |  | 0 | 0 | 0 | 0 | 0 | 0 | 0 | 0 | 0 | 0 | 0 | 0 | 0 | 0 | 0 | 0 | 0.7083 | 1.0124 | 0.9712 | 2.6919 | 0 | 0 | 0 | 0 | 0 | 0 | 0 | 0 | 0 | 0 | 0 | 0 | 0 | 0 | 0 | 0 | 0 | 0 | 0 | 0 | 0.033714 | 0 | 0 | 0 | 0 | 0 | 0 | 0 | 0 | 0 | 0.8
62784_G_FRANK | NY_Zone D (North) | New York | 36 | Franklin | 33 | 62784 | FRANK | Franklin Solar Site | 0 | 2018 | 9999 | Solar PV | [5 empty] | Non-Fossil | G | 2030 | Solar |  | 0 | 0 | 0 | 0 | 0 | 0 | 0 | 0 | 0 | 0 | 0 | 0 | 0 | 0 | 0 | 0 | 0.30433 | 0.60224 | 1.0326 | 1.9392 | 0 | 0 | 0 | 0 | 0 | 0 | 0 | 0 | 0 | 0 | 0 | 0 | 0 | 0 | 0 | 0 | 0 | 0 | 0 | 0 | 0.050557 | 0 | 0 | 0 | 0 | 0 | 0 | 0 | 0 | 0 | 1.6
62785_G_MALON | NY_Zone D (North) | New York | 36 | Franklin | 33 | 62785 | MALON | Malone Solar Site | 0 | 2018 | 9999 | Solar PV | [5 empty] | Non-Fossil | G | 2030 | Solar |  | 0 | 0 | 0 | 0 | 0 | 0 | 0 | 0 | 0 | 0 | 0 | 0 | 0 | 0 | 0 | 0 | 0.20922 | 0.41404 | 0.70994 | 1.3332 | 0 | 0 | 0 | 0 | 0 | 0 | 0 | 0 | 0 | 0 | 0 | 0 | 0 | 0 | 0 | 0 | 0 | 0 | 0 | 0 | 0.034758 | 0 | 0 | 0 | 0 | 0 | 0 | 0 | 0 | 0 | 1.1
62786_G_12087 | SERC_VACAR | North Carolina | 37 | Johnston | 101 | 62786 | 12087 | Thanksgiving Fire Solar Farm, LLC | 0 | 2019 | 9999 | Solar PV | [5 empty] | Non-Fossil | G | 2030 | Solar |  | 0 | 0 | 0 | 0 | 0 | 0 | 0 | 0 | 0 | 0 | 0 | 0 | 0 | 0 | 0 | 0 | 0.58252 | 1.1581 | 1.8527 | 3.5933 | 0 | 0 | 0 | 0 | 0 | 0 | 0 | 0 | 0 | 0 | 0 | 0 | 0 | 0 | 0 | 0 | 0 | 0 | 0 | 0 | 0.085302 | 0 | 0 | 0 | 0 | 0 | 0 | 0 | 0 | 0 | 2
62788_G_X0040 | NY_Zone F (Capital) | New York | 36 | Saratoga | 91 | 62788 | X0040 | Sugarhill Road - Solitude Solar CSG | 0 | 2019 | 9999 | Solar PV | [5 empty] | Non-Fossil | G | 2030 | Solar |  | 0 | 0 | 0 | 0 | 0 | 0 | 0 | 0 | 0 | 0 | 0 | 0 | 0 | 0 | 0 | 0 | 1.0996 | 2.1499 | 3.712 | 6.9615 | 0 | 0 | 0 | 0 | 0 | 0 | 0 | 0 | 0 | 0 | 0 | 0 | 0 | 0 | 0 | 0 | 0 | 0 | 0 | 0 | 0.15799 | 0 | 0 | 0 | 0 | 0 | 0 | 0 | 0 | 0 | 5
62790_G_STEL2 | MISO_Indiana (including parts of Kentucky) | Indiana | 18 | Perry | 123 | 62790 | STEL2 | Tell City Solar Park | 0 | 2020 | 9999 | Solar PV | [5 empty] | Non-Fossil | G | 2030 | Solar |  | 0 | 0 | 0 | 0 | 0 | 0 | 0 | 0 | 0 | 0 | 0 | 0 | 0 | 0 | 0 | 0 | 0.6421 | 1.546 | 2.7287 | 4.9168 | 0 | 0 | 0 | 0 | 0 | 0 | 0 | 0 | 0 | 0 | 0 | 0 | 0 | 0 | 0 | 0 | 0 | 0 | 0 | 0 | 0.11135 | 0 | 0 | 0 | 0 | 0 | 0 | 0 | 0 | 0 | 3.2
62792_G_AMPPM | PJM West | Ohio | 39 | Miami | 109 | 62792 | AMPPM | DG AMP Solar Piqua Manier | 0 | 2019 | 9999 | Solar PV | [5 empty] | Non-Fossil | G | 2030 | Solar |  | 0 | 0 | 0 | 0 | 0 | 0 | 0 | 0 | 0 | 0 | 0 | 0 | 0 | 0 | 0 | 0 | 2.3536 | 5.5606 | 9.977 | 17.8912 | 0 | 0 | 0 | 0 | 0 | 0 | 0 | 0 | 0 | 0 | 0 | 0 | 0 | 0 | 0 | 0 | 0 | 0 | 0 | 0 | 0.47915 | 0 | 0 | 0 | 0 | 0 | 0 | 0 | 0 | 0 | 12.6
62795_G_1 | MISO_Iowa-MidAmerican | Iowa | 19 | Ida | 93 | 62795 | 1 | Ida Grove II | 0 | 2019 | 9999 | Onshore Wind | [5 empty] | Non-Fossil | G | 2030 | Wind |  | 0 | 0 | 0 | 0 | 0 | 0 | 0 | 0 | 0 | 0 | 0 | 0 | 0 | 0 | 0 | 0 | 169.6139 | 238.8231 | 193.3813 | 601.8184 | 0 | 0 | 0 | 0 | 0 | 0 | 0 | 0 | 0 | 0 | 0 | 0 | 0 | 0 | 0 | 0 | 0 | 0 | 0 | 0 | 8.4763 | 0 | 0 | 0 | 0 | 0 | 0 | 0 | 0 | 0 | 201
62799_G_WIN | MISO_Minnesota and Western Wisconsin | Minnesota | 27 | Winona | 169 | 62799 | WIN | Winona Solar | 0 | 2019 | 9999 | Solar PV | [5 empty] | Non-Fossil | G | 2030 | Solar |  | 0 | 0 | 0 | 0 | 0 | 0 | 0 | 0 | 0 | 0 | 0 | 0 | 0 | 0 | 0 | 0 | 0.21753 | 0.50504 | 0.95866 | 1.6812 | 0 | 0 | 0 | 0 | 0 | 0 | 0 | 0 | 0 | 0 | 0 | 0 | 0 | 0 | 0 | 0 | 0 | 0 | 0 | 0 | 0.031598 | 0 | 0 | 0 | 0 | 0 | 0 | 0 | 0 | 0 | 1
628_B_4 | FRCC | Florida | 12 | Citrus | 17 | 628 | 4 | Crystal River | 10431 | 1982 | 9999 | Coal Steam | wall | dry | ESPC + Wet Scrubber + SCR | LNB | Wet Scrubber | Fossil | B | 2030 |  | Coal Retirement | 0 | 0 | 0 | 0 | 0 | 0 | 0 | 0 | 0 | 0 | 0 | 0 | 0 | 0 | 0 | 0 | 0 | 0 | 0 | 0 | 0 | 0 | 0 | 0 | 0 | 0 | 0 | 0 | 0 | 0 | 0 | 0 | 0 | 0 | 0 | 0 | 0 | 0 | 0 | 0 | 0 | 0 | 0 | 0 | 0 | 0 | 0 | 0 | 0 | 0 | 712 | Scrubber / SCR | Wet Scrubber
628_B_5 | FRCC | Florida | 12 | Citrus | 17 | 628 | 5 | Crystal River | 10391 | 1984 | 9999 | Coal Steam | wall | dry | ESPC + Wet Scrubber + SCR | LNB | Wet Scrubber | Fossil | B | 2030 |  | Coal Retirement | 0 | 0 | 0 | 0 | 0 | 0 | 0 | 0 | 0 | 0 | 0 | 0 | 0 | 0 | 0 | 0 | 0 | 0 | 0 | 0 | 0 | 0 | 0 | 0 | 0 | 0 | 0 | 0 | 0 | 0 | 0 | 0 | 0 | 0 | 0 | 0 | 0 | 0 | 0 | 0 | 0 | 0 | 0 | 0 | 0 | 0 | 0 | 0 | 0 | 0 | 710 | Scrubber / SCR | Wet Scrubber
628_G_1GTA | FRCC | Florida | 12 | Citrus | 17 | 628 | 1GTA | Crystal River | 7050 | 2018 | 9999 | Combined Cycle |  |  | SCR |  |  | Fossil | G | 2030 | NaturalGas |  | 3.0245 | 4.0998 | 5.6692 | 12.7935 | 0 | 0 | 0 | 0 | 0 | 0 | 0 | 0 | 0 | 0 | 0 | 0 | 429.0032 | 581.5377 | 804.1456 | 1814.6866 | 177.0526 | 240.0047 | 331.8765 | 748.9338 | 2.1171e-07 | 2.8699e-07 | 3.9685e-07 | 8.9555e-07 | 0.080366 | 0.10894 | 0.15064 | 0.33995 | 0 | 0 | 0 | 0 | 0 | 0 | 0 | 0 | 7.7075 | 0.9803 | 1.3288 | 1.8375 | 4.1467 | 9.1163 | 10.8842 | 18.657 | 38.6575 | 0 | 244 | SCR
628_G_1GTB | FRCC | Florida | 12 | Citrus | 17 | 628 | 1GTB | Crystal River | 7050 | 2018 | 9999 | Combined Cycle |  |  | SCR |  |  | Fossil | G | 2030 | NaturalGas |  | 3.0245 | 4.0998 | 5.6692 | 12.7935 | 0 | 0 | 0 | 0 | 0 | 0 | 0 | 0 | 0 | 0 | 0 | 0 | 429.0032 | 581.5377 | 804.1456 | 1814.6866 | 177.0526 | 240.0047 | 331.8765 | 748.9338 | 2.1171e-07 | 2.8699e-07 | 3.9685e-07 | 8.9555e-07 | 0.080366 | 0.10894 | 0.15064 | 0.33995 | 0 | 0 | 0 | 0 | 0 | 0 | 0 | 0 | 7.7075 | 0.9803 | 1.3288 | 1.8375 | 4.1467 | 9.1163 | 10.8842 | 18.657 | 38.6575 | 0 | 244 | SCR
628_G_2GTA | FRCC | Florida | 12 | Citrus | 17 | 628 | 2GTA | Crystal River | 7050 | 2018 | 9999 | Combined Cycle |  |  | SCR |  |  | Fossil | G | 2030 | NaturalGas |  | 3.0245 | 4.0998 | 5.6692 | 12.7935 | 0 | 0 | 0 | 0 | 0 | 0 | 0 | 0 | 0 | 0 | 0 | 0 | 429.0032 | 581.5377 | 804.1456 | 1814.6866 | 177.0526 | 240.0047 | 331.8765 | 748.9338 | 2.1171e-07 | 2.8699e-07 | 3.9685e-07 | 8.9555e-07 | 0.076924 | 0.10427 | 0.14419 | 0.32539 | 0 | 0 | 0 | 0 | 0 | 0 | 0 | 0 | 7.7075 | 0.9803 | 1.3288 | 1.8375 | 4.1467 | 9.1163 | 10.8842 | 18.657 | 38.6575 | 0 | 244 | SCR
628_G_2GTB | FRCC | Florida | 12 | Citrus | 17 | 628 | 2GTB | Crystal River | 7050 | 2018 | 9999 | Combined Cycle |  |  | SCR |  |  | Fossil | G | 2030 | NaturalGas |  | 3.0245 | 4.0998 | 5.6692 | 12.7935 | 0 | 0 | 0 | 0 | 0 | 0 | 0 | 0 | 0 | 0 | 0 | 0 | 429.0032 | 581.5377 | 804.1456 | 1814.6866 | 177.0526 | 240.0047 | 331.8765 | 748.9338 | 2.1171e-07 | 2.8699e-07 | 3.9685e-07 | 8.9555e-07 | 0.076924 | 0.10427 | 0.14419 | 0.32539 | 0 | 0 | 0 | 0 | 0 | 0 | 0 | 0 | 7.7075 | 0.9803 | 1.3288 | 1.8375 | 4.1467 | 9.1163 | 10.8842 | 18.657 | 38.6575 | 0 | 244 | SCR
628_G_CC1ST | FRCC | Florida | 12 | Citrus | 17 | 628 | CC1ST | Crystal River | 7050 | 2018 | 9999 | Combined Cycle |  |  | SCR | LNB |  | Fossil | G | 2030 | NaturalGas |  | 4.0657 | 5.5113 | 7.6209 | 17.1979 | 0 | 0 | 0 | 0 | 0 | 0 | 0 | 0 | 0 | 0 | 0 | 0 | 576.6929 | 781.7392 | 1080.9827 | 2439.4147 | 238.0052 | 322.6292 | 446.1291 | 1006.7635 | 2.846e-07 | 3.8579e-07 | 5.3346e-07 | 1.2039e-06 | 0.10803 | 0.14644 | 0.2025 | 0.45698 | 0 | 0 | 0 | 0 | 0 | 0 | 0 | 0 | 10.3609 | 1.3178 | 1.7863 | 2.4701 | 5.5742 | 12.2547 | 14.6312 | 25.0799 | 51.9658 | 0 | 328 | SCR
628_G_CC2ST | FRCC | Florida | 12 | Citrus | 17 | 628 | CC2ST | Crystal River | 7050 | 2018 | 9999 | Combined Cycle |  |  | SCR | LNB |  | Fossil | G | 2030 | NaturalGas |  | 4.0657 | 5.5113 | 7.6209 | 17.1979 | 0 | 0 | 0 | 0 | 0 | 0 | 0 | 0 | 0 | 0 | 0 | 0 | 576.6929 | 781.7392 | 1080.9827 | 2439.4147 | 238.0052 | 322.6292 | 446.1291 | 1006.7635 | 2.846e-07 | 3.8579e-07 | 5.3346e-07 | 1.2039e-06 | 0.10341 | 0.14017 | 0.19383 | 0.43741 | 0 | 0 | 0 | 0 | 0 | 0 | 0 | 0 | 10.3609 | 1.3178 | 1.7863 | 2.4701 | 5.5742 | 12.2547 | 14.6312 | 25.0799 | 51.9658 | 0 | 328 | SCR
6280_G_5 | SPP North- (Kansas, Missouri) | Missouri | 29 | Taney | 213 | 6280 | 5 | Ozark Beach | 0 | 1931 | 9999 | Hydro | [5 empty] | Non-Fossil | G | 2030 | Hydro |  | 0 | 0 | 0 | 0 | 0 | 0 | 0 | 0 | 0 | 0 | 0 | 0 | 0 | 0 | 0 | 0 | 3.0273 | 4.9852 | 6.2884 | 14.3008 | 0 | 0 | 0 | 0 | 0 | 0 | 0 | 0 | 0 | 0 | 0 | 0 | 0 | 0 | 0 | 0 | 0 | 0 | 0 | 0 | 0.063233 | 0.0042079 | 0.0069294 | 0.0087408 | 0.019878 | 0 | 0 | 0 | 0 | 0 | 4
6280_G_6 | SPP North- (Kansas, Missouri) | Missouri | 29 | Taney | 213 | 6280 | 6 | Ozark Beach | 0 | 1931 | 9999 | Hydro | [5 empty] | Non-Fossil | G | 2030 | Hydro |  | 0 | 0 | 0 | 0 | 0 | 0 | 0 | 0 | 0 | 0 | 0 | 0 | 0 | 0 | 0 | 0 | 3.0273 | 4.9852 | 6.2884 | 14.3008 | 0 | 0 | 0 | 0 | 0 | 0 | 0 | 0 | 0 | 0 | 0 | 0 | 0 | 0 | 0 | 0 | 0 | 0 | 0 | 0 | 0.063233 | 0.0042079 | 0.0069294 | 0.0087408 | 0.019878 | 0 | 0 | 0 | 0 | 0 | 4
6280_G_7 | SPP North- (Kansas, Missouri) | Missouri | 29 | Taney | 213 | 6280 | 7 | Ozark Beach | 0 | 1931 | 9999 | Hydro | [5 empty] | Non-Fossil | G | 2030 | Hydro |  | 0 | 0 | 0 | 0 | 0 | 0 | 0 | 0 | 0 | 0 | 0 | 0 | 0 | 0 | 0 | 0 | 3.0273 | 4.9852 | 6.2884 | 14.3008 | 0 | 0 | 0 | 0 | 0 | 0 | 0 | 0 | 0 | 0 | 0 | 0 | 0 | 0 | 0 | 0 | 0 | 0 | 0 | 0 | 0.063233 | 0.0042079 | 0.0069294 | 0.0087408 | 0.019878 | 0 | 0 | 0 | 0 | 0 | 4
6280_G_8 | SPP North- (Kansas, Missouri) | Missouri | 29 | Taney | 213 | 6280 | 8 | Ozark Beach | 0 | 1931 | 9999 | Hydro | [5 empty] | Non-Fossil | G | 2030 | Hydro |  | 0 | 0 | 0 | 0 | 0 | 0 | 0 | 0 | 0 | 0 | 0 | 0 | 0 | 0 | 0 | 0 | 3.0273 | 4.9852 | 6.2884 | 14.3008 | 0 | 0 | 0 | 0 | 0 | 0 | 0 | 0 | 0 | 0 | 0 | 0 | 0 | 0 | 0 | 0 | 0 | 0 | 0 | 0 | 0.063233 | 0.0042079 | 0.0069294 | 0.0087408 | 0.019878 | 0 | 0 | 0 | 0 | 0 | 4
62800_G_WAB | MISO_Minnesota and Western Wisconsin | Minnesota | 27 | Wabasha | 157 | 62800 | WAB | Wabasha Solar | 0 | 2019 | 9999 | Solar PV | [5 empty] | Non-Fossil | G | 2030 | Solar |  | 0 | 0 | 0 | 0 | 0 | 0 | 0 | 0 | 0 | 0 | 0 | 0 | 0 | 0 | 0 | 0 | 0.21753 | 0.50504 | 0.95866 | 1.6812 | 0 | 0 | 0 | 0 | 0 | 0 | 0 | 0 | 0 | 0 | 0 | 0 | 0 | 0 | 0 | 0 | 0 | 0 | 0 | 0 | 0.031598 | 0 | 0 | 0 | 0 | 0 | 0 | 0 | 0 | 0 | 1
62805_G_BLOOM | WECC_Utah | Utah | 49 | Washington | 53 | 62805 | BLOOM | Bloomington Solar I | 0 | 2018 | 9999 | Solar PV | [5 empty] | Non-Fossil | G | 2030 | Solar |  | 0 | 0 | 0 | 0 | 0 | 0 | 0 | 0 | 0 | 0 | 0 | 0 | 0 | 0 | 0 | 0 | 0.79886 | 1.6487 | 2.7127 | 5.1603 | 0 | 0 | 0 | 0 | 0 | 0 | 0 | 0 | 0 | 0 | 0 | 0 | 0 | 0 | 0 | 0 | 0 | 0 | 0 | 0 | 0.063197 | 0 | 0 | 0 | 0 | 0 | 0 | 0 | 0 | 0 | 2
62806_G_SCC01 | WECC_Northern California (not including BANC) | California | 6 | San Mateo | 81 | 62806 | SCC01 | Shelter Creek Condominiums Solar | 0 | 2019 | 9999 | Solar PV | [5 empty] | Non-Fossil | G | 2030 | Solar |  | 0 | 0 | 0 | 0 | 0 | 0 | 0 | 0 | 0 | 0 | 0 | 0 | 0 | 0 | 0 | 0 | 0.8918 | 1.7832 | 3.0081 | 5.6831 | 0 | 0 | 0 | 0 | 0 | 0 | 0 | 0 | 0 | 0 | 0 | 0 | 0 | 0 | 0 | 0 | 0 | 0 | 0 | 0 | 0.10885 | 0 | 0 | 0 | 0 | 0 | 0 | 0 | 0 | 0 | 2.4
62807_G_12083 | SERC_VACAR | North Carolina | 37 | Craven | 49 | 62807 | 12083 | Grove Solar, LLC | 0 | 2019 | 9999 | Solar PV | [5 empty] | Non-Fossil | G | 2030 | Solar |  | 0 | 0 | 0 | 0 | 0 | 0 | 0 | 0 | 0 | 0 | 0 | 0 | 0 | 0 | 0 | 0 | 2.9126e-07 | 5.7906e-07 | 9.2633e-07 | 1.7967e-06 | 0 | 0 | 0 | 0 | 0 | 0 | 0 | 0 | 0 | 0 | 0 | 0 | 0 | 0 | 0 | 0 | 0 | 0 | 0 | 0 | 4.2651e-08 | 0 | 0 | 0 | 0 | 0 | 0 | 0 | 0 | 0 | 1e-06
62810_G_13500 | NY_Zone B (Genesee) | New York | 36 | Monroe | 55 | 62810 | 13500 | RIT Henrietta Solar 1, LLC | 0 | 2018 | 9999 | Solar PV | [5 empty] | Non-Fossil | G | 2030 | Solar |  | 0 | 0 | 0 | 0 | 0 | 0 | 0 | 0 | 0 | 0 | 0 | 0 | 0 | 0 | 0 | 0 | 0.3324 | 0.65653 | 1.1909 | 2.1798 | 0 | 0 | 0 | 0 | 0 | 0 | 0 | 0 | 0 | 0 | 0 | 0 | 0 | 0 | 0 | 0 | 0 | 0 | 0 | 0 | 0.050557 | 0 | 0 | 0 | 0 | 0 | 0 | 0 | 0 | 0 | 1.6
62815_G_GNWF1 | MISO_Wisconsin- Upper Michigan (WUMS) | Michigan | 26 | Delta | 41 | 62815 | GNWF1 | Gichi Noodin Wind Farm | 0 | 2020 | 9999 | Onshore Wind | [5 empty] | Non-Fossil | G | 2030 | Wind |  | 0 | 0 | 0 | 0 | 0 | 0 | 0 | 0 | 0 | 0 | 0 | 0 | 0 | 0 | 0 | 0 | 63.367 | 82.5613 | 62.2801 | 208.2084 | 0 | 0 | 0 | 0 | 0 | 0 | 0 | 0 | 0 | 0 | 0 | 0 | 0 | 0 | 0 | 0 | 0 | 0 | 0 | 0 | 2.5669 | 0 | 0 | 0 | 0 | 0 | 0 | 0 | 0 | 0 | 72.8
62824_G_DEVEN | ISONE_MA, VT, NH, RI (Rest of ISO New England) | Massachusetts | 25 | Middlesex | 17 | 62824 | DEVEN | GSPP Devens, LLC | 0 | 2019 | 9999 | Solar PV | [5 empty] | Non-Fossil | G | 2030 | Solar |  | 0 | 0 | 0 | 0 | 0 | 0 | 0 | 0 | 0 | 0 | 0 | 0 | 0 | 0 | 0 | 0 | 0.46034 | 0.92319 | 1.6948 | 3.0783 | 0 | 0 | 0 | 0 | 0 | 0 | 0 | 0 | 0 | 0 | 0 | 0 | 0 | 0 | 0 | 0 | 0 | 0 | 0 | 0 | 0.096375 | 0 | 0 | 0 | 0 | 0 | 0 | 0 | 0 | 0 | 2.2
62825_G_WESTF | ISONE_MA, VT, NH, RI (Rest of ISO New England) | Massachusetts | 25 | Hampden | 13 | 62825 | WESTF | GSPP Terrawatt Westfield LLC CSG | 0 | 2019 | 9999 | Solar PV | [5 empty] | Non-Fossil | G | 2030 | Solar |  | 0 | 0 | 0 | 0 | 0 | 0 | 0 | 0 | 0 | 0 | 0 | 0 | 0 | 0 | 0 | 0 | 0.75329 | 1.5107 | 2.7733 | 5.0372 | 0 | 0 | 0 | 0 | 0 | 0 | 0 | 0 | 0 | 0 | 0 | 0 | 0 | 0 | 0 | 0 | 0 | 0 | 0 | 0 | 0.1577 | 0 | 0 | 0 | 0 | 0 | 0 | 0 | 0 | 0 | 3.6
62826_G_RAYN | ISONE_MA, VT, NH, RI (Rest of ISO New England) | Massachusetts | 25 | Bristol | 5 | 62826 | RAYN | GSPP Raynham TMLP, LLC CSG | 0 | 2019 | 9999 | Solar PV | [5 empty] | Non-Fossil | G | 2030 | Solar |  | 0 | 0 | 0 | 0 | 0 | 0 | 0 | 0 | 0 | 0 | 0 | 0 | 0 | 0 | 0 | 0 | 0.48127 | 0.96515 | 1.7718 | 3.2182 | 0 | 0 | 0 | 0 | 0 | 0 | 0 | 0 | 0 | 0 | 0 | 0 | 0 | 0 | 0 | 0 | 0 | 0 | 0 | 0 | 0.10076 | 0 | 0 | 0 | 0 | 0 | 0 | 0 | 0 | 0 | 2.3
62827_G_AJAXS | ISONE_MA, VT, NH, RI (Rest of ISO New England) | Massachusetts | 25 | Plymouth | 23 | 62827 | AJAXS | Ajax Solar, LLC (MA) | 0 | 2017 | 9999 | Solar PV | [5 empty] | Non-Fossil | G | 2030 | Solar |  | 0 | 0 | 0 | 0 | 0 | 0 | 0 | 0 | 0 | 0 | 0 | 0 | 0 | 0 | 0 | 0 | 0.79514 | 1.5946 | 2.9273 | 5.3171 | 0 | 0 | 0 | 0 | 0 | 0 | 0 | 0 | 0 | 0 | 0 | 0 | 0 | 0 | 0 | 0 | 0 | 0 | 0 | 0 | 0.16647 | 0 | 0 | 0 | 0 | 0 | 0 | 0 | 0 | 0 | 3.8
62828_G_BOW | SERC_VACAR | South Carolina | 45 | Orangeburg | 75 | 62828 | BOW | TWE Bowman Solar Project | 0 | 2020 | 9999 | Solar PV | [5 empty] | Non-Fossil | G | 2030 | Solar |  | 0 | 0 | 0 | 0 | 0 | 0 | 0 | 0 | 0 | 0 | 0 | 0 | 0 | 0 | 0 | 0 | 24.5767 | 45.6028 | 62.6624 | 132.8419 | 0 | 0 | 0 | 0 | 0 | 0 | 0 | 0 | 0 | 0 | 0 | 0 | 0 | 0 | 0 | 0 | 0 | 0 | 0 | 0 | 2.3098 | 0 | 0 | 0 | 0 | 0 | 0 | 0 | 0 | 0 | 73.1
62829_G_HELDM | MISO_Minnesota and Western Wisconsin | Minnesota | 27 | Stearns | 145 | 62829 | HELDM | GSPP Held LLC CSG | 0 | 2019 | 9999 | Solar PV | [5 empty] | Non-Fossil | G | 2030 | Solar |  | 0 | 0 | 0 | 0 | 0 | 0 | 0 | 0 | 0 | 0 | 0 | 0 | 0 | 0 | 0 | 0 | 0.6526 | 1.5151 | 2.876 | 5.0437 | 0 | 0 | 0 | 0 | 0 | 0 | 0 | 0 | 0 | 0 | 0 | 0 | 0 | 0 | 0 | 0 | 0 | 0 | 0 | 0 | 0.094795 | 0 | 0 | 0 | 0 | 0 | 0 | 0 | 0 | 0 | 3
62830_G_IMHOL | MISO_Minnesota and Western Wisconsin | Minnesota | 27 | Stearns | 145 | 62830 | IMHOL | GSPP Imholte CSG | 0 | 2019 | 9999 | Solar PV | [5 empty] | Non-Fossil | G | 2030 | Solar |  | 0 | 0 | 0 | 0 | 0 | 0 | 0 | 0 | 0 | 0 | 0 | 0 | 0 | 0 | 0 | 0 | 0.21753 | 0.50504 | 0.95866 | 1.6812 | 0 | 0 | 0 | 0 | 0 | 0 | 0 | 0 | 0 | 0 | 0 | 0 | 0 | 0 | 0 | 0 | 0 | 0 | 0 | 0 | 0.031598 | 0 | 0 | 0 | 0 | 0 | 0 | 0 | 0 | 0 | 1
62831_G_25 | NY_Zone C&E | New York | 36 | Chemung | 15 | 62831 | 25 | Hickory Grove #1 | 0 | 2019 | 9999 | Solar PV | [5 empty] | Non-Fossil | G | 2030 | Solar |  | 0 | 0 | 0 | 0 | 0 | 0 | 0 | 0 | 0 | 0 | 0 | 0 | 0 | 0 | 0 | 0 | 0.41759 | 0.79805 | 1.3952 | 2.6108 | 0 | 0 | 0 | 0 | 0 | 0 | 0 | 0 | 0 | 0 | 0 | 0 | 0 | 0 | 0 | 0 | 0 | 0 | 0 | 0 | 0.063197 | 0 | 0 | 0 | 0 | 0 | 0 | 0 | 0 | 0 | 2
62832_G_309 | NY_Zone C&E | New York | 36 | Chemung | 15 | 62832 | 309 | Hickory Grove #2 | 0 | 2019 | 9999 | Solar PV | [5 empty] | Non-Fossil | G | 2030 | Solar |  | 0 | 0 | 0 | 0 | 0 | 0 | 0 | 0 | 0 | 0 | 0 | 0 | 0 | 0 | 0 | 0 | 0.35495 | 0.67835 | 1.1859 | 2.2192 | 0 | 0 | 0 | 0 | 0 | 0 | 0 | 0 | 0 | 0 | 0 | 0 | 0 | 0 | 0 | 0 | 0 | 0 | 0 | 0 | 0.053717 | 0 | 0 | 0 | 0 | 0 | 0 | 0 | 0 | 0 | 1.7
62833_G_PV | SPP Nebraska | Nebraska | 31 | Adams | 1 | 62833 | PV | Hastings Community Solar Farm | 0 | 2019 | 9999 | Solar PV | [5 empty] | Non-Fossil | G | 2030 | Solar |  | 0 | 0 | 0 | 0 | 0 | 0 | 0 | 0 | 0 | 0 | 0 | 0 | 0 | 0 | 0 | 0 | 0.069422 | 0.14955 | 0.28664 | 0.50561 | 0 | 0 | 0 | 0 | 0 | 0 | 0 | 0 | 0 | 0 | 0 | 0 | 0 | 0 | 0 | 0 | 0 | 0 | 0 | 0 | 0.0094795 | 0 | 0 | 0 | 0 | 0 | 0 | 0 | 0 | 0 | 0.3
62834_G_871 | NY_Zone C&E | New York | 36 | Tompkins | 109 | 62834 | 871 | Podunk Road | 0 | 2019 | 9999 | Solar PV | [5 empty] | Non-Fossil | G | 2030 | Solar |  | 0 | 0 | 0 | 0 | 0 | 0 | 0 | 0 | 0 | 0 | 0 | 0 | 0 | 0 | 0 | 0 | 0.45935 | 0.87786 | 1.5347 | 2.8719 | 0 | 0 | 0 | 0 | 0 | 0 | 0 | 0 | 0 | 0 | 0 | 0 | 0 | 0 | 0 | 0 | 0 | 0 | 0 | 0 | 0.069517 | 0 | 0 | 0 | 0 | 0 | 0 | 0 | 0 | 0 | 2.2
62835_G_ESS-1 | ISONE_MA, VT, NH, RI (Rest of ISO New England) | Massachusetts | 25 | Bristol | 5 | 62835 | ESS-1 | Acushnet Ball Plant 2 | 0 | 2019 | 9999 | Energy Storage | [5 empty] | Non-Fossil | G | 2030 | EnerStor |  | 0 | 0 | 0 | 0 | 0 | 0 | 0 | 0 | 0 | 0 | 0 | 0 | 0 | 0 | 0 | 0 | 0 | 0.000964 | 0.030848 | 0.031812 | 0 | 0 | 0 | 0 | 0 | 0 | 0 | 0 | 0 | 0 | 0 | 0 | 0 | 0 | 0 | 0 | 0 | 0 | 0 | 0 | 0.036776 | 0 | 7.5868e-06 | 0.00024278 | 0.00025036 | 0 | 0 | 0 | 0 | 0 | 1
62835_G_ESS-2 | ISONE_MA, VT, NH, RI (Rest of ISO New England) | Massachusetts | 25 | Bristol | 5 | 62835 | ESS-2 | Acushnet Ball Plant 2 | 0 | 2019 | 9999 | Energy Storage | [5 empty] | Non-Fossil | G | 2030 | EnerStor |  | 0 | 0 | 0 | 0 | 0 | 0 | 0 | 0 | 0 | 0 | 0 | 0 | 0 | 0 | 0 | 0 | 0 | 0.000482 | 0.015424 | 0.015906 | 0 | 0 | 0 | 0 | 0 | 0 | 0 | 0 | 0 | 0 | 0 | 0 | 0 | 0 | 0 | 0 | 0 | 0 | 0 | 0 | 0.018388 | 0 | 3.7934e-06 | 0.00012139 | 0.00012518 | 0 | 0 | 0 | 0 | 0 | 0.5
62839_G_ESS98 | NY_Zone J (NYC) | New York | 36 | Queens | 81 | 62839 | ESS98 | 98th Street Battery Storage Station | 0 | 2019 | 9999 | Energy Storage | [5 empty] | Non-Fossil | G | 2030 | EnerStor |  | 0 | 0 | 0 | 0 | 0 | 0 | 0 | 0 | 0 | 0 | 0 | 0 | 0 | 0 | 0 | 0 | 0.0034704 | 0.0069408 | 0.17166 | 0.18207 | 0 | 0 | 0 | 0 | 0 | 0 | 0 | 0 | 0 | 0 | 0 | 0 | 0 | 0 | 0 | 0 | 0 | 0 | 0 | 0 | 0.066197 | 2.7312e-05 | 5.4625e-05 | 0.001351 | 0.0014329 | 0 | 0 | 0 | 0 | 0 | 1.8
62842_G_1-003 | ISONE_MA, VT, NH, RI (Rest of ISO New England) | Massachusetts | 25 | Middlesex | 17 | 62842 | 1-003 | Nextsun Energy Littleton | 0 | 2013 | 9999 | Solar PV | [5 empty] | Non-Fossil | G | 2030 | Solar |  | 0 | 0 | 0 | 0 | 0 | 0 | 0 | 0 | 0 | 0 | 0 | 0 | 0 | 0 | 0 | 0 | 0.83699 | 1.6785 | 3.0814 | 5.5969 | 0 | 0 | 0 | 0 | 0 | 0 | 0 | 0 | 0 | 0 | 0 | 0 | 0 | 0 | 0 | 0 | 0 | 0 | 0 | 0 | 0.17523 | 0 | 0 | 0 | 0 | 0 | 0 | 0 | 0 | 0 | 4
62843_G_PV1 | NY_Zone F (Capital) | New York | 36 | Warren | 113 | 62843 | PV1 | Garnet Solar (NY) | 0 | 2018 | 9999 | Solar PV | [5 empty] | Non-Fossil | G | 2030 | Solar |  | 0 | 0 | 0 | 0 | 0 | 0 | 0 | 0 | 0 | 0 | 0 | 0 | 0 | 0 | 0 | 0 | 0.41785 | 0.81695 | 1.4106 | 2.6454 | 0 | 0 | 0 | 0 | 0 | 0 | 0 | 0 | 0 | 0 | 0 | 0 | 0 | 0 | 0 | 0 | 0 | 0 | 0 | 0 | 0.060037 | 0 | 0 | 0 | 0 | 0 | 0 | 0 | 0 | 0 | 1.9
62845_G_SP1 | ERCOT_West | Texas | 48 | Borden | 33 | 62845 | SP1 | ENGIE Long Draw Solar LLC | 0 | 2020 | 9999 | Solar PV | [5 empty] | Non-Fossil | G | 2030 | Solar |  | 0 | 0 | 0 | 0 | 0 | 0 | 0 | 0 | 0 | 0 | 0 | 0 | 0 | 0 | 0 | 0 | 102.5038 | 169.7134 | 254.8393 | 527.0564 | 0 | 0 | 0 | 0 | 0 | 0 | 0 | 0 | 0 | 0 | 0 | 0 | 0 | 0 | 0 | 0 | 0 | 0 | 0 | 0 | 7.1096 | 0 | 0 | 0 | 0 | 0 | 0 | 0 | 0 | 0 | 225
62847_G_FEN6 | MISO_Wisconsin- Upper Michigan (WUMS) | Wisconsin | 55 | Grant | 43 | 62847 | FEN6 | Fennimore Solar | 0 | 2019 | 9999 | Solar PV | [5 empty] | Non-Fossil | G | 2030 | Solar |  | 0 | 0 | 0 | 0 | 0 | 0 | 0 | 0 | 0 | 0 | 0 | 0 | 0 | 0 | 0 | 0 | 0.51343 | 1.3395 | 2.5271 | 4.38 | 0 | 0 | 0 | 0 | 0 | 0 | 0 | 0 | 0 | 0 | 0 | 0 | 0 | 0 | 0 | 0 | 0 | 0 | 0 | 0 | 0.1048 | 0 | 0 | 0 | 0 | 0 | 0 | 0 | 0 | 0 | 3
62848_G_NEW9 | MISO_Wisconsin- Upper Michigan (WUMS) | Wisconsin | 55 | Juneau | 57 | 62848 | NEW9 | New Lisbon Solar | 0 | 2019 | 9999 | Solar PV | [5 empty] | Non-Fossil | G | 2030 | Solar |  | 0 | 0 | 0 | 0 | 0 | 0 | 0 | 0 | 0 | 0 | 0 | 0 | 0 | 0 | 0 | 0 | 0.42786 | 1.1162 | 2.1059 | 3.65 | 0 | 0 | 0 | 0 | 0 | 0 | 0 | 0 | 0 | 0 | 0 | 0 | 0 | 0 | 0 | 0 | 0 | 0 | 0 | 0 | 0.08733 | 0 | 0 | 0 | 0 | 0 | 0 | 0 | 0 | 0 | 2.5
62849_G_CUM4 | MISO_Minnesota and Western Wisconsin | Wisconsin | 55 | Barron | 5 | 62849 | CUM4 | Cumberland Solar | 0 | 2019 | 9999 | Solar PV | [5 empty] | Non-Fossil | G | 2030 | Solar |  | 0 | 0 | 0 | 0 | 0 | 0 | 0 | 0 | 0 | 0 | 0 | 0 | 0 | 0 | 0 | 0 | 0.47909 | 1.369 | 2.4394 | 4.2875 | 0 | 0 | 0 | 0 | 0 | 0 | 0 | 0 | 0 | 0 | 0 | 0 | 0 | 0 | 0 | 0 | 0 | 0 | 0 | 0 | 0.078996 | 0 | 0 | 0 | 0 | 0 | 0 | 0 | 0 | 0 | 2.5
62856_G_MBSS | PJM_ComEd | Illinois | 17 | McHenry | 111 | 62856 | MBSS | Marengo Battery Storage LLC | 0 | 2018 | 9999 | Energy Storage | [5 empty] | Non-Fossil | G | 2030 | EnerStor |  | 0 | 0 | 0 | 0 | 0 | 0 | 0 | 0 | 0 | 0 | 0 | 0 | 0 | 0 | 0 | 0 | 0.90616 | 0.26992 | 0.79048 | 1.9666 | 0 | 0 | 0 | 0 | 0 | 0 | 0 | 0 | 0 | 0 | 0 | 0 | 0 | 0 | 0 | 0 | 0 | 0 | 0 | 0 | 0.73553 | 0.0071316 | 0.0021243 | 0.0062212 | 0.015477 | 0 | 0 | 0 | 0 | 0 | 20
62857_G_WIND1 | ISONE_Maine | Maine | 23 | Oxford | 17 | 62857 | WIND1 | RoxWind | 0 | 2020 | 9999 | Onshore Wind | [5 empty] | Non-Fossil | G | 2030 | Wind |  | 0 | 0 | 0 | 0 | 0 | 0 | 0 | 0 | 0 | 0 | 0 | 0 | 0 | 0 | 0 | 0 | 11.8944 | 15.0056 | 11.8085 | 38.7085 | 0 | 0 | 0 | 0 | 0 | 0 | 0 | 0 | 0 | 0 | 0 | 0 | 0 | 0 | 0 | 0 | 0 | 0 | 0 | 0 | 0.6326 | 0 | 0 | 0 | 0 | 0 | 0 | 0 | 0 | 0 | 15.3
62858_G_CAS3 | MISO_Wisconsin- Upper Michigan (WUMS) | Wisconsin | 55 | Monroe | 81 | 62858 | CAS3 | Cashton Solar | 0 | 2019 | 9999 | Solar PV | [5 empty] | Non-Fossil | G | 2030 | Solar |  | 0 | 0 | 0 | 0 | 0 | 0 | 0 | 0 | 0 | 0 | 0 | 0 | 0 | 0 | 0 | 0 | 0.34229 | 0.893 | 1.6847 | 2.92 | 0 | 0 | 0 | 0 | 0 | 0 | 0 | 0 | 0 | 0 | 0 | 0 | 0 | 0 | 0 | 0 | 0 | 0 | 0 | 0 | 0.069864 | 0 | 0 | 0 | 0 | 0 | 0 | 0 | 0 | 0 | 2
62859_G_COV-1 | ISONE_MA, VT, NH, RI (Rest of ISO New England) | Vermont | 50 | Orleans | 19 | 62859 | COV-1 | Coventry Clean Energy Corporation | 13500 | 2005 | 9999 | Landfill Gas | [5 empty] | Non-Fossil | G | 2030 | LF Gas |  | 2.6244e-08 | 3.5575e-08 | 4.4615e-08 | 1.0643e-07 | 0 | 0 | 0 | 0 | 0 | 0 | 0 | 0 | 0 | 0 | 0 | 0 | 1.944e-06 | 2.6352e-06 | 3.3048e-06 | 7.884e-06 | 1.5124e-06 | 2.0502e-06 | 2.5711e-06 | 6.1337e-06 | 0 | 0 | 0 | 0 | 2.9022e-09 | 3.9341e-09 | 4.9337e-09 | 1.177e-08 | 0 | 0 | 0 | 0 | 0 | 0 | 0 | 0 | 2.7162e-07 | 1.3485e-08 | 1.828e-08 | 2.2925e-08 | 5.4691e-08 | 0 | 0 | 0 | 0 | 0 | 1e-06
62859_G_COV-2 | ISONE_MA, VT, NH, RI (Rest of ISO New England) | Vermont | 50 | Orleans | 19 | 62859 | COV-2 | Coventry Clean Energy Corporation | 13500 | 2005 | 9999 | Landfill Gas | [5 empty] | Non-Fossil | G | 2030 | LF Gas |  | 2.6244e-08 | 3.5575e-08 | 4.4615e-08 | 1.0643e-07 | 0 | 0 | 0 | 0 | 0 | 0 | 0 | 0 | 0 | 0 | 0 | 0 | 1.944e-06 | 2.6352e-06 | 3.3048e-06 | 7.884e-06 | 1.5124e-06 | 2.0502e-06 | 2.5711e-06 | 6.1337e-06 | 0 | 0 | 0 | 0 | 2.9022e-09 | 3.9341e-09 | 4.9337e-09 | 1.177e-08 | 0 | 0 | 0 | 0 | 0 | 0 | 0 | 0 | 2.7162e-07 | 1.3485e-08 | 1.828e-08 | 2.2925e-08 | 5.4691e-08 | 0 | 0 | 0 | 0 | 0 | 1e-06
62859_G_COV-3 | ISONE_MA, VT, NH, RI (Rest of ISO New England) | Vermont | 50 | Orleans | 19 | 62859 | COV-3 | Coventry Clean Energy Corporation | 13500 | 2005 | 9999 | Landfill Gas | [5 empty] | Non-Fossil | G | 2030 | LF Gas |  | 2.6244e-08 | 3.5575e-08 | 4.4615e-08 | 1.0643e-07 | 0 | 0 | 0 | 0 | 0 | 0 | 0 | 0 | 0 | 0 | 0 | 0 | 1.944e-06 | 2.6352e-06 | 3.3048e-06 | 7.884e-06 | 1.5124e-06 | 2.0502e-06 | 2.5711e-06 | 6.1337e-06 | 0 | 0 | 0 | 0 | 2.9022e-09 | 3.9341e-09 | 4.9337e-09 | 1.177e-08 | 0 | 0 | 0 | 0 | 0 | 0 | 0 | 0 | 2.7162e-07 | 1.3485e-08 | 1.828e-08 | 2.2925e-08 | 5.4691e-08 | 0 | 0 | 0 | 0 | 0 | 1e-06
62859_G_COV-4 | ISONE_MA, VT, NH, RI (Rest of ISO New England) | Vermont | 50 | Orleans | 19 | 62859 | COV-4 | Coventry Clean Energy Corporation | 13500 | 2007 | 9999 | Landfill Gas | [5 empty] | Non-Fossil | G | 2030 | LF Gas |  | 2.6244e-08 | 3.5575e-08 | 4.4615e-08 | 1.0643e-07 | 0 | 0 | 0 | 0 | 0 | 0 | 0 | 0 | 0 | 0 | 0 | 0 | 1.944e-06 | 2.6352e-06 | 3.3048e-06 | 7.884e-06 | 1.5124e-06 | 2.0502e-06 | 2.5711e-06 | 6.1337e-06 | 0 | 0 | 0 | 0 | 2.9022e-09 | 3.9341e-09 | 4.9337e-09 | 1.177e-08 | 0 | 0 | 0 | 0 | 0 | 0 | 0 | 0 | 2.7162e-07 | 1.3485e-08 | 1.828e-08 | 2.2925e-08 | 5.4691e-08 | 0 | 0 | 0 | 0 | 0 | 1e-06
62859_G_COV-5 | ISONE_MA, VT, NH, RI (Rest of ISO New England) | Vermont | 50 | Orleans | 19 | 62859 | COV-5 | Coventry Clean Energy Corporation | 13500 | 2009 | 9999 | Landfill Gas | [5 empty] | Non-Fossil | G | 2030 | LF Gas |  | 2.6244e-08 | 3.5575e-08 | 4.4615e-08 | 1.0643e-07 | 0 | 0 | 0 | 0 | 0 | 0 | 0 | 0 | 0 | 0 | 0 | 0 | 1.944e-06 | 2.6352e-06 | 3.3048e-06 | 7.884e-06 | 1.5124e-06 | 2.0502e-06 | 2.5711e-06 | 6.1337e-06 | 0 | 0 | 0 | 0 | 2.9022e-09 | 3.9341e-09 | 4.9337e-09 | 1.177e-08 | 0 | 0 | 0 | 0 | 0 | 0 | 0 | 0 | 2.7162e-07 | 1.3485e-08 | 1.828e-08 | 2.2925e-08 | 5.4691e-08 | 0 | 0 | 0 | 0 | 0 | 1e-06
62860_G_263 | NY_Zone C&E | New York | 36 | Chemung | 15 | 62860 | 263 | Chambers Road Solar | 0 | 2019 | 9999 | Solar PV | [5 empty] | Non-Fossil | G | 2030 | Solar |  | 0 | 0 | 0 | 0 | 0 | 0 | 0 | 0 | 0 | 0 | 0 | 0 | 0 | 0 | 0 | 0 | 0.83517 | 1.5961 | 2.7903 | 5.2216 | 0 | 0 | 0 | 0 | 0 | 0 | 0 | 0 | 0 | 0 | 0 | 0 | 0 | 0 | 0 | 0 | 0 | 0 | 0 | 0 | 0.12639 | 0 | 0 | 0 | 0 | 0 | 0 | 0 | 0 | 0 | 4
62861_G_FOR7 | MISO_Iowa | Iowa | 19 | Winnebago | 189 | 62861 | FOR7 | Forest City Solar | 0 | 2019 | 9999 | Solar PV | [5 empty] | Non-Fossil | G | 2030 | Solar |  | 0 | 0 | 0 | 0 | 0 | 0 | 0 | 0 | 0 | 0 | 0 | 0 | 0 | 0 | 0 | 0 | 0.43128 | 0.99376 | 1.8351 | 3.2602 | 0 | 0 | 0 | 0 | 0 | 0 | 0 | 0 | 0 | 0 | 0 | 0 | 0 | 0 | 0 | 0 | 0 | 0 | 0 | 0 | 0.094795 | 0 | 0 | 0 | 0 | 0 | 0 | 0 | 0 | 0 | 3
62862_G_ES1 | MISO_Indiana (including parts of Kentucky) | Indiana | 18 | Clark | 19 | 62862 | ES1 | Nabb Battery Energy Storage System | 0 | 2020 | 9999 | Energy Storage | [5 empty] | Non-Fossil | G | 2030 | EnerStor |  | 0 | 0 | 0 | 0 | 0 | 0 | 0 | 0 | 0 | 0 | 0 | 0 | 0 | 0 | 0 | 0 | 0.22654 | 0.05784 | 0.3133 | 0.59768 | 0 | 0 | 0 | 0 | 0 | 0 | 0 | 0 | 0 | 0 | 0 | 0 | 0 | 0 | 0 | 0 | 0 | 0 | 0 | 0 | 0.18388 | 0.0017829 | 0.00045521 | 0.0024657 | 0.0047038 | 0 | 0 | 0 | 0 | 0 | 5
62868_G_ELR5 | MISO_Wisconsin- Upper Michigan (WUMS) | Wisconsin | 55 | Juneau | 57 | 62868 | ELR5 | Elroy Solar | 0 | 2019 | 9999 | Solar PV | [5 empty] | Non-Fossil | G | 2030 | Solar |  | 0 | 0 | 0 | 0 | 0 | 0 | 0 | 0 | 0 | 0 | 0 | 0 | 0 | 0 | 0 | 0 | 0.25671 | 0.66975 | 1.2635 | 2.19 | 0 | 0 | 0 | 0 | 0 | 0 | 0 | 0 | 0 | 0 | 0 | 0 | 0 | 0 | 0 | 0 | 0 | 0 | 0 | 0 | 0.052398 | 0 | 0 | 0 | 0 | 0 | 0 | 0 | 0 | 0 | 1.5
62869_G_STC10 | MISO_Minnesota and Western Wisconsin | Minnesota | 27 | Winona | 169 | 62869 | STC10 | St. Charles Solar | 0 | 2019 | 9999 | Solar PV | [5 empty] | Non-Fossil | G | 2030 | Solar |  | 0 | 0 | 0 | 0 | 0 | 0 | 0 | 0 | 0 | 0 | 0 | 0 | 0 | 0 | 0 | 0 | 0.43507 | 1.0101 | 1.9173 | 3.3625 | 0 | 0 | 0 | 0 | 0 | 0 | 0 | 0 | 0 | 0 | 0 | 0 | 0 | 0 | 0 | 0 | 0 | 0 | 0 | 0 | 0.063197 | 0 | 0 | 0 | 0 | 0 | 0 | 0 | 0 | 0 | 2
62870_G_79711 | ISONE_MA, VT, NH, RI (Rest of ISO New England) | Massachusetts | 25 | Worcester | 27 | 62870 | 79711 | Gardner - Otter River Road | 0 | 2019 | 9999 | Solar PV | [5 empty] | Non-Fossil | G | 2030 | Solar |  | 0 | 0 | 0 | 0 | 0 | 0 | 0 | 0 | 0 | 0 | 0 | 0 | 0 | 0 | 0 | 0 | 0.52312 | 1.0491 | 1.9259 | 3.4981 | 0 | 0 | 0 | 0 | 0 | 0 | 0 | 0 | 0 | 0 | 0 | 0 | 0 | 0 | 0 | 0 | 0 | 0 | 0 | 0 | 0.10952 | 0 | 0 | 0 | 0 | 0 | 0 | 0 | 0 | 0 | 2.5
62873_G_7474 | SERC_VACAR | North Carolina | 37 | Pitt | 147 | 62873 | 7474 | Carolina Poultry Power Farmville | 7611 | 2019 | 9999 | Biomass | [5 empty] | Non-Fossil | G | 2030 |  | Biomass Retirement | 0 | 0 | 0 | 0 | 0 | 0 | 0 | 0 | 0 | 0 | 0 | 0 | 0 | 0 | 0 | 0 | 0 | 0 | 0 | 0 | 0 | 0 | 0 | 0 | 0 | 0 | 0 | 0 | 0 | 0 | 0 | 0 | 0 | 0 | 0 | 0 | 0 | 0 | 0 | 0 | 0 | 0 | 0 | 0 | 0 | 0 | 0 | 0 | 0 | 0 | 0.8
62873_G_7475 | SERC_VACAR | North Carolina | 37 | Pitt | 147 | 62873 | 7475 | Carolina Poultry Power Farmville | 7611 | 2019 | 9999 | Biomass | [5 empty] | Non-Fossil | G | 2030 |  | Biomass Retirement | 0 | 0 | 0 | 0 | 0 | 0 | 0 | 0 | 0 | 0 | 0 | 0 | 0 | 0 | 0 | 0 | 0 | 0 | 0 | 0 | 0 | 0 | 0 | 0 | 0 | 0 | 0 | 0 | 0 | 0 | 0 | 0 | 0 | 0 | 0 | 0 | 0 | 0 | 0 | 0 | 0 | 0 | 0 | 0 | 0 | 0 | 0 | 0 | 0 | 0 | 0.8
62873_G_7476 | SERC_VACAR | North Carolina | 37 | Pitt | 147 | 62873 | 7476 | Carolina Poultry Power Farmville | 13500 | 2019 | 9999 | Biomass | [5 empty] | Non-Fossil | G | 2030 |  | Biomass Retirement | 0 | 0 | 0 | 0 | 0 | 0 | 0 | 0 | 0 | 0 | 0 | 0 | 0 | 0 | 0 | 0 | 0 | 0 | 0 | 0 | 0 | 0 | 0 | 0 | 0 | 0 | 0 | 0 | 0 | 0 | 0 | 0 | 0 | 0 | 0 | 0 | 0 | 0 | 0 | 0 | 0 | 0 | 0 | 0 | 0 | 0 | 0 | 0 | 0 | 0 | 0.1
62876_G_DCA1 | PJM_SWMAAC | Maryland | 24 | Baltimore | 5 | 62876 | DCA1 | Amazon Maryland DCA1 | 0 | 2019 | 9999 | Solar PV | [5 empty] | Non-Fossil | G | 2030 | Solar |  | 0 | 0 | 0 | 0 | 0 | 0 | 0 | 0 | 0 | 0 | 0 | 0 | 0 | 0 | 0 | 0 | 0.32873 | 0.66332 | 1.0319 | 2.0239 | 0 | 0 | 0 | 0 | 0 | 0 | 0 | 0 | 0 | 0 | 0 | 0 | 0 | 0 | 0 | 0 | 0 | 0 | 0 | 0 | 0.049804 | 0 | 0 | 0 | 0 | 0 | 0 | 0 | 0 | 0 | 1.3
62877_G_ADEN3 | WECC_Colorado | Colorado | 8 | Adams | 1 | 62877 | ADEN3 | Amazon Denver DEN3 | 0 | 2019 | 9999 | Solar PV | [5 empty] | Non-Fossil | G | 2030 | Solar |  | 0 | 0 | 0 | 0 | 0 | 0 | 0 | 0 | 0 | 0 | 0 | 0 | 0 | 0 | 0 | 0 | 1.6402 | 3.186 | 5.0918 | 9.918 | 0 | 0 | 0 | 0 | 0 | 0 | 0 | 0 | 0 | 0 | 0 | 0 | 0 | 0 | 0 | 0 | 0 | 0 | 0 | 0 | 0.2017 | 0 | 0 | 0 | 0 | 0 | 0 | 0 | 0 | 0 | 4.6
62878_G_MCCOT | SERC_Southeastern | Georgia | 13 | Terrell | 273 | 62878 | MCCOT | McCleskey Cotton | 0 | 2019 | 9999 | Solar PV | [5 empty] | Non-Fossil | G | 2030 | Solar |  | 0 | 0 | 0 | 0 | 0 | 0 | 0 | 0 | 0 | 0 | 0 | 0 | 0 | 0 | 0 | 0 | 0.68772 | 1.2322 | 1.9103 | 3.8303 | 0 | 0 | 0 | 0 | 0 | 0 | 0 | 0 | 0 | 0 | 0 | 0 | 0 | 0 | 0 | 0 | 0 | 0 | 0 | 0 | 0.065712 | 0 | 0 | 0 | 0 | 0 | 0 | 0 | 0 | 0 | 1.9
62879_G_COBRY | SERC_VACAR | Georgia | 13 | Columbia | 73 | 62879 | COBRY | Columbia Bryson | 0 | 2018 | 9999 | Solar PV | [5 empty] | Non-Fossil | G | 2030 | Solar |  | 0 | 0 | 0 | 0 | 0 | 0 | 0 | 0 | 0 | 0 | 0 | 0 | 0 | 0 | 0 | 0 | 0.41055 | 0.81347 | 1.2926 | 2.5166 | 0 | 0 | 0 | 0 | 0 | 0 | 0 | 0 | 0 | 0 | 0 | 0 | 0 | 0 | 0 | 0 | 0 | 0 | 0 | 0 | 0.044238 | 0 | 0 | 0 | 0 | 0 | 0 | 0 | 0 | 0 | 1.4
62880_G_BIBBJ | SERC_Southeastern | Georgia | 13 | Bibb | 21 | 62880 | BIBBJ | Bibb Jones | 0 | 2019 | 9999 | Solar PV | [5 empty] | Non-Fossil | G | 2030 | Solar |  | 0 | 0 | 0 | 0 | 0 | 0 | 0 | 0 | 0 | 0 | 0 | 0 | 0 | 0 | 0 | 0 | 0.36196 | 0.64854 | 1.0054 | 2.0159 | 0 | 0 | 0 | 0 | 0 | 0 | 0 | 0 | 0 | 0 | 0 | 0 | 0 | 0 | 0 | 0 | 0 | 0 | 0 | 0 | 0.034585 | 0 | 0 | 0 | 0 | 0 | 0 | 0 | 0 | 0 | 1
62881_G_MUSPW | SERC_Southeastern | Georgia | 13 | Muscogee | 215 | 62881 | MUSPW | Muscogee Public Works | 0 | 2019 | 9999 | Solar PV | [5 empty] | Non-Fossil | G | 2030 | Solar |  | 0 | 0 | 0 | 0 | 0 | 0 | 0 | 0 | 0 | 0 | 0 | 0 | 0 | 0 | 0 | 0 | 0.54294 | 0.97282 | 1.5082 | 3.0239 | 0 | 0 | 0 | 0 | 0 | 0 | 0 | 0 | 0 | 0 | 0 | 0 | 0 | 0 | 0 | 0 | 0 | 0 | 0 | 0 | 0.051878 | 0 | 0 | 0 | 0 | 0 | 0 | 0 | 0 | 0 | 1.5
62882_G_OLDRY | SERC_Southeastern | Georgia | 13 | Thomas | 275 | 62882 | OLDRY | Oil Dri 2 Solar | 0 | 2019 | 9999 | Solar PV | [5 empty] | Non-Fossil | G | 2030 | Solar |  | 0 | 0 | 0 | 0 | 0 | 0 | 0 | 0 | 0 | 0 | 0 | 0 | 0 | 0 | 0 | 0 | 0.50674 | 0.90796 | 1.4076 | 2.8223 | 0 | 0 | 0 | 0 | 0 | 0 | 0 | 0 | 0 | 0 | 0 | 0 | 0 | 0 | 0 | 0 | 0 | 0 | 0 | 0 | 0.04842 | 0 | 0 | 0 | 0 | 0 | 0 | 0 | 0 | 0 | 1.4
62883_G_TELTO | SERC_Southeastern | Georgia | 13 | Telfair | 271 | 62883 | TELTO | Telfair Thompson | 0 | 2018 | 9999 | Solar PV | [5 empty] | Non-Fossil | G | 2030 | Solar |  | 0 | 0 | 0 | 0 | 0 | 0 | 0 | 0 | 0 | 0 | 0 | 0 | 0 | 0 | 0 | 0 | 0.68772 | 1.2322 | 1.9103 | 3.8303 | 0 | 0 | 0 | 0 | 0 | 0 | 0 | 0 | 0 | 0 | 0 | 0 | 0 | 0 | 0 | 0 | 0 | 0 | 0 | 0 | 0.065712 | 0 | 0 | 0 | 0 | 0 | 0 | 0 | 0 | 0 | 1.9
62884_G_RICHA | SERC_Southeastern | Georgia | 13 | Richmond | 245 | 62884 | RICHA | Richmond Hayes Solar | 0 | 2019 | 9999 | Solar PV | [5 empty] | Non-Fossil | G | 2030 | Solar |  | 0 | 0 | 0 | 0 | 0 | 0 | 0 | 0 | 0 | 0 | 0 | 0 | 0 | 0 | 0 | 0 | 0.83251 | 1.4917 | 2.3125 | 4.6367 | 0 | 0 | 0 | 0 | 0 | 0 | 0 | 0 | 0 | 0 | 0 | 0 | 0 | 0 | 0 | 0 | 0 | 0 | 0 | 0 | 0.079546 | 0 | 0 | 0 | 0 | 0 | 0 | 0 | 0 | 0 | 2.3
62885_G_TROUP | SERC_Southeastern | Georgia | 13 | Harris | 145 | 62885 | TROUP | Troup RC50 | 0 | 2019 | 9999 | Solar PV | [5 empty] | Non-Fossil | G | 2030 | Solar |  | 0 | 0 | 0 | 0 | 0 | 0 | 0 | 0 | 0 | 0 | 0 | 0 | 0 | 0 | 0 | 0 | 0.83251 | 1.4917 | 2.3125 | 4.6367 | 0 | 0 | 0 | 0 | 0 | 0 | 0 | 0 | 0 | 0 | 0 | 0 | 0 | 0 | 0 | 0 | 0 | 0 | 0 | 0 | 0.079546 | 0 | 0 | 0 | 0 | 0 | 0 | 0 | 0 | 0 | 2.3
62886_G_WILKD | SERC_Southeastern | Georgia | 13 | Wilkinson | 319 | 62886 | WILKD | Wilkinson DeFore | 0 | 2019 | 9999 | Solar PV | [5 empty] | Non-Fossil | G | 2030 | Solar |  | 0 | 0 | 0 | 0 | 0 | 0 | 0 | 0 | 0 | 0 | 0 | 0 | 0 | 0 | 0 | 0 | 0.83251 | 1.4917 | 2.3125 | 4.6367 | 0 | 0 | 0 | 0 | 0 | 0 | 0 | 0 | 0 | 0 | 0 | 0 | 0 | 0 | 0 | 0 | 0 | 0 | 0 | 0 | 0.079546 | 0 | 0 | 0 | 0 | 0 | 0 | 0 | 0 | 0 | 2.3
62887_G_FREAV | SERC_Southeastern | Georgia | 13 | Sumter | 261 | 62887 | FREAV | Freeman Avenue | 0 | 2019 | 9999 | Solar PV | [5 empty] | Non-Fossil | G | 2030 | Solar |  | 0 | 0 | 0 | 0 | 0 | 0 | 0 | 0 | 0 | 0 | 0 | 0 | 0 | 0 | 0 | 0 | 0.50674 | 0.90796 | 1.4076 | 2.8223 | 0 | 0 | 0 | 0 | 0 | 0 | 0 | 0 | 0 | 0 | 0 | 0 | 0 | 0 | 0 | 0 | 0 | 0 | 0 | 0 | 0.04842 | 0 | 0 | 0 | 0 | 0 | 0 | 0 | 0 | 0 | 1.4
62890_G_BOXBR | ISONE_MA, VT, NH, RI (Rest of ISO New England) | Massachusetts | 25 | Middlesex | 17 | 62890 | BOXBR | GSPP Boxborough Littleton (MA) | 0 | 2019 | 9999 | Solar PV | [5 empty] | Non-Fossil | G | 2030 | Solar |  | 0 | 0 | 0 | 0 | 0 | 0 | 0 | 0 | 0 | 0 | 0 | 0 | 0 | 0 | 0 | 0 | 0.83699 | 1.6785 | 3.0814 | 5.5969 | 0 | 0 | 0 | 0 | 0 | 0 | 0 | 0 | 0 | 0 | 0 | 0 | 0 | 0 | 0 | 0 | 0 | 0 | 0 | 0 | 0.17523 | 0 | 0 | 0 | 0 | 0 | 0 | 0 | 0 | 0 | 4
62897_G_HHCW1 | ISONE_MA, VT, NH, RI (Rest of ISO New England) | Massachusetts | 25 | Hampden | 13 | 62897 | HHCW1 | Holiday Hill Community Wind | 0 | 2019 | 9999 | Onshore Wind | [5 empty] | Non-Fossil | G | 2030 | Wind |  | 0 | 0 | 0 | 0 | 0 | 0 | 0 | 0 | 0 | 0 | 0 | 0 | 0 | 0 | 0 | 0 | 3.8185 | 5.2129 | 3.9733 | 13.0047 | 0 | 0 | 0 | 0 | 0 | 0 | 0 | 0 | 0 | 0 | 0 | 0 | 0 | 0 | 0 | 0 | 0 | 0 | 0 | 0 | 0.20805 | 0 | 0 | 0 | 0 | 0 | 0 | 0 | 0 | 0 | 5
62898_G_X0042 | ISONE_MA, VT, NH, RI (Rest of ISO New England) | Rhode Island | 44 | Providence | 7 | 62898 | X0042 | Town of Burrillville Solar | 0 | 2019 | 9999 | Solar PV | [5 empty] | Non-Fossil | G | 2030 | Solar |  | 0 | 0 | 0 | 0 | 0 | 0 | 0 | 0 | 0 | 0 | 0 | 0 | 0 | 0 | 0 | 0 | 0.92039 | 1.9619 | 3.1937 | 6.076 | 0 | 0 | 0 | 0 | 0 | 0 | 0 | 0 | 0 | 0 | 0 | 0 | 0 | 0 | 0 | 0 | 0 | 0 | 0 | 0 | 0.13271 | 0 | 0 | 0 | 0 | 0 | 0 | 0 | 0 | 0 | 4.2
62900_G_PV | SERC_Central_TVA | Tennessee | 47 | Fayette | 47 | 62900 | PV | Somerville Solar | 0 | 2019 | 9999 | Solar PV | [5 empty] | Non-Fossil | G | 2030 | Solar |  | 0 | 0 | 0 | 0 | 0 | 0 | 0 | 0 | 0 | 0 | 0 | 0 | 0 | 0 | 0 | 0 | 0.62149 | 1.1983 | 1.7989 | 3.6187 | 0 | 0 | 0 | 0 | 0 | 0 | 0 | 0 | 0 | 0 | 0 | 0 | 0 | 0 | 0 | 0 | 0 | 0 | 0 | 0 | 0.079677 | 0 | 0 | 0 | 0 | 0 | 0 | 0 | 0 | 0 | 2.3
62901_G_CCHP | PJM_Western MAAC | Pennsylvania | 42 | Dauphin | 43 | 62901 | CCHP | Phoenix Contact - CCHP Plant | 8700 | 2014 | 9999 | Combustion Turbine | [5 empty] | Fossil | G | 2030 | NaturalGas |  | 0.0068438 | 0.0029723 | 0.0080366 | 0.017853 | 0 | 0 | 0 | 0 | 0 | 0 | 0 | 0 | 0 | 0 | 0 | 0 | 0.78664 | 0.34165 | 0.92374 | 2.052 | 0.58962 | 0.25608 | 0.69239 | 1.5381 | 7.0505e-10 | 3.0621e-10 | 8.2793e-10 | 1.8392e-09 | 0.0012033 | 0.00052261 | 0.001413 | 0.003139 | 0 | 0 | 0 | 0 | 0 | 0 | 0 | 0 | 0.019725 | 0.0051289 | 0.0022275 | 0.0060228 | 0.013379 | 0.01581 | 0.0056742 | 0.012981 | 0.034465 | 0 | 1
62902_G_WUS15 | WECC_Northern California (not including BANC) | California | 6 | Sonoma | 97 | 62902 | WUS15 | Windsor Floating Solar | 0 | 2019 | 9999 | Solar PV | [5 empty] | Non-Fossil | G | 2030 | Solar |  | 0 | 0 | 0 | 0 | 0 | 0 | 0 | 0 | 0 | 0 | 0 | 0 | 0 | 0 | 0 | 0 | 0.55737 | 1.1145 | 1.8801 | 3.5519 | 0 | 0 | 0 | 0 | 0 | 0 | 0 | 0 | 0 | 0 | 0 | 0 | 0 | 0 | 0 | 0 | 0 | 0 | 0 | 0 | 0.06803 | 0 | 0 | 0 | 0 | 0 | 0 | 0 | 0 | 0 | 1.5
62903_G_NPSP1 | PJM_EMAAC | New Jersey | 34 | Burlington | 5 | 62903 | NPSP1 | NorthPark Solar | 0 | 2016 | 9999 | Solar PV | [5 empty] | Non-Fossil | G | 2030 | Solar |  | 0 | 0 | 0 | 0 | 0 | 0 | 0 | 0 | 0 | 0 | 0 | 0 | 0 | 0 | 0 | 0 | 1.2859 | 2.7784 | 4.6072 | 8.6715 | 0 | 0 | 0 | 0 | 0 | 0 | 0 | 0 | 0 | 0 | 0 | 0 | 0 | 0 | 0 | 0 | 0 | 0 | 0 | 0 | 0.27918 | 0 | 0 | 0 | 0 | 0 | 0 | 0 | 0 | 0 | 6.1
62903_G_NPSP2 | PJM_EMAAC | New Jersey | 34 | Burlington | 5 | 62903 | NPSP2 | NorthPark Solar | 0 | 2016 | 9999 | Solar PV | [5 empty] | Non-Fossil | G | 2030 | Solar |  | 0 | 0 | 0 | 0 | 0 | 0 | 0 | 0 | 0 | 0 | 0 | 0 | 0 | 0 | 0 | 0 | 0.9486 | 2.0496 | 3.3987 | 6.397 | 0 | 0 | 0 | 0 | 0 | 0 | 0 | 0 | 0 | 0 | 0 | 0 | 0 | 0 | 0 | 0 | 0 | 0 | 0 | 0 | 0.20595 | 0 | 0 | 0 | 0 | 0 | 0 | 0 | 0 | 0 | 4.5
62904_G_NPSMH | PJM_EMAAC | New Jersey | 34 | Monmouth | 25 | 62904 | NPSMH | Milhurst Solar | 0 | 2015 | 9999 | Solar PV | [5 empty] | Non-Fossil | G | 2030 | Solar |  | 0 | 0 | 0 | 0 | 0 | 0 | 0 | 0 | 0 | 0 | 0 | 0 | 0 | 0 | 0 | 0 | 0.27404 | 0.59212 | 0.98186 | 1.848 | 0 | 0 | 0 | 0 | 0 | 0 | 0 | 0 | 0 | 0 | 0 | 0 | 0 | 0 | 0 | 0 | 0 | 0 | 0 | 0 | 0.059497 | 0 | 0 | 0 | 0 | 0 | 0 | 0 | 0 | 0 | 1.3
62905_G_DAY04 | PJM_EMAAC | New Jersey | 34 | Burlington | 5 | 62905 | DAY04 | Day Four Solar LLC | 0 | 2016 | 9999 | Solar PV | [5 empty] | Non-Fossil | G | 2030 | Solar |  | 0 | 0 | 0 | 0 | 0 | 0 | 0 | 0 | 0 | 0 | 0 | 0 | 0 | 0 | 0 | 0 | 0.9486 | 2.0496 | 3.3987 | 6.397 | 0 | 0 | 0 | 0 | 0 | 0 | 0 | 0 | 0 | 0 | 0 | 0 | 0 | 0 | 0 | 0 | 0 | 0 | 0 | 0 | 0.20595 | 0 | 0 | 0 | 0 | 0 | 0 | 0 | 0 | 0 | 4.5
62906_G_AUGSF | PJM_EMAAC | New Jersey | 34 | Sussex | 37 | 62906 | AUGSF | Augusta Solar Farm | 0 | 2016 | 9999 | Solar PV | [5 empty] | Non-Fossil | G | 2030 | Solar |  | 0 | 0 | 0 | 0 | 0 | 0 | 0 | 0 | 0 | 0 | 0 | 0 | 0 | 0 | 0 | 0 | 0.61132 | 1.3209 | 2.1903 | 4.1225 | 0 | 0 | 0 | 0 | 0 | 0 | 0 | 0 | 0 | 0 | 0 | 0 | 0 | 0 | 0 | 0 | 0 | 0 | 0 | 0 | 0.13273 | 0 | 0 | 0 | 0 | 0 | 0 | 0 | 0 | 0 | 2.9
62907_G_VEC | ISONE_MA, VT, NH, RI (Rest of ISO New England) | Vermont | 50 | Chittenden | 7 | 62907 | VEC | VEC Energy Storage | 0 | 2019 | 9999 | Energy Storage | [5 empty] | Non-Fossil | G | 2030 | EnerStor |  | 0 | 0 | 0 | 0 | 0 | 0 | 0 | 0 | 0 | 0 | 0 | 0 | 0 | 0 | 0 | 0 | 0.1447 | 0.0018316 | 0.18682 | 0.33335 | 0 | 0 | 0 | 0 | 0 | 0 | 0 | 0 | 0 | 0 | 0 | 0 | 0 | 0 | 0 | 0 | 0 | 0 | 0 | 0 | 0.069875 | 0.0011388 | 1.4415e-05 | 0.0014703 | 0.0026235 | 0 | 0 | 0 | 0 | 0 | 1.9
62908_G_BA | MISO_Minnesota and Western Wisconsin | Minnesota | 27 | Anoka | 3 | 62908 | BA | Anoka BESS | 0 | 2018 | 9999 | Energy Storage | [5 empty] | Non-Fossil | G | 2030 | EnerStor |  | 0 | 0 | 0 | 0 | 0 | 0 | 0 | 0 | 0 | 0 | 0 | 0 | 0 | 0 | 0 | 0 | 0.26028 | 0.13303 | 0.092544 | 0.48586 | 0 | 0 | 0 | 0 | 0 | 0 | 0 | 0 | 0 | 0 | 0 | 0 | 0 | 0 | 0 | 0 | 0 | 0 | 0 | 0 | 0.22066 | 0.0020484 | 0.001047 | 0.00072833 | 0.0038237 | 0 | 0 | 0 | 0 | 0 | 6
62910_G_X0008 | PJM_SWMAAC | Maryland | 24 | Montgomery | 31 | 62910 | X0008 | MNCPPC Germantown Solar | 0 | 2018 | 9999 | Solar PV | [5 empty] | Non-Fossil | G | 2030 | Solar |  | 0 | 0 | 0 | 0 | 0 | 0 | 0 | 0 | 0 | 0 | 0 | 0 | 0 | 0 | 0 | 0 | 0.25287 | 0.51024 | 0.79375 | 1.5569 | 0 | 0 | 0 | 0 | 0 | 0 | 0 | 0 | 0 | 0 | 0 | 0 | 0 | 0 | 0 | 0 | 0 | 0 | 0 | 0 | 0.03831 | 0 | 0 | 0 | 0 | 0 | 0 | 0 | 0 | 0 | 1
62911_G_GILL | ISONE_MA, VT, NH, RI (Rest of ISO New England) | Massachusetts | 25 | Franklin | 11 | 62911 | GILL | Kearsarge Gill | 0 | 2018 | 9999 | Solar PV | [5 empty] | Non-Fossil | G | 2030 | Solar |  | 0 | 0 | 0 | 0 | 0 | 0 | 0 | 0 | 0 | 0 | 0 | 0 | 0 | 0 | 0 | 0 | 0.41849 | 0.83926 | 1.5407 | 2.7985 | 0 | 0 | 0 | 0 | 0 | 0 | 0 | 0 | 0 | 0 | 0 | 0 | 0 | 0 | 0 | 0 | 0 | 0 | 0 | 0 | 0.087614 | 0 | 0 | 0 | 0 | 0 | 0 | 0 | 0 | 0 | 2
62913_G_SCHNE | MISO_Minnesota and Western Wisconsin | Minnesota | 27 | Stearns | 145 | 62913 | SCHNE | Novel Solar Two LLC | 0 | 2019 | 9999 | Solar PV | [5 empty] | Non-Fossil | G | 2030 | Solar |  | 0 | 0 | 0 | 0 | 0 | 0 | 0 | 0 | 0 | 0 | 0 | 0 | 0 | 0 | 0 | 0 | 1.0877 | 2.5252 | 4.7933 | 8.4061 | 0 | 0 | 0 | 0 | 0 | 0 | 0 | 0 | 0 | 0 | 0 | 0 | 0 | 0 | 0 | 0 | 0 | 0 | 0 | 0 | 0.15799 | 0 | 0 | 0 | 0 | 0 | 0 | 0 | 0 | 0 | 5
62918_G_HYD1 | PJM West | Indiana | 18 | St Joseph | 141 | 62918 | HYD1 | Notre Dame Hydro | 0 | 2022 | 9999 | Hydro | [5 empty] | Non-Fossil | G | 2030 | Hydro |  | 0 | 0 | 0 | 0 | 0 | 0 | 0 | 0 | 0 | 0 | 0 | 0 | 0 | 0 | 0 | 0 | 3.8977 | 5.2845 | 7.4533 | 16.6355 | 0 | 0 | 0 | 0 | 0 | 0 | 0 | 0 | 0 | 0 | 0 | 0 | 0 | 0 | 0 | 0 | 0 | 0 | 0 | 0 | 0.039521 | 0.0054179 | 0.0073454 | 0.01036 | 0.023123 | 0 | 0 | 0 | 0 | 0 | 2.5
62920_G_CG-1 | NY_Zone C&E | New York | 36 | Oneida | 65 | 62920 | CG-1 | Burrstone Energy Center | 8700 | 2009 | 9999 | Combustion Turbine | [5 empty] | Fossil | G | 2030 | NaturalGas |  | 0.018636 | 0 | 0.0049031 | 0.023539 | 0 | 0 | 0 | 0 | 0 | 0 | 0 | 0 | 0 | 0 | 0 | 0 | 2.1421 | 0 | 0.56357 | 2.7057 | 1.5403 | 0 | 0.40523 | 1.9455 | 1.8418e-09 | 0 | 4.8456e-10 | 2.3264e-09 | 0.013958 | 0 | 0.0036721 | 0.01763 | 0 | 0 | 0 | 0 | 0 | 0 | 0 | 0 | 0.021698 | 0.010111 | 0 | 0.00266 | 0.012771 | 0.055893 | 0 | 0.0090355 | 0.064929 | 0 | 1.1
62920_G_CG-2 | NY_Zone C&E | New York | 36 | Oneida | 65 | 62920 | CG-2 | Burrstone Energy Center | 8700 | 2009 | 9999 | Combustion Turbine | [5 empty] | Fossil | G | 2030 | NaturalGas |  | 0.018636 | 0 | 0.0049031 | 0.023539 | 0 | 0 | 0 | 0 | 0 | 0 | 0 | 0 | 0 | 0 | 0 | 0 | 2.1421 | 0 | 0.56357 | 2.7057 | 1.5403 | 0 | 0.40523 | 1.9455 | 1.8418e-09 | 0 | 4.8456e-10 | 2.3264e-09 | 0.013958 | 0 | 0.0036721 | 0.01763 | 0 | 0 | 0 | 0 | 0 | 0 | 0 | 0 | 0.021698 | 0.010111 | 0 | 0.00266 | 0.012771 | 0.055893 | 0 | 0.0090355 | 0.064929 | 0 | 1.1
62920_G_CG-3 | NY_Zone C&E | New York | 36 | Oneida | 65 | 62920 | CG-3 | Burrstone Energy Center | 8700 | 2009 | 9999 | Combustion Turbine | [5 empty] | Fossil | G | 2030 | NaturalGas |  | 0.018636 | 0 | 0.0049031 | 0.023539 | 0 | 0 | 0 | 0 | 0 | 0 | 0 | 0 | 0 | 0 | 0 | 0 | 2.1421 | 0 | 0.56357 | 2.7057 | 1.5403 | 0 | 0.40523 | 1.9455 | 1.8418e-09 | 0 | 4.8456e-10 | 2.3264e-09 | 0.013958 | 0 | 0.0036721 | 0.01763 | 0 | 0 | 0 | 0 | 0 | 0 | 0 | 0 | 0.021698 | 0.010111 | 0 | 0.00266 | 0.012771 | 0.055893 | 0 | 0.0090355 | 0.064929 | 0 | 1.1
62920_G_CG-4 | NY_Zone C&E | New York | 36 | Oneida | 65 | 62920 | CG-4 | Burrstone Energy Center | 8700 | 2009 | 9999 | Combustion Turbine | [5 empty] | Fossil | G | 2030 | NaturalGas |  | 0.0050826 | 0 | 0.0013372 | 0.0064198 | 0 | 0 | 0 | 0 | 0 | 0 | 0 | 0 | 0 | 0 | 0 | 0 | 0.58421 | 0 | 0.1537 | 0.73791 | 0.42008 | 0 | 0.11052 | 0.53059 | 5.0231e-10 | 0 | 1.3215e-10 | 6.3446e-10 | 0.0038066 | 0 | 0.0010015 | 0.0048081 | 0 | 0 | 0 | 0 | 0 | 0 | 0 | 0 | 0.0059176 | 0.0027575 | 0 | 0.00072547 | 0.0034829 | 0.015244 | 0 | 0.0024642 | 0.017708 | 0 | 0.3
62931_G_PRATT | SPP North- (Kansas, Missouri) | Kansas | 20 | Pratt | 151 | 62931 | PRATT | City of Pratt Solar | 0 | 2019 | 9999 | Solar PV | [5 empty] | Non-Fossil | G | 2030 | Solar |  | 0 | 0 | 0 | 0 | 0 | 0 | 0 | 0 | 0 | 0 | 0 | 0 | 0 | 0 | 0 | 0 | 1.5274 | 3.424 | 5.9142 | 10.8656 | 0 | 0 | 0 | 0 | 0 | 0 | 0 | 0 | 0 | 0 | 0 | 0 | 0 | 0 | 0 | 0 | 0 | 0 | 0 | 0 | 0.18959 | 0 | 0 | 0 | 0 | 0 | 0 | 0 | 0 | 0 | 6
62932_G_OBR1B | ERCOT_West | Texas | 48 | Ector | 135 | 62932 | OBR1B | Oberon IB | 0 | 2020 | 9999 | Solar PV | [5 empty] | Non-Fossil | G | 2030 | Solar |  | 0 | 0 | 0 | 0 | 0 | 0 | 0 | 0 | 0 | 0 | 0 | 0 | 0 | 0 | 0 | 0 | 13.6672 | 22.6285 | 33.9786 | 70.2742 | 0 | 0 | 0 | 0 | 0 | 0 | 0 | 0 | 0 | 0 | 0 | 0 | 0 | 0 | 0 | 0 | 0 | 0 | 0 | 0 | 0.94795 | 0 | 0 | 0 | 0 | 0 | 0 | 0 | 0 | 0 | 30
62933_G_OBR1A | ERCOT_West | Texas | 48 | Ector | 135 | 62933 | OBR1A | Oberon IA | 0 | 2020 | 9999 | Solar PV | [5 empty] | Non-Fossil | G | 2030 | Solar |  | 0 | 0 | 0 | 0 | 0 | 0 | 0 | 0 | 0 | 0 | 0 | 0 | 0 | 0 | 0 | 0 | 68.3359 | 113.1423 | 169.8928 | 351.3709 | 0 | 0 | 0 | 0 | 0 | 0 | 0 | 0 | 0 | 0 | 0 | 0 | 0 | 0 | 0 | 0 | 0 | 0 | 0 | 0 | 4.7398 | 0 | 0 | 0 | 0 | 0 | 0 | 0 | 0 | 0 | 150
62934_G_GEN1 | WECC_Northern Nevada | Nevada | 32 | Lander | 15 | 62934 | GEN1 | Lovelock Solar | 0 | 2020 | 9999 | Solar PV | [5 empty] | Non-Fossil | G | 2030 | Solar |  | 0 | 0 | 0 | 0 | 0 | 0 | 0 | 0 | 0 | 0 | 0 | 0 | 0 | 0 | 0 | 0 | 63.0152 | 129.7555 | 203.8318 | 396.6024 | 0 | 0 | 0 | 0 | 0 | 0 | 0 | 0 | 0 | 0 | 0 | 0 | 0 | 0 | 0 | 0 | 0 | 0 | 0 | 0 | 8.5142 | 0 | 0 | 0 | 0 | 0 | 0 | 0 | 0 | 0 | 190
62937_G_BA | MISO_Minnesota and Western Wisconsin | Minnesota | 27 | Isanti | 59 | 62937 | BA | Athens BESS | 0 | 2018 | 9999 | Energy Storage | [5 empty] | Non-Fossil | G | 2030 | EnerStor |  | 0 | 0 | 0 | 0 | 0 | 0 | 0 | 0 | 0 | 0 | 0 | 0 | 0 | 0 | 0 | 0 | 0.26028 | 0.13303 | 0.092544 | 0.48586 | 0 | 0 | 0 | 0 | 0 | 0 | 0 | 0 | 0 | 0 | 0 | 0 | 0 | 0 | 0 | 0 | 0 | 0 | 0 | 0 | 0.22066 | 0.0020484 | 0.001047 | 0.00072833 | 0.0038237 | 0 | 0 | 0 | 0 | 0 | 6
62938_G_39001 | MISO_MT, SD, ND | North Dakota | 38 | Morton | 59 | 62938 | 39001 | Glen Ullin Energy Center | 0 | 2019 | 9999 | Onshore Wind | [5 empty] | Non-Fossil | G | 2030 | Wind |  | 0 | 0 | 0 | 0 | 0 | 0 | 0 | 0 | 0 | 0 | 0 | 0 | 0 | 0 | 0 | 0 | 94.4692 | 135.0293 | 129.5341 | 359.0326 | 0 | 0 | 0 | 0 | 0 | 0 | 0 | 0 | 0 | 0 | 0 | 0 | 0 | 0 | 0 | 0 | 0 | 0 | 0 | 0 | 4.4966 | 0 | 0 | 0 | 0 | 0 | 0 | 0 | 0 | 0 | 106.7
62939_G_41001 | WECC_Montana | Montana | 30 | Judith Basin | 45 | 62939 | 41001 | South Peak Wind | 0 | 2019 | 9999 | Onshore Wind | [5 empty] | Non-Fossil | G | 2030 | Wind |  | 0 | 0 | 0 | 0 | 0 | 0 | 0 | 0 | 0 | 0 | 0 | 0 | 0 | 0 | 0 | 0 | 74.053 | 90.5793 | 75.7055 | 240.3379 | 0 | 0 | 0 | 0 | 0 | 0 | 0 | 0 | 0 | 0 | 0 | 0 | 0 | 0 | 0 | 0 | 0 | 0 | 0 | 0 | 3.3345 | 0 | 0 | 0 | 0 | 0 | 0 | 0 | 0 | 0 | 80
62940_G_PV | FRCC | Florida | 12 | Duval | 31 | 62940 | PV | Starratt Solar | 0 | 2017 | 9999 | Solar PV | [5 empty] | Non-Fossil | G | 2030 | Solar |  | 0 | 0 | 0 | 0 | 0 | 0 | 0 | 0 | 0 | 0 | 0 | 0 | 0 | 0 | 0 | 0 | 2.0094 | 3.2973 | 4.1225 | 9.4292 | 0 | 0 | 0 | 0 | 0 | 0 | 0 | 0 | 0 | 0 | 0 | 0 | 0 | 0 | 0 | 0 | 0 | 0 | 0 | 0 | 0.20935 | 0 | 0 | 0 | 0 | 0 | 0 | 0 | 0 | 0 | 5
62941_G_AMPRR | PJM_ATSI | Ohio | 39 | Medina | 103 | 62941 | AMPRR | DG AMP Rittman Rd | 0 | 2019 | 9999 | Solar PV | [5 empty] | Non-Fossil | G | 2030 | Solar |  | 0 | 0 | 0 | 0 | 0 | 0 | 0 | 0 | 0 | 0 | 0 | 0 | 0 | 0 | 0 | 0 | 0.52942 | 1.2776 | 2.2548 | 4.0618 | 0 | 0 | 0 | 0 | 0 | 0 | 0 | 0 | 0 | 0 | 0 | 0 | 0 | 0 | 0 | 0 | 0 | 0 | 0 | 0 | 0.090475 | 0 | 0 | 0 | 0 | 0 | 0 | 0 | 0 | 0 | 2.6
62942_G_A1048 | PJM_ATSI | Ohio | 39 | Medina | 103 | 62942 | A1048 | DG AMP 1048 Wadsworth | 0 | 2019 | 9999 | Solar PV | [5 empty] | Non-Fossil | G | 2030 | Solar |  | 0 | 0 | 0 | 0 | 0 | 0 | 0 | 0 | 0 | 0 | 0 | 0 | 0 | 0 | 0 | 0 | 1.2828 | 3.0957 | 5.4637 | 9.8422 | 0 | 0 | 0 | 0 | 0 | 0 | 0 | 0 | 0 | 0 | 0 | 0 | 0 | 0 | 0 | 0 | 0 | 0 | 0 | 0 | 0.21923 | 0 | 0 | 0 | 0 | 0 | 0 | 0 | 0 | 0 | 6.3
62943_G_GEN1 | SPP_WAUE | South Dakota | 46 | Deuel | 39 | 62943 | GEN1 | Deuel Harvest Wind Energy LLC | 0 | 2020 | 9999 | Onshore Wind | [5 empty] | Non-Fossil | G | 2030 | Wind |  | 0 | 0 | 0 | 0 | 0 | 0 | 0 | 0 | 0 | 0 | 0 | 0 | 0 | 0 | 0 | 0 | 299.9809 | 425.0742 | 407.9958 | 1133.0509 | 0 | 0 | 0 | 0 | 0 | 0 | 0 | 0 | 0 | 0 | 0 | 0 | 0 | 0 | 0 | 0 | 0 | 0 | 0 | 0 | 12.6408 | 0 | 0 | 0 | 0 | 0 | 0 | 0 | 0 | 0 | 300
62944_G_TRIV | PJM West | Ohio | 39 | Paulding | 125 | 62944 | TRIV | Timber Road IV | 0 | 2019 | 9999 | Onshore Wind | [5 empty] | Non-Fossil | G | 2030 | Wind |  | 0 | 0 | 0 | 0 | 0 | 0 | 0 | 0 | 0 | 0 | 0 | 0 | 0 | 0 | 0 | 0 | 114.8151 | 139.5218 | 91.7256 | 346.0625 | 0 | 0 | 0 | 0 | 0 | 0 | 0 | 0 | 0 | 0 | 0 | 0 | 0 | 0 | 0 | 0 | 0 | 0 | 0 | 0 | 4.6083 | 0 | 0 | 0 | 0 | 0 | 0 | 0 | 0 | 0 | 125.1
62946_G_DICK | PJM_Western MAAC | Pennsylvania | 42 | Cumberland | 41 | 62946 | DICK | Dickinson Solar | 0 | 2016 | 9999 | Solar PV | [5 empty] | Non-Fossil | G | 2030 | Solar |  | 0 | 0 | 0 | 0 | 0 | 0 | 0 | 0 | 0 | 0 | 0 | 0 | 0 | 0 | 0 | 0 | 0.58602 | 1.2246 | 2.011 | 3.8217 | 0 | 0 | 0 | 0 | 0 | 0 | 0 | 0 | 0 | 0 | 0 | 0 | 0 | 0 | 0 | 0 | 0 | 0 | 0 | 0 | 0.11525 | 0 | 0 | 0 | 0 | 0 | 0 | 0 | 0 | 0 | 3
62947_G_GEN1 | NY_Zone C&E | New York | 36 | Steuben | 101 | 62947 | GEN1 | Canisteo Wind Farm | 0 | 2021 | 9999 | Onshore Wind | [5 empty] | Non-Fossil | G | 2030 | Wind |  | 0 | 0 | 0 | 0 | 0 | 0 | 0 | 0 | 0 | 0 | 0 | 0 | 0 | 0 | 0 | 0 | 205.0392 | 260.0037 | 195.167 | 660.2099 | 0 | 0 | 0 | 0 | 0 | 0 | 0 | 0 | 0 | 0 | 0 | 0 | 0 | 0 | 0 | 0 | 0 | 0 | 0 | 0 | 12.2566 | 0 | 0 | 0 | 0 | 0 | 0 | 0 | 0 | 0 | 290.7
62948_G_CRPT5 | PJM_EMAAC | Virginia | 51 | Accomack | 1 | 62948 | CRPT5 | NASA Wallops Flight Facility Solar | 0 | 2019 | 9999 | Solar PV | [5 empty] | Non-Fossil | G | 2030 | Solar |  | 0 | 0 | 0 | 0 | 0 | 0 | 0 | 0 | 0 | 0 | 0 | 0 | 0 | 0 | 0 | 0 | 0.057267 | 0.076779 | 0.056408 | 0.19045 | 0 | 0 | 0 | 0 | 0 | 0 | 0 | 0 | 0 | 0 | 0 | 0 | 0 | 0 | 0 | 0 | 0 | 0 | 0 | 0 | 0.0031598 | 0 | 0 | 0 | 0 | 0 | 0 | 0 | 0 | 0 | 0.1
62948_G_CRPT6 | PJM_EMAAC | Virginia | 51 | Accomack | 1 | 62948 | CRPT6 | NASA Wallops Flight Facility Solar | 0 | 2019 | 9999 | Solar PV | [5 empty] | Non-Fossil | G | 2030 | Solar |  | 0 | 0 | 0 | 0 | 0 | 0 | 0 | 0 | 0 | 0 | 0 | 0 | 0 | 0 | 0 | 0 | 0.057267 | 0.076779 | 0.056408 | 0.19045 | 0 | 0 | 0 | 0 | 0 | 0 | 0 | 0 | 0 | 0 | 0 | 0 | 0 | 0 | 0 | 0 | 0 | 0 | 0 | 0 | 0.0031598 | 0 | 0 | 0 | 0 | 0 | 0 | 0 | 0 | 0 | 0.1
62948_G_CRPT7 | PJM_EMAAC | Virginia | 51 | Accomack | 1 | 62948 | CRPT7 | NASA Wallops Flight Facility Solar | 0 | 2019 | 9999 | Solar PV | [5 empty] | Non-Fossil | G | 2030 | Solar |  | 0 | 0 | 0 | 0 | 0 | 0 | 0 | 0 | 0 | 0 | 0 | 0 | 0 | 0 | 0 | 0 | 0.057267 | 0.076779 | 0.056408 | 0.19045 | 0 | 0 | 0 | 0 | 0 | 0 | 0 | 0 | 0 | 0 | 0 | 0 | 0 | 0 | 0 | 0 | 0 | 0 | 0 | 0 | 0.0031598 | 0 | 0 | 0 | 0 | 0 | 0 | 0 | 0 | 0 | 0.1
62948_G_TRCK1 | PJM_EMAAC | Virginia | 51 | Accomack | 1 | 62948 | TRCK1 | NASA Wallops Flight Facility Solar | 0 | 2019 | 9999 | Solar PV | [5 empty] | Non-Fossil | G | 2030 | Solar |  | 0 | 0 | 0 | 0 | 0 | 0 | 0 | 0 | 0 | 0 | 0 | 0 | 0 | 0 | 0 | 0 | 2.2907 | 3.0712 | 2.2563 | 7.6182 | 0 | 0 | 0 | 0 | 0 | 0 | 0 | 0 | 0 | 0 | 0 | 0 | 0 | 0 | 0 | 0 | 0 | 0 | 0 | 0 | 0.12639 | 0 | 0 | 0 | 0 | 0 | 0 | 0 | 0 | 0 | 4
62953_G_1080 | ERCOT_Rest | Texas | 48 | McLennan | 309 | 62953 | 1080 | Griffin Solar | 0 | 2019 | 9999 | Solar PV | [5 empty] | Non-Fossil | G | 2030 | Solar |  | 0 | 0 | 0 | 0 | 0 | 0 | 0 | 0 | 0 | 0 | 0 | 0 | 0 | 0 | 0 | 0 | 1.6449 | 2.9673 | 4.8375 | 9.4496 | 0 | 0 | 0 | 0 | 0 | 0 | 0 | 0 | 0 | 0 | 0 | 0 | 0 | 0 | 0 | 0 | 0 | 0 | 0 | 0 | 0.18913 | 0 | 0 | 0 | 0 | 0 | 0 | 0 | 0 | 0 | 5
62954_G_GEN1 | NY_Zone B (Genesee) | New York | 36 | Allegany | 3 | 62954 | GEN1 | Alle-Catt Wind Energy LLC | 0 | 2021 | 9999 | Onshore Wind | [5 empty] | Non-Fossil | G | 2030 | Wind |  | 0 | 0 | 0 | 0 | 0 | 0 | 0 | 0 | 0 | 0 | 0 | 0 | 0 | 0 | 0 | 0 | 228.533 | 289.5255 | 220.7528 | 738.8113 | 0 | 0 | 0 | 0 | 0 | 0 | 0 | 0 | 0 | 0 | 0 | 0 | 0 | 0 | 0 | 0 | 0 | 0 | 0 | 0 | 11.9884 | 0 | 0 | 0 | 0 | 0 | 0 | 0 | 0 | 0 | 340
62955_G_GEN1 | MISO_Wisconsin- Upper Michigan (WUMS) | Wisconsin | 55 | Iowa | 49 | 62955 | GEN1 | Badger Hollow Solar Farm LLC | 0 | 2020 | 9999 | Solar PV | [5 empty] | Non-Fossil | G | 2030 | Solar |  | 0 | 0 | 0 | 0 | 0 | 0 | 0 | 0 | 0 | 0 | 0 | 0 | 0 | 0 | 0 | 0 | 25.6714 | 66.9749 | 126.3542 | 219.0005 | 0 | 0 | 0 | 0 | 0 | 0 | 0 | 0 | 0 | 0 | 0 | 0 | 0 | 0 | 0 | 0 | 0 | 0 | 0 | 0 | 5.2398 | 0 | 0 | 0 | 0 | 0 | 0 | 0 | 0 | 0 | 150
62956_G_GEN1 | SPP Nebraska | Nebraska | 31 | Antelope | 3 | 62956 | GEN1 | Thunderhead Wind Energy LLC | 0 | 2020 | 9999 | Onshore Wind | [5 empty] | Non-Fossil | G | 2030 | Wind |  | 0 | 0 | 0 | 0 | 0 | 0 | 0 | 0 | 0 | 0 | 0 | 0 | 0 | 0 | 0 | 0 | 319.6984 | 417.8443 | 397.0206 | 1134.5632 | 0 | 0 | 0 | 0 | 0 | 0 | 0 | 0 | 0 | 0 | 0 | 0 | 0 | 0 | 0 | 0 | 0 | 0 | 0 | 0 | 12.6298 | 0 | 0 | 0 | 0 | 0 | 0 | 0 | 0 | 0 | 300
62957_G_IRNMT | PJM_EMAAC | New Jersey | 34 | Middlesex | 23 | 62957 | IRNMT | DG Iron Mountain | 0 | 2019 | 9999 | Solar PV | [5 empty] | Non-Fossil | G | 2030 | Solar |  | 0 | 0 | 0 | 0 | 0 | 0 | 0 | 0 | 0 | 0 | 0 | 0 | 0 | 0 | 0 | 0 | 1.1383 | 2.4596 | 4.0785 | 7.6764 | 0 | 0 | 0 | 0 | 0 | 0 | 0 | 0 | 0 | 0 | 0 | 0 | 0 | 0 | 0 | 0 | 0 | 0 | 0 | 0 | 0.24714 | 0 | 0 | 0 | 0 | 0 | 0 | 0 | 0 | 0 | 5.4
62958_G_INFNM | PJM_EMAAC | New Jersey | 34 | Union | 39 | 62958 | INFNM | DG Infineum | 0 | 2019 | 9999 | Solar PV | [5 empty] | Non-Fossil | G | 2030 | Solar |  | 0 | 0 | 0 | 0 | 0 | 0 | 0 | 0 | 0 | 0 | 0 | 0 | 0 | 0 | 0 | 0 | 0.4216 | 0.91095 | 1.5106 | 2.8431 | 0 | 0 | 0 | 0 | 0 | 0 | 0 | 0 | 0 | 0 | 0 | 0 | 0 | 0 | 0 | 0 | 0 | 0 | 0 | 0 | 0.091535 | 0 | 0 | 0 | 0 | 0 | 0 | 0 | 0 | 0 | 2
62960_G_KC | SERC_Southeastern | Georgia | 13 | Troup | 285 | 62960 | KC | Kimberly-Clark Solar | 0 | 2019 | 9999 | Solar PV | [5 empty] | Non-Fossil | G | 2030 | Solar |  | 0 | 0 | 0 | 0 | 0 | 0 | 0 | 0 | 0 | 0 | 0 | 0 | 0 | 0 | 0 | 0 | 0.83251 | 1.4917 | 2.3125 | 4.6367 | 0 | 0 | 0 | 0 | 0 | 0 | 0 | 0 | 0 | 0 | 0 | 0 | 0 | 0 | 0 | 0 | 0 | 0 | 0 | 0 | 0.079546 | 0 | 0 | 0 | 0 | 0 | 0 | 0 | 0 | 0 | 2.3
62961_G_BROOT | MISO_Minnesota and Western Wisconsin | Minnesota | 27 | Stearns | 145 | 62961 | BROOT | Novel Brooten Solar CSG | 0 | 2019 | 9999 | Solar PV | [5 empty] | Non-Fossil | G | 2030 | Solar |  | 0 | 0 | 0 | 0 | 0 | 0 | 0 | 0 | 0 | 0 | 0 | 0 | 0 | 0 | 0 | 0 | 0.21753 | 0.50504 | 0.95866 | 1.6812 | 0 | 0 | 0 | 0 | 0 | 0 | 0 | 0 | 0 | 0 | 0 | 0 | 0 | 0 | 0 | 0 | 0 | 0 | 0 | 0 | 0.031598 | 0 | 0 | 0 | 0 | 0 | 0 | 0 | 0 | 0 | 1
62962_G_REBER | MISO_Minnesota and Western Wisconsin | Minnesota | 27 | Stearns | 145 | 62962 | REBER | Novel Reber Solar CSG | 0 | 2019 | 9999 | Solar PV | [5 empty] | Non-Fossil | G | 2030 | Solar |  | 0 | 0 | 0 | 0 | 0 | 0 | 0 | 0 | 0 | 0 | 0 | 0 | 0 | 0 | 0 | 0 | 0.21753 | 0.50504 | 0.95866 | 1.6812 | 0 | 0 | 0 | 0 | 0 | 0 | 0 | 0 | 0 | 0 | 0 | 0 | 0 | 0 | 0 | 0 | 0 | 0 | 0 | 0 | 0.031598 | 0 | 0 | 0 | 0 | 0 | 0 | 0 | 0 | 0 | 1
62963_G_HIST | MISO_Minnesota and Western Wisconsin | Minnesota | 27 | Renville | 129 | 62963 | HIST | Novel Historical Society Solar CSG | 0 | 2019 | 9999 | Solar PV | [5 empty] | Non-Fossil | G | 2030 | Solar |  | 0 | 0 | 0 | 0 | 0 | 0 | 0 | 0 | 0 | 0 | 0 | 0 | 0 | 0 | 0 | 0 | 0.21753 | 0.50504 | 0.95866 | 1.6812 | 0 | 0 | 0 | 0 | 0 | 0 | 0 | 0 | 0 | 0 | 0 | 0 | 0 | 0 | 0 | 0 | 0 | 0 | 0 | 0 | 0.031598 | 0 | 0 | 0 | 0 | 0 | 0 | 0 | 0 | 0 | 1
62965_G_DSPV | WECC_Arizona | Arizona | 4 | Maricopa | 13 | 62965 | DSPV | Desert Star Hybrid | 0 | 2015 | 9999 | Solar PV | [5 empty] | Non-Fossil | G | 2030 | Solar |  | 0 | 0 | 0 | 0 | 0 | 0 | 0 | 0 | 0 | 0 | 0 | 0 | 0 | 0 | 0 | 0 | 4.3272e-07 | 8.1404e-07 | 1.233e-06 | 2.4797e-06 | 0 | 0 | 0 | 0 | 0 | 0 | 0 | 0 | 0 | 0 | 0 | 0 | 0 | 0 | 0 | 0 | 0 | 0 | 0 | 0 | 4.726e-08 | 0 | 0 | 0 | 0 | 0 | 0 | 0 | 0 | 0 | 1e-06
62966_G_HERB | MISO_Minnesota and Western Wisconsin | Minnesota | 27 | Winona | 169 | 62966 | HERB | Novel Herber Solar CSG | 0 | 2020 | 9999 | Solar PV | [5 empty] | Non-Fossil | G | 2030 | Solar |  | 0 | 0 | 0 | 0 | 0 | 0 | 0 | 0 | 0 | 0 | 0 | 0 | 0 | 0 | 0 | 0 | 0.21753 | 0.50504 | 0.95866 | 1.6812 | 0 | 0 | 0 | 0 | 0 | 0 | 0 | 0 | 0 | 0 | 0 | 0 | 0 | 0 | 0 | 0 | 0 | 0 | 0 | 0 | 0.031598 | 0 | 0 | 0 | 0 | 0 | 0 | 0 | 0 | 0 | 1
62967_G_HERIC | MISO_Minnesota and Western Wisconsin | Minnesota | 27 | Douglas | 41 | 62967 | HERIC | Novel Herickhoff Solar CSG | 0 | 2020 | 9999 | Solar PV | [5 empty] | Non-Fossil | G | 2030 | Solar |  | 0 | 0 | 0 | 0 | 0 | 0 | 0 | 0 | 0 | 0 | 0 | 0 | 0 | 0 | 0 | 0 | 0.21753 | 0.50504 | 0.95866 | 1.6812 | 0 | 0 | 0 | 0 | 0 | 0 | 0 | 0 | 0 | 0 | 0 | 0 | 0 | 0 | 0 | 0 | 0 | 0 | 0 | 0 | 0.031598 | 0 | 0 | 0 | 0 | 0 | 0 | 0 | 0 | 0 | 1
62969_G_SYP1B | ISONE_MA, VT, NH, RI (Rest of ISO New England) | Massachusetts | 25 | Worcester | 27 | 62969 | SYP1B | Syncarpha Puddon I Hybrid | 0 | 2020 | 9999 | Energy Storage | [5 empty] | Non-Fossil | G | 2030 | EnerStor |  | 0 | 0 | 0 | 0 | 0 | 0 | 0 | 0 | 0 | 0 | 0 | 0 | 0 | 0 | 0 | 0 | 0 | 0.003856 | 0.12339 | 0.12725 | 0 | 0 | 0 | 0 | 0 | 0 | 0 | 0 | 0 | 0 | 0 | 0 | 0 | 0 | 0 | 0 | 0 | 0 | 0 | 0 | 0.14711 | 0 | 3.0347e-05 | 0.00097111 | 0.0010015 | 0 | 0 | 0 | 0 | 0 | 4
62969_G_SYP1S | ISONE_MA, VT, NH, RI (Rest of ISO New England) | Massachusetts | 25 | Worcester | 27 | 62969 | SYP1S | Syncarpha Puddon I Hybrid | 0 | 2020 | 9999 | Solar PV | [5 empty] | Non-Fossil | G | 2030 | Solar |  | 0 | 0 | 0 | 0 | 0 | 0 | 0 | 0 | 0 | 0 | 0 | 0 | 0 | 0 | 0 | 0 | 1.0462 | 2.0982 | 3.8517 | 6.9961 | 0 | 0 | 0 | 0 | 0 | 0 | 0 | 0 | 0 | 0 | 0 | 0 | 0 | 0 | 0 | 0 | 0 | 0 | 0 | 0 | 0.21903 | 0 | 0 | 0 | 0 | 0 | 0 | 0 | 0 | 0 | 5
62970_G_SYP2B | ISONE_MA, VT, NH, RI (Rest of ISO New England) | Massachusetts | 25 | Worcester | 27 | 62970 | SYP2B | Syncarpha Puddon II Hybrid | 0 | 2020 | 9999 | Energy Storage | [5 empty] | Non-Fossil | G | 2030 | EnerStor |  | 0 | 0 | 0 | 0 | 0 | 0 | 0 | 0 | 0 | 0 | 0 | 0 | 0 | 0 | 0 | 0 | 0 | 0.003856 | 0.12339 | 0.12725 | 0 | 0 | 0 | 0 | 0 | 0 | 0 | 0 | 0 | 0 | 0 | 0 | 0 | 0 | 0 | 0 | 0 | 0 | 0 | 0 | 0.14711 | 0 | 3.0347e-05 | 0.00097111 | 0.0010015 | 0 | 0 | 0 | 0 | 0 | 4
62970_G_SYP2S | ISONE_MA, VT, NH, RI (Rest of ISO New England) | Massachusetts | 25 | Worcester | 27 | 62970 | SYP2S | Syncarpha Puddon II Hybrid | 0 | 2020 | 9999 | Solar PV | [5 empty] | Non-Fossil | G | 2030 | Solar |  | 0 | 0 | 0 | 0 | 0 | 0 | 0 | 0 | 0 | 0 | 0 | 0 | 0 | 0 | 0 | 0 | 1.0462 | 2.0982 | 3.8517 | 6.9961 | 0 | 0 | 0 | 0 | 0 | 0 | 0 | 0 | 0 | 0 | 0 | 0 | 0 | 0 | 0 | 0 | 0 | 0 | 0 | 0 | 0.21903 | 0 | 0 | 0 | 0 | 0 | 0 | 0 | 0 | 0 | 5
62971_G_SYWEB | ISONE_MA, VT, NH, RI (Rest of ISO New England) | Massachusetts | 25 | Worcester | 27 | 62971 | SYWEB | Syncarpha Westminster Hybrid | 0 | 2020 | 9999 | Energy Storage | [5 empty] | Non-Fossil | G | 2030 | EnerStor |  | 0 | 0 | 0 | 0 | 0 | 0 | 0 | 0 | 0 | 0 | 0 | 0 | 0 | 0 | 0 | 0 | 0 | 0.0027956 | 0.089459 | 0.092255 | 0 | 0 | 0 | 0 | 0 | 0 | 0 | 0 | 0 | 0 | 0 | 0 | 0 | 0 | 0 | 0 | 0 | 0 | 0 | 0 | 0.10665 | 0 | 2.2002e-05 | 0.00070406 | 0.00072606 | 0 | 0 | 0 | 0 | 0 | 2.9
62971_G_SYWES | ISONE_MA, VT, NH, RI (Rest of ISO New England) | Massachusetts | 25 | Worcester | 27 | 62971 | SYWES | Syncarpha Westminster Hybrid | 0 | 2020 | 9999 | Solar PV | [5 empty] | Non-Fossil | G | 2030 | Solar |  | 0 | 0 | 0 | 0 | 0 | 0 | 0 | 0 | 0 | 0 | 0 | 0 | 0 | 0 | 0 | 0 | 0.98346 | 1.9723 | 3.6206 | 6.5764 | 0 | 0 | 0 | 0 | 0 | 0 | 0 | 0 | 0 | 0 | 0 | 0 | 0 | 0 | 0 | 0 | 0 | 0 | 0 | 0 | 0.20589 | 0 | 0 | 0 | 0 | 0 | 0 | 0 | 0 | 0 | 4.7
62974_G_SYMIB | ISONE_MA, VT, NH, RI (Rest of ISO New England) | Massachusetts | 25 | Worcester | 27 | 62974 | SYMIB | Syncarpha Millbury Hybrid | 0 | 2020 | 9999 | Energy Storage | [5 empty] | Non-Fossil | G | 2030 | EnerStor |  | 0 | 0 | 0 | 0 | 0 | 0 | 0 | 0 | 0 | 0 | 0 | 0 | 0 | 0 | 0 | 0 | 0 | 0.0036632 | 0.11722 | 0.12089 | 0 | 0 | 0 | 0 | 0 | 0 | 0 | 0 | 0 | 0 | 0 | 0 | 0 | 0 | 0 | 0 | 0 | 0 | 0 | 0 | 0.13975 | 0 | 2.883e-05 | 0.00092256 | 0.00095139 | 0 | 0 | 0 | 0 | 0 | 3.8
62974_G_SYMIS | ISONE_MA, VT, NH, RI (Rest of ISO New England) | Massachusetts | 25 | Worcester | 27 | 62974 | SYMIS | Syncarpha Millbury Hybrid | 0 | 2020 | 9999 | Solar PV | [5 empty] | Non-Fossil | G | 2030 | Solar |  | 0 | 0 | 0 | 0 | 0 | 0 | 0 | 0 | 0 | 0 | 0 | 0 | 0 | 0 | 0 | 0 | 1.0462 | 2.0982 | 3.8517 | 6.9961 | 0 | 0 | 0 | 0 | 0 | 0 | 0 | 0 | 0 | 0 | 0 | 0 | 0 | 0 | 0 | 0 | 0 | 0 | 0 | 0 | 0.21903 | 0 | 0 | 0 | 0 | 0 | 0 | 0 | 0 | 0 | 5
62975_G_SYBLB | ISONE_MA, VT, NH, RI (Rest of ISO New England) | Massachusetts | 25 | Hampden | 13 | 62975 | SYBLB | Syncarpha Blandford Hybrid | 0 | 2020 | 9999 | Energy Storage | [5 empty] | Non-Fossil | G | 2030 | EnerStor |  | 0 | 0 | 0 | 0 | 0 | 0 | 0 | 0 | 0 | 0 | 0 | 0 | 0 | 0 | 0 | 0 | 0 | 0.003374 | 0.10797 | 0.11134 | 0 | 0 | 0 | 0 | 0 | 0 | 0 | 0 | 0 | 0 | 0 | 0 | 0 | 0 | 0 | 0 | 0 | 0 | 0 | 0 | 0.12872 | 0 | 2.6554e-05 | 0.00084972 | 0.00087628 | 0 | 0 | 0 | 0 | 0 | 3.5
62975_G_SYBLS | ISONE_MA, VT, NH, RI (Rest of ISO New England) | Massachusetts | 25 | Hampden | 13 | 62975 | SYBLS | Syncarpha Blandford Hybrid | 0 | 2020 | 9999 | Solar PV | [5 empty] | Non-Fossil | G | 2030 | Solar |  | 0 | 0 | 0 | 0 | 0 | 0 | 0 | 0 | 0 | 0 | 0 | 0 | 0 | 0 | 0 | 0 | 1.0253 | 2.0562 | 3.7747 | 6.8562 | 0 | 0 | 0 | 0 | 0 | 0 | 0 | 0 | 0 | 0 | 0 | 0 | 0 | 0 | 0 | 0 | 0 | 0 | 0 | 0 | 0.21465 | 0 | 0 | 0 | 0 | 0 | 0 | 0 | 0 | 0 | 4.9
62976_G_SYNOB | ISONE_MA, VT, NH, RI (Rest of ISO New England) | Massachusetts | 25 | Hampshire | 15 | 62976 | SYNOB | Syncarpha Northampton Hybrid | 0 | 2020 | 9999 | Energy Storage | [5 empty] | Non-Fossil | G | 2030 | EnerStor |  | 0 | 0 | 0 | 0 | 0 | 0 | 0 | 0 | 0 | 0 | 0 | 0 | 0 | 0 | 0 | 0 | 0 | 0.001928 | 0.061696 | 0.063624 | 0 | 0 | 0 | 0 | 0 | 0 | 0 | 0 | 0 | 0 | 0 | 0 | 0 | 0 | 0 | 0 | 0 | 0 | 0 | 0 | 0.073553 | 0 | 1.5174e-05 | 0.00048556 | 0.00050073 | 0 | 0 | 0 | 0 | 0 | 2
62976_G_SYNOS | ISONE_MA, VT, NH, RI (Rest of ISO New England) | Massachusetts | 25 | Hampshire | 15 | 62976 | SYNOS | Syncarpha Northampton Hybrid | 0 | 2020 | 9999 | Solar PV | [5 empty] | Non-Fossil | G | 2030 | Solar |  | 0 | 0 | 0 | 0 | 0 | 0 | 0 | 0 | 0 | 0 | 0 | 0 | 0 | 0 | 0 | 0 | 0.75329 | 1.5107 | 2.7733 | 5.0372 | 0 | 0 | 0 | 0 | 0 | 0 | 0 | 0 | 0 | 0 | 0 | 0 | 0 | 0 | 0 | 0 | 0 | 0 | 0 | 0 | 0.1577 | 0 | 0 | 0 | 0 | 0 | 0 | 0 | 0 | 0 | 3.6
62977_G_SYN1B | ISONE_MA, VT, NH, RI (Rest of ISO New England) | Massachusetts | 25 | Worcester | 27 | 62977 | SYN1B | Syncarpha Northbridge I Hybrid | 0 | 2020 | 9999 | Energy Storage | [5 empty] | Non-Fossil | G | 2030 | EnerStor |  | 0 | 0 | 0 | 0 | 0 | 0 | 0 | 0 | 0 | 0 | 0 | 0 | 0 | 0 | 0 | 0 | 0 | 0.003856 | 0.12339 | 0.12725 | 0 | 0 | 0 | 0 | 0 | 0 | 0 | 0 | 0 | 0 | 0 | 0 | 0 | 0 | 0 | 0 | 0 | 0 | 0 | 0 | 0.14711 | 0 | 3.0347e-05 | 0.00097111 | 0.0010015 | 0 | 0 | 0 | 0 | 0 | 4
62977_G_SYN1S | ISONE_MA, VT, NH, RI (Rest of ISO New England) | Massachusetts | 25 | Worcester | 27 | 62977 | SYN1S | Syncarpha Northbridge I Hybrid | 0 | 2020 | 9999 | Solar PV | [5 empty] | Non-Fossil | G | 2030 | Solar |  | 0 | 0 | 0 | 0 | 0 | 0 | 0 | 0 | 0 | 0 | 0 | 0 | 0 | 0 | 0 | 0 | 1.0462 | 2.0982 | 3.8517 | 6.9961 | 0 | 0 | 0 | 0 | 0 | 0 | 0 | 0 | 0 | 0 | 0 | 0 | 0 | 0 | 0 | 0 | 0 | 0 | 0 | 0 | 0.21903 | 0 | 0 | 0 | 0 | 0 | 0 | 0 | 0 | 0 | 5
62978_G_SYN2B | ISONE_MA, VT, NH, RI (Rest of ISO New England) | Massachusetts | 25 | Worcester | 27 | 62978 | SYN2B | Syncarpha Northbridge II Hybrid | 0 | 2020 | 9999 | Energy Storage | [5 empty] | Non-Fossil | G | 2030 | EnerStor |  | 0 | 0 | 0 | 0 | 0 | 0 | 0 | 0 | 0 | 0 | 0 | 0 | 0 | 0 | 0 | 0 | 0 | 0.002892 | 0.092544 | 0.095436 | 0 | 0 | 0 | 0 | 0 | 0 | 0 | 0 | 0 | 0 | 0 | 0 | 0 | 0 | 0 | 0 | 0 | 0 | 0 | 0 | 0.11033 | 0 | 2.276e-05 | 0.00072833 | 0.00075109 | 0 | 0 | 0 | 0 | 0 | 3
62978_G_SYN2S | ISONE_MA, VT, NH, RI (Rest of ISO New England) | Massachusetts | 25 | Worcester | 27 | 62978 | SYN2S | Syncarpha Northbridge II Hybrid | 0 | 2020 | 9999 | Solar PV | [5 empty] | Non-Fossil | G | 2030 | Solar |  | 0 | 0 | 0 | 0 | 0 | 0 | 0 | 0 | 0 | 0 | 0 | 0 | 0 | 0 | 0 | 0 | 1.0462 | 2.0982 | 3.8517 | 6.9961 | 0 | 0 | 0 | 0 | 0 | 0 | 0 | 0 | 0 | 0 | 0 | 0 | 0 | 0 | 0 | 0 | 0 | 0 | 0 | 0 | 0.21903 | 0 | 0 | 0 | 0 | 0 | 0 | 0 | 0 | 0 | 5
62980_G_PV | WECC_Northern Nevada | Nevada | 32 | Washoe | 31 | 62980 | PV | Turquoise Liberty Solar | 0 | 2019 | 9999 | Solar PV | [5 empty] | Non-Fossil | G | 2030 | Solar |  | 0 | 0 | 0 | 0 | 0 | 0 | 0 | 0 | 0 | 0 | 0 | 0 | 0 | 0 | 0 | 0 | 3.3166 | 6.8292 | 10.728 | 20.8738 | 0 | 0 | 0 | 0 | 0 | 0 | 0 | 0 | 0 | 0 | 0 | 0 | 0 | 0 | 0 | 0 | 0 | 0 | 0 | 0 | 0.44811 | 0 | 0 | 0 | 0 | 0 | 0 | 0 | 0 | 0 | 10
62981_G_BESS | NY_Zone C&E | New York | 36 | Oswego | 75 | 62981 | BESS | East Pulaski BESS | 0 | 2018 | 9999 | Energy Storage | [5 empty] | Non-Fossil | G | 2030 | EnerStor |  | 0 | 0 | 0 | 0 | 0 | 0 | 0 | 0 | 0 | 0 | 0 | 0 | 0 | 0 | 0 | 0 | 0 | 0 | 0.059408 | 0.059408 | 0 | 0 | 0 | 0 | 0 | 0 | 0 | 0 | 0 | 0 | 0 | 0 | 0 | 0 | 0 | 0 | 0 | 0 | 0 | 0 | 0.073553 | 0 | 0 | 0.00046755 | 0.00046755 | 0 | 0 | 0 | 0 | 0 | 2
62983_G_PED | MISO_Minnesota and Western Wisconsin | Minnesota | 27 | Benton | 9 | 62983 | PED | Novel Pederson Solar CSG | 0 | 2020 | 9999 | Solar PV | [5 empty] | Non-Fossil | G | 2030 | Solar |  | 0 | 0 | 0 | 0 | 0 | 0 | 0 | 0 | 0 | 0 | 0 | 0 | 0 | 0 | 0 | 0 | 0.21753 | 0.50504 | 0.95866 | 1.6812 | 0 | 0 | 0 | 0 | 0 | 0 | 0 | 0 | 0 | 0 | 0 | 0 | 0 | 0 | 0 | 0 | 0 | 0 | 0 | 0 | 0.031598 | 0 | 0 | 0 | 0 | 0 | 0 | 0 | 0 | 0 | 1
62987_G_GHSP | WECC_San Diego Gas and Electric | California | 6 | San Diego | 73 | 62987 | GHSP | Grossmont HS Solar Project | 0 | 2018 | 9999 | Solar PV | [5 empty] | Non-Fossil | G | 2030 | Solar |  | 0 | 0 | 0 | 0 | 0 | 0 | 0 | 0 | 0 | 0 | 0 | 0 | 0 | 0 | 0 | 0 | 0.46419 | 0.973 | 1.6313 | 3.0685 | 0 | 0 | 0 | 0 | 0 | 0 | 0 | 0 | 0 | 0 | 0 | 0 | 0 | 0 | 0 | 0 | 0 | 0 | 0 | 0 | 0.057185 | 0 | 0 | 0 | 0 | 0 | 0 | 0 | 0 | 0 | 1.3
62989_G_PAWT1 | PJM_AP | Pennsylvania | 42 | Franklin | 55 | 62989 | PAWT1 | Whitetail Solar 1 | 0 | 2019 | 9999 | Solar PV | [5 empty] | Non-Fossil | G | 2030 | Solar |  | 0 | 0 | 0 | 0 | 0 | 0 | 0 | 0 | 0 | 0 | 0 | 0 | 0 | 0 | 0 | 0 | 3.2465 | 6.8261 | 11.0322 | 21.1049 | 0 | 0 | 0 | 0 | 0 | 0 | 0 | 0 | 0 | 0 | 0 | 0 | 0 | 0 | 0 | 0 | 0 | 0 | 0 | 0 | 0.42658 | 0 | 0 | 0 | 0 | 0 | 0 | 0 | 0 | 0 | 13.5
62990_G_PAWT2 | PJM_AP | Pennsylvania | 42 | Franklin | 55 | 62990 | PAWT2 | Whitetail Solar 2 | 0 | 2020 | 9999 | Solar PV | [5 empty] | Non-Fossil | G | 2030 | Solar |  | 0 | 0 | 0 | 0 | 0 | 0 | 0 | 0 | 0 | 0 | 0 | 0 | 0 | 0 | 0 | 0 | 4.8097 | 10.1127 | 16.3441 | 31.2664 | 0 | 0 | 0 | 0 | 0 | 0 | 0 | 0 | 0 | 0 | 0 | 0 | 0 | 0 | 0 | 0 | 0 | 0 | 0 | 0 | 0.63197 | 0 | 0 | 0 | 0 | 0 | 0 | 0 | 0 | 0 | 20
62991_G_PAWT3 | PJM_AP | Pennsylvania | 42 | Franklin | 55 | 62991 | PAWT3 | Whitetail Solar 3 | 0 | 2020 | 9999 | Solar PV | [5 empty] | Non-Fossil | G | 2030 | Solar |  | 0 | 0 | 0 | 0 | 0 | 0 | 0 | 0 | 0 | 0 | 0 | 0 | 0 | 0 | 0 | 0 | 4.8097 | 10.1127 | 16.3441 | 31.2664 | 0 | 0 | 0 | 0 | 0 | 0 | 0 | 0 | 0 | 0 | 0 | 0 | 0 | 0 | 0 | 0 | 0 | 0 | 0 | 0 | 0.63197 | 0 | 0 | 0 | 0 | 0 | 0 | 0 | 0 | 0 | 20
62992_G_GPNOR | ISONE_MA, VT, NH, RI (Rest of ISO New England) | Massachusetts | 25 | Hampden | 13 | 62992 | GPNOR | Goose Pond Solar | 0 | 2019 | 9999 | Solar PV | [5 empty] | Non-Fossil | G | 2030 | Solar |  | 0 | 0 | 0 | 0 | 0 | 0 | 0 | 0 | 0 | 0 | 0 | 0 | 0 | 0 | 0 | 0 | 0.41849 | 0.83926 | 1.5407 | 2.7985 | 0 | 0 | 0 | 0 | 0 | 0 | 0 | 0 | 0 | 0 | 0 | 0 | 0 | 0 | 0 | 0 | 0 | 0 | 0 | 0 | 0.087614 | 0 | 0 | 0 | 0 | 0 | 0 | 0 | 0 | 0 | 2
62992_G_GPSOU | ISONE_MA, VT, NH, RI (Rest of ISO New England) | Massachusetts | 25 | Hampden | 13 | 62992 | GPSOU | Goose Pond Solar | 0 | 2019 | 9999 | Solar PV | [5 empty] | Non-Fossil | G | 2030 | Solar |  | 0 | 0 | 0 | 0 | 0 | 0 | 0 | 0 | 0 | 0 | 0 | 0 | 0 | 0 | 0 | 0 | 0.41849 | 0.83926 | 1.5407 | 2.7985 | 0 | 0 | 0 | 0 | 0 | 0 | 0 | 0 | 0 | 0 | 0 | 0 | 0 | 0 | 0 | 0 | 0 | 0 | 0 | 0 | 0.087614 | 0 | 0 | 0 | 0 | 0 | 0 | 0 | 0 | 0 | 2
62993_G_KSJC1 | SPP North- (Kansas, Missouri) | Kansas | 20 | Stanton | 187 | 62993 | KSJC1 | Johnson Corner Solar 1 | 0 | 2020 | 9999 | Solar PV | [5 empty] | Non-Fossil | G | 2030 | Solar |  | 0 | 0 | 0 | 0 | 0 | 0 | 0 | 0 | 0 | 0 | 0 | 0 | 0 | 0 | 0 | 0 | 5.0914 | 11.4132 | 19.7139 | 36.2185 | 0 | 0 | 0 | 0 | 0 | 0 | 0 | 0 | 0 | 0 | 0 | 0 | 0 | 0 | 0 | 0 | 0 | 0 | 0 | 0 | 0.63197 | 0 | 0 | 0 | 0 | 0 | 0 | 0 | 0 | 0 | 20
62994_G_NMBW1 | WECC_New Mexico | New Mexico | 35 | Cibola | 6 | 62994 | NMBW1 | Bluewater CDEC 1 | 0 | 2019 | 9999 | Solar PV | [5 empty] | Non-Fossil | G | 2030 | Solar |  | 0 | 0 | 0 | 0 | 0 | 0 | 0 | 0 | 0 | 0 | 0 | 0 | 0 | 0 | 0 | 0 | 0.99227 | 1.8296 | 2.811 | 5.6329 | 0 | 0 | 0 | 0 | 0 | 0 | 0 | 0 | 0 | 0 | 0 | 0 | 0 | 0 | 0 | 0 | 0 | 0 | 0 | 0 | 0.091458 | 0 | 0 | 0 | 0 | 0 | 0 | 0 | 0 | 0 | 2.4
62995_G_NMGR1 | WECC_New Mexico | New Mexico | 35 | Cibola | 6 | 62995 | NMGR1 | Grants CDEC 2 | 0 | 2019 | 9999 | Solar PV | [5 empty] | Non-Fossil | G | 2030 | Solar |  | 0 | 0 | 0 | 0 | 0 | 0 | 0 | 0 | 0 | 0 | 0 | 0 | 0 | 0 | 0 | 0 | 1.8605 | 3.4306 | 5.2706 | 10.5616 | 0 | 0 | 0 | 0 | 0 | 0 | 0 | 0 | 0 | 0 | 0 | 0 | 0 | 0 | 0 | 0 | 0 | 0 | 0 | 0 | 0.17148 | 0 | 0 | 0 | 0 | 0 | 0 | 0 | 0 | 0 | 4.5
62996_G_PGR08 | SERC_VACAR | North Carolina | 37 | Johnston | 101 | 62996 | PGR08 | ESA Four Oaks 2 NC LLC | 0 | 2019 | 9999 | Solar PV | [5 empty] | Non-Fossil | G | 2030 | Solar |  | 0 | 0 | 0 | 0 | 0 | 0 | 0 | 0 | 0 | 0 | 0 | 0 | 0 | 0 | 0 | 0 | 0.58252 | 1.1581 | 1.8527 | 3.5933 | 0 | 0 | 0 | 0 | 0 | 0 | 0 | 0 | 0 | 0 | 0 | 0 | 0 | 0 | 0 | 0 | 0 | 0 | 0 | 0 | 0.085302 | 0 | 0 | 0 | 0 | 0 | 0 | 0 | 0 | 0 | 2
62998_G_ASHDO | NY_Zone F (Capital) | New York | 36 | Saratoga | 91 | 62998 | ASHDO | 25 Ashdown Road Solar, LLC | 0 | 2019 | 9999 | Solar PV | [5 empty] | Non-Fossil | G | 2030 | Solar |  | 0 | 0 | 0 | 0 | 0 | 0 | 0 | 0 | 0 | 0 | 0 | 0 | 0 | 0 | 0 | 0 | 0.87969 | 1.7199 | 2.9696 | 5.5692 | 0 | 0 | 0 | 0 | 0 | 0 | 0 | 0 | 0 | 0 | 0 | 0 | 0 | 0 | 0 | 0 | 0 | 0 | 0 | 0 | 0.12639 | 0 | 0 | 0 | 0 | 0 | 0 | 0 | 0 | 0 | 4
62999_G_FINCH | NY_Zone G-I (Downstate NY) | New York | 36 | Orange | 71 | 62999 | FINCH | Finchville Solar, LLC | 0 | 2020 | 9999 | Solar PV | [5 empty] | Non-Fossil | G | 2030 | Solar |  | 0 | 0 | 0 | 0 | 0 | 0 | 0 | 0 | 0 | 0 | 0 | 0 | 0 | 0 | 0 | 0 | 0.86542 | 1.6829 | 2.9086 | 5.4569 | 0 | 0 | 0 | 0 | 0 | 0 | 0 | 0 | 0 | 0 | 0 | 0 | 0 | 0 | 0 | 0 | 0 | 0 | 0 | 0 | 0.15799 | 0 | 0 | 0 | 0 | 0 | 0 | 0 | 0 | 0 | 5
63000_G_WALDN | NY_Zone G-I (Downstate NY) | New York | 36 | Orange | 71 | 63000 | WALDN | RT 52 Walden Solar 1, LLC | 0 | 2019 | 9999 | Solar PV | [5 empty] | Non-Fossil | G | 2030 | Solar |  | 0 | 0 | 0 | 0 | 0 | 0 | 0 | 0 | 0 | 0 | 0 | 0 | 0 | 0 | 0 | 0 | 0.86542 | 1.6829 | 2.9086 | 5.4569 | 0 | 0 | 0 | 0 | 0 | 0 | 0 | 0 | 0 | 0 | 0 | 0 | 0 | 0 | 0 | 0 | 0 | 0 | 0 | 0 | 0.15799 | 0 | 0 | 0 | 0 | 0 | 0 | 0 | 0 | 0 | 5
63001_G_OH1 | WECC_Northern Nevada | Nevada | 32 | Lyon | 19 | 63001 | OH1 | Whitegrass No. 1 | 9770 | 2018 | 9999 | Geothermal | [5 empty] | Non-Fossil | G | 2030 | Geothermal |  | 0.033991 | 0.043026 | 0.049892 | 0.12691 | 0 | 0 | 0 | 0 | 0 | 0 | 0 | 0 | 0 | 0 | 0 | 0 | 3.4791 | 4.4039 | 5.1067 | 12.9896 | 0 | 0 | 0 | 0 | 6.204e-05 | 7.8531e-05 | 9.1063e-05 | 0.00023163 | 0 | 0 | 0 | 0 | 0 | 0 | 0 | 0 | 0 | 0 | 0 | 0 | 0.25909 | 0.0040357 | 0.0051085 | 0.0059237 | 0.015068 | 0 | 0 | 0 | 0 | 0 | 1.9
63001_G_OH2 | WECC_Northern Nevada | Nevada | 32 | Lyon | 19 | 63001 | OH2 | Whitegrass No. 1 | 9770 | 2018 | 9999 | Geothermal | [5 empty] | Non-Fossil | G | 2030 | Geothermal |  | 0.033991 | 0.043026 | 0.049892 | 0.12691 | 0 | 0 | 0 | 0 | 0 | 0 | 0 | 0 | 0 | 0 | 0 | 0 | 3.4791 | 4.4039 | 5.1067 | 12.9896 | 0 | 0 | 0 | 0 | 6.204e-05 | 7.8531e-05 | 9.1063e-05 | 0.00023163 | 0 | 0 | 0 | 0 | 0 | 0 | 0 | 0 | 0 | 0 | 0 | 0 | 0.25909 | 0.0040357 | 0.0051085 | 0.0059237 | 0.015068 | 0 | 0 | 0 | 0 | 0 | 1.9
63001_G_OL1 | WECC_Northern Nevada | Nevada | 32 | Lyon | 19 | 63001 | OL1 | Whitegrass No. 1 | 9770 | 2018 | 9999 | Geothermal | [5 empty] | Non-Fossil | G | 2030 | Geothermal |  | 0.023257 | 0.029439 | 0.034137 | 0.086832 | 0 | 0 | 0 | 0 | 0 | 0 | 0 | 0 | 0 | 0 | 0 | 0 | 2.3804 | 3.0132 | 3.494 | 8.8876 | 0 | 0 | 0 | 0 | 4.2448e-05 | 5.3731e-05 | 6.2306e-05 | 0.00015849 | 0 | 0 | 0 | 0 | 0 | 0 | 0 | 0 | 0 | 0 | 0 | 0 | 0.17727 | 0.0027613 | 0.0034953 | 0.0040531 | 0.01031 | 0 | 0 | 0 | 0 | 0 | 1.3
63001_G_OL2 | WECC_Northern Nevada | Nevada | 32 | Lyon | 19 | 63001 | OL2 | Whitegrass No. 1 | 9770 | 2018 | 9999 | Geothermal | [5 empty] | Non-Fossil | G | 2030 | Geothermal |  | 0.023257 | 0.029439 | 0.034137 | 0.086832 | 0 | 0 | 0 | 0 | 0 | 0 | 0 | 0 | 0 | 0 | 0 | 0 | 2.3804 | 3.0132 | 3.494 | 8.8876 | 0 | 0 | 0 | 0 | 4.2448e-05 | 5.3731e-05 | 6.2306e-05 | 0.00015849 | 0 | 0 | 0 | 0 | 0 | 0 | 0 | 0 | 0 | 0 | 0 | 0 | 0.17727 | 0.0027613 | 0.0034953 | 0.0040531 | 0.01031 | 0 | 0 | 0 | 0 | 0 | 1.3
63011_G_CRONI | ISONE_MA, VT, NH, RI (Rest of ISO New England) | Massachusetts | 25 | Worcester | 27 | 63011 | CRONI | Cronin Road Solar 1, LLC | 0 | 2019 | 9999 | Solar PV | [5 empty] | Non-Fossil | G | 2030 | Solar |  | 0 | 0 | 0 | 0 | 0 | 0 | 0 | 0 | 0 | 0 | 0 | 0 | 0 | 0 | 0 | 0 | 0.31387 | 0.62945 | 1.1555 | 2.0988 | 0 | 0 | 0 | 0 | 0 | 0 | 0 | 0 | 0 | 0 | 0 | 0 | 0 | 0 | 0 | 0 | 0 | 0 | 0 | 0 | 0.06571 | 0 | 0 | 0 | 0 | 0 | 0 | 0 | 0 | 0 | 1.5
63012_G_SWANN | NY_Zone A (West) | New York | 36 | Niagara | 63 | 63012 | SWANN | Ransomville Solar 1, LLC | 0 | 2019 | 9999 | Solar PV | [5 empty] | Non-Fossil | G | 2030 | Solar |  | 0 | 0 | 0 | 0 | 0 | 0 | 0 | 0 | 0 | 0 | 0 | 0 | 0 | 0 | 0 | 0 | 1.2802 | 2.4116 | 4.2313 | 7.9231 | 0 | 0 | 0 | 0 | 0 | 0 | 0 | 0 | 0 | 0 | 0 | 0 | 0 | 0 | 0 | 0 | 0 | 0 | 0 | 0 | 0.15799 | 0 | 0 | 0 | 0 | 0 | 0 | 0 | 0 | 0 | 5
63013_G_STATE | NY_Zone F (Capital) | New York | 36 | Fulton | 35 | 63013 | STATE | Johnstown Solar 1, LLC | 0 | 2019 | 9999 | Solar PV | [5 empty] | Non-Fossil | G | 2030 | Solar |  | 0 | 0 | 0 | 0 | 0 | 0 | 0 | 0 | 0 | 0 | 0 | 0 | 0 | 0 | 0 | 0 | 0.87969 | 1.7199 | 2.9696 | 5.5692 | 0 | 0 | 0 | 0 | 0 | 0 | 0 | 0 | 0 | 0 | 0 | 0 | 0 | 0 | 0 | 0 | 0 | 0 | 0 | 0 | 0.12639 | 0 | 0 | 0 | 0 | 0 | 0 | 0 | 0 | 0 | 4
63019_G_GRN1 | MISO_Lower Michigan | Michigan | 26 | Grand Traverse | 55 | 63019 | GRN1 | Green Lake Solar | 0 | 2018 | 9999 | Solar PV | [5 empty] | Non-Fossil | G | 2030 | Solar |  | 0 | 0 | 0 | 0 | 0 | 0 | 0 | 0 | 0 | 0 | 0 | 0 | 0 | 0 | 0 | 0 | 0.12706 | 0.42531 | 0.8052 | 1.3576 | 0 | 0 | 0 | 0 | 0 | 0 | 0 | 0 | 0 | 0 | 0 | 0 | 0 | 0 | 0 | 0 | 0 | 0 | 0 | 0 | 0.031598 | 0 | 0 | 0 | 0 | 0 | 0 | 0 | 0 | 0 | 1
63020_G_TCLP1 | MISO_Lower Michigan | Michigan | 26 | Leelanau | 89 | 63020 | TCLP1 | TCLP Solar Phase 1 | 0 | 2017 | 9999 | Solar PV | [5 empty] | Non-Fossil | G | 2030 | Solar |  | 0 | 0 | 0 | 0 | 0 | 0 | 0 | 0 | 0 | 0 | 0 | 0 | 0 | 0 | 0 | 0 | 0.12706 | 0.42531 | 0.8052 | 1.3576 | 0 | 0 | 0 | 0 | 0 | 0 | 0 | 0 | 0 | 0 | 0 | 0 | 0 | 0 | 0 | 0 | 0 | 0 | 0 | 0 | 0.031598 | 0 | 0 | 0 | 0 | 0 | 0 | 0 | 0 | 0 | 1
63021_G_232 | WECC_Northern California (not including BANC) | California | 6 | Fresno | 19 | 63021 | 232 | SCCCD - Clovis Community College | 0 | 2018 | 9999 | Solar PV | [5 empty] | Non-Fossil | G | 2030 | Solar |  | 0 | 0 | 0 | 0 | 0 | 0 | 0 | 0 | 0 | 0 | 0 | 0 | 0 | 0 | 0 | 0 | 0.48306 | 0.96591 | 1.6294 | 3.0784 | 0 | 0 | 0 | 0 | 0 | 0 | 0 | 0 | 0 | 0 | 0 | 0 | 0 | 0 | 0 | 0 | 0 | 0 | 0 | 0 | 0.058959 | 0 | 0 | 0 | 0 | 0 | 0 | 0 | 0 | 0 | 1.3
63022_G_1 | WECC_Colorado | Colorado | 8 | El Paso | 41 | 63022 | 1 | Fort Carson Battery Energy Storage System | 0 | 2018 | 9999 | Energy Storage | [5 empty] | Non-Fossil | G | 2030 | EnerStor |  | 0 | 0 | 0 | 0 | 0 | 0 | 0 | 0 | 0 | 0 | 0 | 0 | 0 | 0 | 0 | 0 | 0.0033053 | 0.26112 | 1.3376 | 1.6021 | 0 | 0 | 0 | 0 | 0 | 0 | 0 | 0 | 0 | 0 | 0 | 0 | 0 | 0 | 0 | 0 | 0 | 0 | 0 | 0 | 0.15446 | 2.6013e-05 | 0.002055 | 0.010527 | 0.012608 | 0 | 0 | 0 | 0 | 0 | 4.2
63023_G_COGEN | PJM_EMAAC | Pennsylvania | 42 | Philadelphia | 101 | 63023 | COGEN | Jefferson Torresdale Hospital | 11686 | 2016 | 9999 | Combustion Turbine | [5 empty] | Fossil | G | 2030 | NaturalGas |  | 0 | 0 | 0.00046363 | 0.00046363 | 0 | 0 | 0 | 0 | 0 | 0 | 0 | 0 | 0 | 0 | 0 | 0 | 0 | 0 | 0.039674 | 0.039674 | 0 | 0 | 0.027141 | 0.027141 | 0 | 0 | 3.2454e-11 | 3.2454e-11 | 0 | 0 | 0.00024594 | 0.00024594 | 0 | 0 | 0 | 0 | 0 | 0 | 0 | 0 | 0.021698 | 0 | 0 | 0.00018726 | 0.00018726 | 0 | 0 | 0.00097691 | 0.00097691 | 0 | 1.1
63025_G_V110 | SERC_Delta_AECI | Missouri | 29 | Nodaway | 147 | 63025 | V110 | Clear Creek Wind | 0 | 2019 | 9999 | Onshore Wind | [5 empty] | Non-Fossil | G | 2030 | Wind |  | 0 | 0 | 0 | 0 | 0 | 0 | 0 | 0 | 0 | 0 | 0 | 0 | 0 | 0 | 0 | 0 | 16.7643 | 24.4254 | 19.1285 | 60.3183 | 0 | 0 | 0 | 0 | 0 | 0 | 0 | 0 | 0 | 0 | 0 | 0 | 0 | 0 | 0 | 0 | 0 | 0 | 0 | 0 | 0.84886 | 0 | 0 | 0 | 0 | 0 | 0 | 0 | 0 | 0 | 22
63025_G_V120 | SERC_Delta_AECI | Missouri | 29 | Nodaway | 147 | 63025 | V120 | Clear Creek Wind | 0 | 2019 | 9999 | Onshore Wind | [5 empty] | Non-Fossil | G | 2030 | Wind |  | 0 | 0 | 0 | 0 | 0 | 0 | 0 | 0 | 0 | 0 | 0 | 0 | 0 | 0 | 0 | 0 | 167.6433 | 244.2545 | 191.2853 | 603.1832 | 0 | 0 | 0 | 0 | 0 | 0 | 0 | 0 | 0 | 0 | 0 | 0 | 0 | 0 | 0 | 0 | 0 | 0 | 0 | 0 | 8.4886 | 0 | 0 | 0 | 0 | 0 | 0 | 0 | 0 | 0 | 220
63026_G_GEN1 | SERC_Central_TVA | Tennessee | 47 | Fayette | 47 | 63026 | GEN1 | Yum Yum Solar LLC | 0 | 2021 | 9999 | Solar PV | [5 empty] | Non-Fossil | G | 2030 | Solar |  | 0 | 0 | 0 | 0 | 0 | 0 | 0 | 0 | 0 | 0 | 0 | 0 | 0 | 0 | 0 | 0 | 39.7214 | 76.5882 | 114.9734 | 231.283 | 0 | 0 | 0 | 0 | 0 | 0 | 0 | 0 | 0 | 0 | 0 | 0 | 0 | 0 | 0 | 0 | 0 | 0 | 0 | 0 | 5.0924 | 0 | 0 | 0 | 0 | 0 | 0 | 0 | 0 | 0 | 147
63027_G_20 | ERCOT_Rest | Texas | 48 | Webb | 479 | 63027 | 20 | Mars Solar | 0 | 2019 | 9999 | Solar PV | [5 empty] | Non-Fossil | G | 2030 | Solar |  | 0 | 0 | 0 | 0 | 0 | 0 | 0 | 0 | 0 | 0 | 0 | 0 | 0 | 0 | 0 | 0 | 3.2897 | 5.9345 | 9.675 | 18.8993 | 0 | 0 | 0 | 0 | 0 | 0 | 0 | 0 | 0 | 0 | 0 | 0 | 0 | 0 | 0 | 0 | 0 | 0 | 0 | 0 | 0.37827 | 0 | 0 | 0 | 0 | 0 | 0 | 0 | 0 | 0 | 10
63030_G_CBRKS | ERCOT_Panhandle | Texas | 48 | Deaf Smith | 117 | 63030 | CBRKS | Canadian Breaks, LLC | 0 | 2019 | 9999 | Onshore Wind | [5 empty] | Non-Fossil | G | 2030 | Wind |  | 0 | 0 | 0 | 0 | 0 | 0 | 0 | 0 | 0 | 0 | 0 | 0 | 0 | 0 | 0 | 0 | 205.0938 | 291.1704 | 302.9691 | 799.2333 | 0 | 0 | 0 | 0 | 0 | 0 | 0 | 0 | 0 | 0 | 0 | 0 | 0 | 0 | 0 | 0 | 0 | 0 | 0 | 0 | 8.6115 | 0 | 0 | 0 | 0 | 0 | 0 | 0 | 0 | 0 | 210.1
63033_G_FS19 | MISO_Minnesota and Western Wisconsin | Minnesota | 27 | Dakota | 37 | 63033 | FS19 | FastSun 19 CSG | 0 | 2020 | 9999 | Solar PV | [5 empty] | Non-Fossil | G | 2030 | Solar |  | 0 | 0 | 0 | 0 | 0 | 0 | 0 | 0 | 0 | 0 | 0 | 0 | 0 | 0 | 0 | 0 | 0.21753 | 0.50504 | 0.95866 | 1.6812 | 0 | 0 | 0 | 0 | 0 | 0 | 0 | 0 | 0 | 0 | 0 | 0 | 0 | 0 | 0 | 0 | 0 | 0 | 0 | 0 | 0.031598 | 0 | 0 | 0 | 0 | 0 | 0 | 0 | 0 | 0 | 1
63034_G_FS18 | MISO_Minnesota and Western Wisconsin | Minnesota | 27 | Winona | 169 | 63034 | FS18 | FastSun 18 CSG | 0 | 2020 | 9999 | Solar PV | [5 empty] | Non-Fossil | G | 2030 | Solar |  | 0 | 0 | 0 | 0 | 0 | 0 | 0 | 0 | 0 | 0 | 0 | 0 | 0 | 0 | 0 | 0 | 0.21753 | 0.50504 | 0.95866 | 1.6812 | 0 | 0 | 0 | 0 | 0 | 0 | 0 | 0 | 0 | 0 | 0 | 0 | 0 | 0 | 0 | 0 | 0 | 0 | 0 | 0 | 0.031598 | 0 | 0 | 0 | 0 | 0 | 0 | 0 | 0 | 0 | 1
63035_G_FS13 | MISO_Minnesota and Western Wisconsin | Minnesota | 27 | Douglas | 41 | 63035 | FS13 | FastSun 13 CSG | 0 | 2020 | 9999 | Solar PV | [5 empty] | Non-Fossil | G | 2030 | Solar |  | 0 | 0 | 0 | 0 | 0 | 0 | 0 | 0 | 0 | 0 | 0 | 0 | 0 | 0 | 0 | 0 | 0.21753 | 0.50504 | 0.95866 | 1.6812 | 0 | 0 | 0 | 0 | 0 | 0 | 0 | 0 | 0 | 0 | 0 | 0 | 0 | 0 | 0 | 0 | 0 | 0 | 0 | 0 | 0.031598 | 0 | 0 | 0 | 0 | 0 | 0 | 0 | 0 | 0 | 1
63036_G_FS14 | MISO_Minnesota and Western Wisconsin | Minnesota | 27 | Blue Earth | 13 | 63036 | FS14 | FastSun 14 CSG | 0 | 2020 | 9999 | Solar PV | [5 empty] | Non-Fossil | G | 2030 | Solar |  | 0 | 0 | 0 | 0 | 0 | 0 | 0 | 0 | 0 | 0 | 0 | 0 | 0 | 0 | 0 | 0 | 0.21753 | 0.50504 | 0.95866 | 1.6812 | 0 | 0 | 0 | 0 | 0 | 0 | 0 | 0 | 0 | 0 | 0 | 0 | 0 | 0 | 0 | 0 | 0 | 0 | 0 | 0 | 0.031598 | 0 | 0 | 0 | 0 | 0 | 0 | 0 | 0 | 0 | 1
63037_G_FS11 | MISO_Minnesota and Western Wisconsin | Minnesota | 27 | Goodhue | 49 | 63037 | FS11 | FastSun 11 CSG | 0 | 2020 | 9999 | Solar PV | [5 empty] | Non-Fossil | G | 2030 | Solar |  | 0 | 0 | 0 | 0 | 0 | 0 | 0 | 0 | 0 | 0 | 0 | 0 | 0 | 0 | 0 | 0 | 0.21753 | 0.50504 | 0.95866 | 1.6812 | 0 | 0 | 0 | 0 | 0 | 0 | 0 | 0 | 0 | 0 | 0 | 0 | 0 | 0 | 0 | 0 | 0 | 0 | 0 | 0 | 0.031598 | 0 | 0 | 0 | 0 | 0 | 0 | 0 | 0 | 0 | 1
63038_G_FS10 | MISO_Minnesota and Western Wisconsin | Minnesota | 27 | Goodhue | 49 | 63038 | FS10 | FastSun 10 CSG | 0 | 2020 | 9999 | Solar PV | [5 empty] | Non-Fossil | G | 2030 | Solar |  | 0 | 0 | 0 | 0 | 0 | 0 | 0 | 0 | 0 | 0 | 0 | 0 | 0 | 0 | 0 | 0 | 0.21753 | 0.50504 | 0.95866 | 1.6812 | 0 | 0 | 0 | 0 | 0 | 0 | 0 | 0 | 0 | 0 | 0 | 0 | 0 | 0 | 0 | 0 | 0 | 0 | 0 | 0 | 0.031598 | 0 | 0 | 0 | 0 | 0 | 0 | 0 | 0 | 0 | 1
63039_G_FS8 | MISO_Minnesota and Western Wisconsin | Minnesota | 27 | Nicollet | 103 | 63039 | FS8 | FastSun 8 CSG | 0 | 2020 | 9999 | Solar PV | [5 empty] | Non-Fossil | G | 2030 | Solar |  | 0 | 0 | 0 | 0 | 0 | 0 | 0 | 0 | 0 | 0 | 0 | 0 | 0 | 0 | 0 | 0 | 0.21753 | 0.50504 | 0.95866 | 1.6812 | 0 | 0 | 0 | 0 | 0 | 0 | 0 | 0 | 0 | 0 | 0 | 0 | 0 | 0 | 0 | 0 | 0 | 0 | 0 | 0 | 0.031598 | 0 | 0 | 0 | 0 | 0 | 0 | 0 | 0 | 0 | 1
63040_G_FS9 | MISO_Minnesota and Western Wisconsin | Minnesota | 27 | Goodhue | 49 | 63040 | FS9 | FastSun 9 CSG | 0 | 2020 | 9999 | Solar PV | [5 empty] | Non-Fossil | G | 2030 | Solar |  | 0 | 0 | 0 | 0 | 0 | 0 | 0 | 0 | 0 | 0 | 0 | 0 | 0 | 0 | 0 | 0 | 0.21753 | 0.50504 | 0.95866 | 1.6812 | 0 | 0 | 0 | 0 | 0 | 0 | 0 | 0 | 0 | 0 | 0 | 0 | 0 | 0 | 0 | 0 | 0 | 0 | 0 | 0 | 0.031598 | 0 | 0 | 0 | 0 | 0 | 0 | 0 | 0 | 0 | 1
63041_G_HANRA | ISONE_MA, VT, NH, RI (Rest of ISO New England) | Massachusetts | 25 | Worcester | 27 | 63041 | HANRA | Lane Ave Solar LLC | 0 | 2020 | 9999 | Solar PV | [5 empty] | Non-Fossil | G | 2030 | Solar |  | 0 | 0 | 0 | 0 | 0 | 0 | 0 | 0 | 0 | 0 | 0 | 0 | 0 | 0 | 0 | 0 | 0.31387 | 0.62945 | 1.1555 | 2.0988 | 0 | 0 | 0 | 0 | 0 | 0 | 0 | 0 | 0 | 0 | 0 | 0 | 0 | 0 | 0 | 0 | 0 | 0 | 0 | 0 | 0.06571 | 0 | 0 | 0 | 0 | 0 | 0 | 0 | 0 | 0 | 1.5
63042_G_FS3 | MISO_Minnesota and Western Wisconsin | Minnesota | 27 | Stearns | 145 | 63042 | FS3 | FastSun 3 CSG | 0 | 2020 | 9999 | Solar PV | [5 empty] | Non-Fossil | G | 2030 | Solar |  | 0 | 0 | 0 | 0 | 0 | 0 | 0 | 0 | 0 | 0 | 0 | 0 | 0 | 0 | 0 | 0 | 0.21753 | 0.50504 | 0.95866 | 1.6812 | 0 | 0 | 0 | 0 | 0 | 0 | 0 | 0 | 0 | 0 | 0 | 0 | 0 | 0 | 0 | 0 | 0 | 0 | 0 | 0 | 0.031598 | 0 | 0 | 0 | 0 | 0 | 0 | 0 | 0 | 0 | 1
63043_G_FS7 | MISO_Minnesota and Western Wisconsin | Minnesota | 27 | McLeod | 85 | 63043 | FS7 | FastSun 7 CSG | 0 | 2020 | 9999 | Solar PV | [5 empty] | Non-Fossil | G | 2030 | Solar |  | 0 | 0 | 0 | 0 | 0 | 0 | 0 | 0 | 0 | 0 | 0 | 0 | 0 | 0 | 0 | 0 | 0.21753 | 0.50504 | 0.95866 | 1.6812 | 0 | 0 | 0 | 0 | 0 | 0 | 0 | 0 | 0 | 0 | 0 | 0 | 0 | 0 | 0 | 0 | 0 | 0 | 0 | 0 | 0.031598 | 0 | 0 | 0 | 0 | 0 | 0 | 0 | 0 | 0 | 1
63044_G_ORCHA | ISONE_MA, VT, NH, RI (Rest of ISO New England) | Massachusetts | 25 | Worcester | 27 | 63044 | ORCHA | Ryan Road Solar LLC | 0 | 2020 | 9999 | Solar PV | [5 empty] | Non-Fossil | G | 2030 | Solar |  | 0 | 0 | 0 | 0 | 0 | 0 | 0 | 0 | 0 | 0 | 0 | 0 | 0 | 0 | 0 | 0 | 0.89976 | 1.8044 | 3.3125 | 6.0167 | 0 | 0 | 0 | 0 | 0 | 0 | 0 | 0 | 0 | 0 | 0 | 0 | 0 | 0 | 0 | 0 | 0 | 0 | 0 | 0 | 0.18837 | 0 | 0 | 0 | 0 | 0 | 0 | 0 | 0 | 0 | 4.3
63045_G_FS5 | MISO_Minnesota and Western Wisconsin | Minnesota | 27 | Winona | 169 | 63045 | FS5 | FastSun 5 CSG | 0 | 2020 | 9999 | Solar PV | [5 empty] | Non-Fossil | G | 2030 | Solar |  | 0 | 0 | 0 | 0 | 0 | 0 | 0 | 0 | 0 | 0 | 0 | 0 | 0 | 0 | 0 | 0 | 0.21753 | 0.50504 | 0.95866 | 1.6812 | 0 | 0 | 0 | 0 | 0 | 0 | 0 | 0 | 0 | 0 | 0 | 0 | 0 | 0 | 0 | 0 | 0 | 0 | 0 | 0 | 0.031598 | 0 | 0 | 0 | 0 | 0 | 0 | 0 | 0 | 0 | 1
63046_G_FS1 | MISO_Minnesota and Western Wisconsin | Minnesota | 27 | Meeker | 93 | 63046 | FS1 | FastSun 1 CSG | 0 | 2020 | 9999 | Solar PV | [5 empty] | Non-Fossil | G | 2030 | Solar |  | 0 | 0 | 0 | 0 | 0 | 0 | 0 | 0 | 0 | 0 | 0 | 0 | 0 | 0 | 0 | 0 | 0.21753 | 0.50504 | 0.95866 | 1.6812 | 0 | 0 | 0 | 0 | 0 | 0 | 0 | 0 | 0 | 0 | 0 | 0 | 0 | 0 | 0 | 0 | 0 | 0 | 0 | 0 | 0.031598 | 0 | 0 | 0 | 0 | 0 | 0 | 0 | 0 | 0 | 1
63049_G_GEN1 | WECC_Pacific Northwest | Oregon | 41 | Crook | 13 | 63049 | GEN1 | Prineville Solar Energy LLC | 0 | 2020 | 9999 | Solar PV | [5 empty] | Non-Fossil | G | 2030 | Solar |  | 0 | 0 | 0 | 0 | 0 | 0 | 0 | 0 | 0 | 0 | 0 | 0 | 0 | 0 | 0 | 0 | 12.9309 | 27.6031 | 51.1495 | 91.6834 | 0 | 0 | 0 | 0 | 0 | 0 | 0 | 0 | 0 | 0 | 0 | 0 | 0 | 0 | 0 | 0 | 0 | 0 | 0 | 0 | 1.6158 | 0 | 0 | 0 | 0 | 0 | 0 | 0 | 0 | 0 | 46.2
63050_G_GEN1 | WECC_Pacific Northwest | Oregon | 41 | Crook | 13 | 63050 | GEN1 | Millican Solar Energy LLC | 0 | 2020 | 9999 | Solar PV | [5 empty] | Non-Fossil | G | 2030 | Solar |  | 0 | 0 | 0 | 0 | 0 | 0 | 0 | 0 | 0 | 0 | 0 | 0 | 0 | 0 | 0 | 0 | 19.9841 | 42.6593 | 79.0492 | 141.6926 | 0 | 0 | 0 | 0 | 0 | 0 | 0 | 0 | 0 | 0 | 0 | 0 | 0 | 0 | 0 | 0 | 0 | 0 | 0 | 0 | 2.4972 | 0 | 0 | 0 | 0 | 0 | 0 | 0 | 0 | 0 | 71.4
63051_G_32 | NY_Zone B (Genesee) | New York | 36 | Wayne | 117 | 63051 | 32 | Hollygrove CSG | 0 | 2018 | 9999 | Solar PV | [5 empty] | Non-Fossil | G | 2030 | Solar |  | 0 | 0 | 0 | 0 | 0 | 0 | 0 | 0 | 0 | 0 | 0 | 0 | 0 | 0 | 0 | 0 | 0.4155 | 0.82067 | 1.4886 | 2.7248 | 0 | 0 | 0 | 0 | 0 | 0 | 0 | 0 | 0 | 0 | 0 | 0 | 0 | 0 | 0 | 0 | 0 | 0 | 0 | 0 | 0.063197 | 0 | 0 | 0 | 0 | 0 | 0 | 0 | 0 | 0 | 2
63052_G_106 | NY_Zone F (Capital) | New York | 36 | Albany | 1 | 63052 | 106 | Guildlerland CSG | 0 | 2018 | 9999 | Solar PV | [5 empty] | Non-Fossil | G | 2030 | Solar |  | 0 | 0 | 0 | 0 | 0 | 0 | 0 | 0 | 0 | 0 | 0 | 0 | 0 | 0 | 0 | 0 | 0.43984 | 0.85995 | 1.4848 | 2.7846 | 0 | 0 | 0 | 0 | 0 | 0 | 0 | 0 | 0 | 0 | 0 | 0 | 0 | 0 | 0 | 0 | 0 | 0 | 0 | 0 | 0.063197 | 0 | 0 | 0 | 0 | 0 | 0 | 0 | 0 | 0 | 2
63053_G_PAWF | MISO_Iowa | Iowa | 19 | Palo Alto | 147 | 63053 | PAWF | Palo Alto Wind Farm | 0 | 2019 | 9999 | Onshore Wind | [5 empty] | Non-Fossil | G | 2030 | Wind |  | 0 | 0 | 0 | 0 | 0 | 0 | 0 | 0 | 0 | 0 | 0 | 0 | 0 | 0 | 0 | 0 | 218.1559 | 303.7493 | 243.4821 | 765.3874 | 0 | 0 | 0 | 0 | 0 | 0 | 0 | 0 | 0 | 0 | 0 | 0 | 0 | 0 | 0 | 0 | 0 | 0 | 0 | 0 | 10.5445 | 0 | 0 | 0 | 0 | 0 | 0 | 0 | 0 | 0 | 250
63055_G_26 | NY_Zone C&E | New York | 36 | Oswego | 75 | 63055 | 26 | Howland CSG | 0 | 2018 | 9999 | Solar PV | [5 empty] | Non-Fossil | G | 2030 | Solar |  | 0 | 0 | 0 | 0 | 0 | 0 | 0 | 0 | 0 | 0 | 0 | 0 | 0 | 0 | 0 | 0 | 0.41759 | 0.79805 | 1.3952 | 2.6108 | 0 | 0 | 0 | 0 | 0 | 0 | 0 | 0 | 0 | 0 | 0 | 0 | 0 | 0 | 0 | 0 | 0 | 0 | 0 | 0 | 0.063197 | 0 | 0 | 0 | 0 | 0 | 0 | 0 | 0 | 0 | 2
63056_G_131 | NY_Zone F (Capital) | New York | 36 | Schenectady | 93 | 63056 | 131 | Gifford CSG | 0 | 2018 | 9999 | Solar PV | [5 empty] | Non-Fossil | G | 2030 | Solar |  | 0 | 0 | 0 | 0 | 0 | 0 | 0 | 0 | 0 | 0 | 0 | 0 | 0 | 0 | 0 | 0 | 0.43984 | 0.85995 | 1.4848 | 2.7846 | 0 | 0 | 0 | 0 | 0 | 0 | 0 | 0 | 0 | 0 | 0 | 0 | 0 | 0 | 0 | 0 | 0 | 0 | 0 | 0 | 0.063197 | 0 | 0 | 0 | 0 | 0 | 0 | 0 | 0 | 0 | 2
63057_G_114 | NY_Zone F (Capital) | New York | 36 | Rensselaer | 83 | 63057 | 114 | Czub CSG | 0 | 2018 | 9999 | Solar PV | [5 empty] | Non-Fossil | G | 2030 | Solar |  | 0 | 0 | 0 | 0 | 0 | 0 | 0 | 0 | 0 | 0 | 0 | 0 | 0 | 0 | 0 | 0 | 0.43984 | 0.85995 | 1.4848 | 2.7846 | 0 | 0 | 0 | 0 | 0 | 0 | 0 | 0 | 0 | 0 | 0 | 0 | 0 | 0 | 0 | 0 | 0 | 0 | 0 | 0 | 0.063197 | 0 | 0 | 0 | 0 | 0 | 0 | 0 | 0 | 0 | 2
63058_G_199 | NY_Zone C&E | New York | 36 | Jefferson | 45 | 63058 | 199 | Mereand CSG | 0 | 2018 | 9999 | Solar PV | [5 empty] | Non-Fossil | G | 2030 | Solar |  | 0 | 0 | 0 | 0 | 0 | 0 | 0 | 0 | 0 | 0 | 0 | 0 | 0 | 0 | 0 | 0 | 0.41759 | 0.79805 | 1.3952 | 2.6108 | 0 | 0 | 0 | 0 | 0 | 0 | 0 | 0 | 0 | 0 | 0 | 0 | 0 | 0 | 0 | 0 | 0 | 0 | 0 | 0 | 0.063197 | 0 | 0 | 0 | 0 | 0 | 0 | 0 | 0 | 0 | 2
63059_G_19 | NY_Zone C&E | New York | 36 | Ontario | 69 | 63059 | 19 | Aegis CSG | 0 | 2018 | 9999 | Solar PV | [5 empty] | Non-Fossil | G | 2030 | Solar |  | 0 | 0 | 0 | 0 | 0 | 0 | 0 | 0 | 0 | 0 | 0 | 0 | 0 | 0 | 0 | 0 | 0.41759 | 0.79805 | 1.3952 | 2.6108 | 0 | 0 | 0 | 0 | 0 | 0 | 0 | 0 | 0 | 0 | 0 | 0 | 0 | 0 | 0 | 0 | 0 | 0 | 0 | 0 | 0.063197 | 0 | 0 | 0 | 0 | 0 | 0 | 0 | 0 | 0 | 2
63060_G_28 | NY_Zone B (Genesee) | New York | 36 | Genesee | 37 | 63060 | 28 | Pearl CSG | 0 | 2018 | 9999 | Solar PV | [5 empty] | Non-Fossil | G | 2030 | Solar |  | 0 | 0 | 0 | 0 | 0 | 0 | 0 | 0 | 0 | 0 | 0 | 0 | 0 | 0 | 0 | 0 | 0.4155 | 0.82067 | 1.4886 | 2.7248 | 0 | 0 | 0 | 0 | 0 | 0 | 0 | 0 | 0 | 0 | 0 | 0 | 0 | 0 | 0 | 0 | 0 | 0 | 0 | 0 | 0.063197 | 0 | 0 | 0 | 0 | 0 | 0 | 0 | 0 | 0 | 2
63060_G_29 | NY_Zone B (Genesee) | New York | 36 | Genesee | 37 | 63060 | 29 | Pearl CSG | 0 | 2018 | 9999 | Solar PV | [5 empty] | Non-Fossil | G | 2030 | Solar |  | 0 | 0 | 0 | 0 | 0 | 0 | 0 | 0 | 0 | 0 | 0 | 0 | 0 | 0 | 0 | 0 | 0.4155 | 0.82067 | 1.4886 | 2.7248 | 0 | 0 | 0 | 0 | 0 | 0 | 0 | 0 | 0 | 0 | 0 | 0 | 0 | 0 | 0 | 0 | 0 | 0 | 0 | 0 | 0.063197 | 0 | 0 | 0 | 0 | 0 | 0 | 0 | 0 | 0 | 2
63062_G_1 | SERC_Southeastern | Georgia | 13 | Bibb | 21 | 63062 | 1 | Fort Valley State University Solar | 0 | 2019 | 9999 | Solar PV | [5 empty] | Non-Fossil | G | 2030 | Solar |  | 0 | 0 | 0 | 0 | 0 | 0 | 0 | 0 | 0 | 0 | 0 | 0 | 0 | 0 | 0 | 0 | 3.9092 | 7.0043 | 10.8587 | 21.7722 | 0 | 0 | 0 | 0 | 0 | 0 | 0 | 0 | 0 | 0 | 0 | 0 | 0 | 0 | 0 | 0 | 0 | 0 | 0 | 0 | 0.37352 | 0 | 0 | 0 | 0 | 0 | 0 | 0 | 0 | 0 | 10.8
63063_G_GT01 | SERC_VACAR | South Carolina | 45 | Pickens | 77 | 63063 | GT01 | Duke Energy CHP at Clemson University | 12369 | 2019 | 9999 | Combustion Turbine | [5 empty] | Fossil | G | 2030 | NaturalGas |  | 0.00041064 | 0 | 0 | 0.00041064 | 0 | 0 | 0 | 0 | 0 | 0 | 0 | 0 | 0 | 0 | 0 | 0 | 0.033199 | 0 | 0 | 0.033199 | 0.024039 | 0 | 0 | 0.024039 | 2.8745e-11 | 0 | 0 | 2.8745e-11 | 2.2585e-06 | 0 | 0 | 2.2585e-06 | 0 | 0 | 0 | 0 | 0 | 0 | 0 | 0 | 0.25248 | 0.00016356 | 0 | 0 | 0.00016356 | 0.0013297 | 0 | 0 | 0.0013297 | 0 | 12.8
63064_G_ES1 | SERC_VACAR | North Carolina | 37 | Buncombe | 21 | 63064 | ES1 | Asheville-Rock Hill Battery | 0 | 2020 | 9999 | Energy Storage | [5 empty] | Non-Fossil | G | 2030 | EnerStor |  | 0 | 0 | 0 | 0 | 0 | 0 | 0 | 0 | 0 | 0 | 0 | 0 | 0 | 0 | 0 | 0 | 0.77197 | 0.16966 | 0.14445 | 1.0861 | 0 | 0 | 0 | 0 | 0 | 0 | 0 | 0 | 0 | 0 | 0 | 0 | 0 | 0 | 0 | 0 | 0 | 0 | 0 | 0 | 0.32363 | 0.0060755 | 0.0013353 | 0.0011369 | 0.0085477 | 0 | 0 | 0 | 0 | 0 | 8.8
63068_G_231 | WECC_Northern California (not including BANC) | California | 6 | Fresno | 19 | 63068 | 231 | SCCCD - Fresno Community College | 0 | 2019 | 9999 | Solar PV | [5 empty] | Non-Fossil | G | 2030 | Solar |  | 0 | 0 | 0 | 0 | 0 | 0 | 0 | 0 | 0 | 0 | 0 | 0 | 0 | 0 | 0 | 0 | 0.81748 | 1.6346 | 2.7574 | 5.2095 | 0 | 0 | 0 | 0 | 0 | 0 | 0 | 0 | 0 | 0 | 0 | 0 | 0 | 0 | 0 | 0 | 0 | 0 | 0 | 0 | 0.099777 | 0 | 0 | 0 | 0 | 0 | 0 | 0 | 0 | 0 | 2.2
63072_G_18 | PJM_SWMAAC | Maryland | 24 | Baltimore | 5 | 63072 | 18 | Kingsville CSG | 0 | 2019 | 9999 | Solar PV | [5 empty] | Non-Fossil | G | 2030 | Solar |  | 0 | 0 | 0 | 0 | 0 | 0 | 0 | 0 | 0 | 0 | 0 | 0 | 0 | 0 | 0 | 0 | 0.50575 | 1.0205 | 1.5875 | 3.1137 | 0 | 0 | 0 | 0 | 0 | 0 | 0 | 0 | 0 | 0 | 0 | 0 | 0 | 0 | 0 | 0 | 0 | 0 | 0 | 0 | 0.076621 | 0 | 0 | 0 | 0 | 0 | 0 | 0 | 0 | 0 | 2
63074_G_234 | WECC_Northern California (not including BANC) | California | 6 | Fresno | 19 | 63074 | 234 | Reedley Community College Solar | 0 | 2018 | 9999 | Solar PV | [5 empty] | Non-Fossil | G | 2030 | Solar |  | 0 | 0 | 0 | 0 | 0 | 0 | 0 | 0 | 0 | 0 | 0 | 0 | 0 | 0 | 0 | 0 | 0.96611 | 1.9318 | 3.2588 | 6.1567 | 0 | 0 | 0 | 0 | 0 | 0 | 0 | 0 | 0 | 0 | 0 | 0 | 0 | 0 | 0 | 0 | 0 | 0 | 0 | 0 | 0.11792 | 0 | 0 | 0 | 0 | 0 | 0 | 0 | 0 | 0 | 2.6
63075_G_20 | PJM_SWMAAC | Maryland | 24 | Prince Georges | 33 | 63075 | 20 | Upper Marlboro 1 CSG | 0 | 2019 | 9999 | Solar PV | [5 empty] | Non-Fossil | G | 2030 | Solar |  | 0 | 0 | 0 | 0 | 0 | 0 | 0 | 0 | 0 | 0 | 0 | 0 | 0 | 0 | 0 | 0 | 0.50575 | 1.0205 | 1.5875 | 3.1137 | 0 | 0 | 0 | 0 | 0 | 0 | 0 | 0 | 0 | 0 | 0 | 0 | 0 | 0 | 0 | 0 | 0 | 0 | 0 | 0 | 0.076621 | 0 | 0 | 0 | 0 | 0 | 0 | 0 | 0 | 0 | 2
63079_G_157 | NY_Zone F (Capital) | New York | 36 | Albany | 1 | 63079 | 157 | Bethlehem Solar | 0 | 2019 | 9999 | Solar PV | [5 empty] | Non-Fossil | G | 2030 | Solar |  | 0 | 0 | 0 | 0 | 0 | 0 | 0 | 0 | 0 | 0 | 0 | 0 | 0 | 0 | 0 | 0 | 0.37387 | 0.73096 | 1.2621 | 2.3669 | 0 | 0 | 0 | 0 | 0 | 0 | 0 | 0 | 0 | 0 | 0 | 0 | 0 | 0 | 0 | 0 | 0 | 0 | 0 | 0 | 0.053717 | 0 | 0 | 0 | 0 | 0 | 0 | 0 | 0 | 0 | 1.7
63080_G_GEN1 | WECC_Southern Nevada | Nevada | 32 | Clark | 3 | 63080 | GEN1 | Harry Allen Solar Energy LLC | 0 | 2020 | 9999 | Solar PV | [5 empty] | Non-Fossil | G | 2030 | Solar |  | 0 | 0 | 0 | 0 | 0 | 0 | 0 | 0 | 0 | 0 | 0 | 0 | 0 | 0 | 0 | 0 | 41.8831 | 82.0518 | 126.3593 | 250.2943 | 0 | 0 | 0 | 0 | 0 | 0 | 0 | 0 | 0 | 0 | 0 | 0 | 0 | 0 | 0 | 0 | 0 | 0 | 0 | 0 | 4.4697 | 0 | 0 | 0 | 0 | 0 | 0 | 0 | 0 | 0 | 100
63081_G_SMI | WECC_New Mexico | New Mexico | 35 | San Miguel | 47 | 63081 | SMI | San Miguel I Solar Energy Center | 0 | 2019 | 9999 | Solar PV | [5 empty] | Non-Fossil | G | 2030 | Solar |  | 0 | 0 | 0 | 0 | 0 | 0 | 0 | 0 | 0 | 0 | 0 | 0 | 0 | 0 | 0 | 0 | 4.1345 | 7.6235 | 11.7123 | 23.4703 | 0 | 0 | 0 | 0 | 0 | 0 | 0 | 0 | 0 | 0 | 0 | 0 | 0 | 0 | 0 | 0 | 0 | 0 | 0 | 0 | 0.38108 | 0 | 0 | 0 | 0 | 0 | 0 | 0 | 0 | 0 | 10
63082_G_SMII | WECC_New Mexico | New Mexico | 35 | San Miguel | 47 | 63082 | SMII | San Miguel II Solar Energy Center | 0 | 2019 | 9999 | Solar PV | [5 empty] | Non-Fossil | G | 2030 | Solar |  | 0 | 0 | 0 | 0 | 0 | 0 | 0 | 0 | 0 | 0 | 0 | 0 | 0 | 0 | 0 | 0 | 4.1345 | 7.6235 | 11.7123 | 23.4703 | 0 | 0 | 0 | 0 | 0 | 0 | 0 | 0 | 0 | 0 | 0 | 0 | 0 | 0 | 0 | 0 | 0 | 0 | 0 | 0 | 0.38108 | 0 | 0 | 0 | 0 | 0 | 0 | 0 | 0 | 0 | 10
63085_G_15124 | PJM_SWMAAC | Maryland | 24 | Baltimore | 5 | 63085 | 15124 | White CSG | 0 | 2019 | 9999 | Solar PV | [5 empty] | Non-Fossil | G | 2030 | Solar |  | 0 | 0 | 0 | 0 | 0 | 0 | 0 | 0 | 0 | 0 | 0 | 0 | 0 | 0 | 0 | 0 | 0.50575 | 1.0205 | 1.5875 | 3.1137 | 0 | 0 | 0 | 0 | 0 | 0 | 0 | 0 | 0 | 0 | 0 | 0 | 0 | 0 | 0 | 0 | 0 | 0 | 0 | 0 | 0.076621 | 0 | 0 | 0 | 0 | 0 | 0 | 0 | 0 | 0 | 2
63086_G_1731 | NY_Zone G-I (Downstate NY) | New York | 36 | Ulster | 111 | 63086 | 1731 | Frog Hollow CSG | 0 | 2019 | 9999 | Solar PV | [5 empty] | Non-Fossil | G | 2030 | Solar |  | 0 | 0 | 0 | 0 | 0 | 0 | 0 | 0 | 0 | 0 | 0 | 0 | 0 | 0 | 0 | 0 | 0.34617 | 0.67314 | 1.1635 | 2.1828 | 0 | 0 | 0 | 0 | 0 | 0 | 0 | 0 | 0 | 0 | 0 | 0 | 0 | 0 | 0 | 0 | 0 | 0 | 0 | 0 | 0.063197 | 0 | 0 | 0 | 0 | 0 | 0 | 0 | 0 | 0 | 2
63089_G_15122 | PJM_EMAAC | Maryland | 24 | Worcester | 47 | 63089 | 15122 | Gibbons CSG | 0 | 2019 | 9999 | Solar PV | [5 empty] | Non-Fossil | G | 2030 | Solar |  | 0 | 0 | 0 | 0 | 0 | 0 | 0 | 0 | 0 | 0 | 0 | 0 | 0 | 0 | 0 | 0 | 0.57801 | 1.166 | 1.7869 | 3.5309 | 0 | 0 | 0 | 0 | 0 | 0 | 0 | 0 | 0 | 0 | 0 | 0 | 0 | 0 | 0 | 0 | 0 | 0 | 0 | 0 | 0.070083 | 0 | 0 | 0 | 0 | 0 | 0 | 0 | 0 | 0 | 2
63090_G_COOPR | MISO_Minnesota and Western Wisconsin | Minnesota | 27 | Isanti | 59 | 63090 | COOPR | Athens - Coopers Corner BESS | 0 | 2018 | 9999 | Energy Storage | [5 empty] | Non-Fossil | G | 2030 | EnerStor |  | 0 | 0 | 0 | 0 | 0 | 0 | 0 | 0 | 0 | 0 | 0 | 0 | 0 | 0 | 0 | 0 | 0.13014 | 0.066516 | 0.046272 | 0.24293 | 0 | 0 | 0 | 0 | 0 | 0 | 0 | 0 | 0 | 0 | 0 | 0 | 0 | 0 | 0 | 0 | 0 | 0 | 0 | 0 | 0.11033 | 0.0010242 | 0.00052349 | 0.00036417 | 0.0019119 | 0 | 0 | 0 | 0 | 0 | 3
63091_G_246 | WECC_Northern California (not including BANC) | California | 6 | Santa Cruz | 87 | 63091 | 246 | UC Santa Cruz Solar | 0 | 2020 | 9999 | Solar PV | [5 empty] | Non-Fossil | G | 2030 | Solar |  | 0 | 0 | 0 | 0 | 0 | 0 | 0 | 0 | 0 | 0 | 0 | 0 | 0 | 0 | 0 | 0 | 0.66885 | 1.3374 | 2.2561 | 4.2623 | 0 | 0 | 0 | 0 | 0 | 0 | 0 | 0 | 0 | 0 | 0 | 0 | 0 | 0 | 0 | 0 | 0 | 0 | 0 | 0 | 0.081636 | 0 | 0 | 0 | 0 | 0 | 0 | 0 | 0 | 0 | 1.8
63092_G_RIVER | WECC_Colorado | Colorado | 8 | Logan | 75 | 63092 | RIVER | Riverview Solar | 0 | 2019 | 9999 | Solar PV | [5 empty] | Non-Fossil | G | 2030 | Solar |  | 0 | 0 | 0 | 0 | 0 | 0 | 0 | 0 | 0 | 0 | 0 | 0 | 0 | 0 | 0 | 0 | 0.53485 | 1.0389 | 1.6604 | 3.2341 | 0 | 0 | 0 | 0 | 0 | 0 | 0 | 0 | 0 | 0 | 0 | 0 | 0 | 0 | 0 | 0 | 0 | 0 | 0 | 0 | 0.065772 | 0 | 0 | 0 | 0 | 0 | 0 | 0 | 0 | 0 | 1.5
63094_G_SBAD1 | WECC_Southern California Edison | California | 6 | Santa Barbara | 83 | 63094 | SBAD1 | ReSource Center | 11084 | 2020 | 9999 | Non-Fossil Waste | [5 empty] | Non-Fossil | G | 2030 | Non-Fossil |  | 0.019705 | 0.025506 | 0.033802 | 0.079012 | 0 | 0 | 0 | 0 | 0 | 0 | 0 | 0 | 0 | 0 | 0 | 0 | 1.7778 | 2.3012 | 3.0496 | 7.1285 | 0 | 0 | 0 | 0 | 0 | 0 | 0 | 0 | 0 | 0 | 0 | 0 | 0 | 0 | 0 | 0 | 0 | 0 | 0 | 0 | 0.28515 | 0.012332 | 0.015963 | 0.021155 | 0.04945 | 0 | 0 | 0 | 0 | 0 | 1.1
63094_G_SBAD2 | WECC_Southern California Edison | California | 6 | Santa Barbara | 83 | 63094 | SBAD2 | ReSource Center | 11084 | 2020 | 9999 | Non-Fossil Waste | [5 empty] | Non-Fossil | G | 2030 | Non-Fossil |  | 0.019705 | 0.025506 | 0.033802 | 0.079012 | 0 | 0 | 0 | 0 | 0 | 0 | 0 | 0 | 0 | 0 | 0 | 0 | 1.7778 | 2.3012 | 3.0496 | 7.1285 | 0 | 0 | 0 | 0 | 0 | 0 | 0 | 0 | 0 | 0 | 0 | 0 | 0 | 0 | 0 | 0 | 0 | 0 | 0 | 0 | 0.28515 | 0.012332 | 0.015963 | 0.021155 | 0.04945 | 0 | 0 | 0 | 0 | 0 | 1.1
63096_G_GEN1 | NY_Zone B (Genesee) | New York | 36 | Livingston | 51 | 63096 | GEN1 | Horseshoe Solar Energy | 0 | 2021 | 9999 | Solar PV | [5 empty] | Non-Fossil | G | 2030 | Solar |  | 0 | 0 | 0 | 0 | 0 | 0 | 0 | 0 | 0 | 0 | 0 | 0 | 0 | 0 | 0 | 0 | 37.3952 | 73.86 | 133.9768 | 245.232 | 0 | 0 | 0 | 0 | 0 | 0 | 0 | 0 | 0 | 0 | 0 | 0 | 0 | 0 | 0 | 0 | 0 | 0 | 0 | 0 | 5.6877 | 0 | 0 | 0 | 0 | 0 | 0 | 0 | 0 | 0 | 180
63097_G_EP-01 | SERC_Delta_AECI | Missouri | 29 | Marion | 127 | 63097 | EP-01 | Hannibal - Oakwood Substation | 13469 | 2018 | 9999 | Combustion Turbine | [5 empty] | Fossil | G | 2030 | Oil |  | 0 | 0 | 0 | 0 | 0 | 0 | 0 | 0 | 0 | 0 | 0 | 0 | 0 | 0 | 0 | 0 | 0 | 0 | 0 | 0 | 0 | 0 | 0 | 0 | 0 | 0 | 0 | 0 | 0 | 0 | 0 | 0 | 0 | 0 | 0 | 0 | 0 | 0 | 0 | 0 | 0.077484 | 0 | 0 | 0 | 0 | 0 | 0 | 0 | 0 | 0 | 1.8
63097_G_EP-02 | SERC_Delta_AECI | Missouri | 29 | Marion | 127 | 63097 | EP-02 | Hannibal - Oakwood Substation | 13469 | 2018 | 9999 | Combustion Turbine | [5 empty] | Fossil | G | 2030 | Oil |  | 0 | 0 | 0 | 0 | 0 | 0 | 0 | 0 | 0 | 0 | 0 | 0 | 0 | 0 | 0 | 0 | 0 | 0 | 0 | 0 | 0 | 0 | 0 | 0 | 0 | 0 | 0 | 0 | 0 | 0 | 0 | 0 | 0 | 0 | 0 | 0 | 0 | 0 | 0 | 0 | 0.077484 | 0 | 0 | 0 | 0 | 0 | 0 | 0 | 0 | 0 | 1.8
63097_G_EP-03 | SERC_Delta_AECI | Missouri | 29 | Marion | 127 | 63097 | EP-03 | Hannibal - Oakwood Substation | 13469 | 2018 | 9999 | Combustion Turbine | [5 empty] | Fossil | G | 2030 | Oil |  | 0 | 0 | 0 | 0 | 0 | 0 | 0 | 0 | 0 | 0 | 0 | 0 | 0 | 0 | 0 | 0 | 0 | 0 | 0 | 0 | 0 | 0 | 0 | 0 | 0 | 0 | 0 | 0 | 0 | 0 | 0 | 0 | 0 | 0 | 0 | 0 | 0 | 0 | 0 | 0 | 0.077484 | 0 | 0 | 0 | 0 | 0 | 0 | 0 | 0 | 0 | 1.8
63097_G_EP-04 | SERC_Delta_AECI | Missouri | 29 | Marion | 127 | 63097 | EP-04 | Hannibal - Oakwood Substation | 13469 | 2018 | 9999 | Combustion Turbine | [5 empty] | Fossil | G | 2030 | Oil |  | 0 | 0 | 0 | 0 | 0 | 0 | 0 | 0 | 0 | 0 | 0 | 0 | 0 | 0 | 0 | 0 | 0 | 0 | 0 | 0 | 0 | 0 | 0 | 0 | 0 | 0 | 0 | 0 | 0 | 0 | 0 | 0 | 0 | 0 | 0 | 0 | 0 | 0 | 0 | 0 | 0.077484 | 0 | 0 | 0 | 0 | 0 | 0 | 0 | 0 | 0 | 1.8
63097_G_EP-05 | SERC_Delta_AECI | Missouri | 29 | Marion | 127 | 63097 | EP-05 | Hannibal - Oakwood Substation | 13469 | 2018 | 9999 | Combustion Turbine | [5 empty] | Fossil | G | 2030 | Oil |  | 0 | 0 | 0 | 0 | 0 | 0 | 0 | 0 | 0 | 0 | 0 | 0 | 0 | 0 | 0 | 0 | 0 | 0 | 0 | 0 | 0 | 0 | 0 | 0 | 0 | 0 | 0 | 0 | 0 | 0 | 0 | 0 | 0 | 0 | 0 | 0 | 0 | 0 | 0 | 0 | 0.077484 | 0 | 0 | 0 | 0 | 0 | 0 | 0 | 0 | 0 | 1.8
63097_G_EP-06 | SERC_Delta_AECI | Missouri | 29 | Marion | 127 | 63097 | EP-06 | Hannibal - Oakwood Substation | 13469 | 2018 | 9999 | Combustion Turbine | [5 empty] | Fossil | G | 2030 | Oil |  | 0 | 0 | 0 | 0 | 0 | 0 | 0 | 0 | 0 | 0 | 0 | 0 | 0 | 0 | 0 | 0 | 0 | 0 | 0 | 0 | 0 | 0 | 0 | 0 | 0 | 0 | 0 | 0 | 0 | 0 | 0 | 0 | 0 | 0 | 0 | 0 | 0 | 0 | 0 | 0 | 0.077484 | 0 | 0 | 0 | 0 | 0 | 0 | 0 | 0 | 0 | 1.8
63097_G_EP-07 | SERC_Delta_AECI | Missouri | 29 | Marion | 127 | 63097 | EP-07 | Hannibal - Oakwood Substation | 13469 | 2018 | 9999 | Combustion Turbine | [5 empty] | Fossil | G | 2030 | Oil |  | 0 | 0 | 0 | 0 | 0 | 0 | 0 | 0 | 0 | 0 | 0 | 0 | 0 | 0 | 0 | 0 | 0 | 0 | 0 | 0 | 0 | 0 | 0 | 0 | 0 | 0 | 0 | 0 | 0 | 0 | 0 | 0 | 0 | 0 | 0 | 0 | 0 | 0 | 0 | 0 | 0.077484 | 0 | 0 | 0 | 0 | 0 | 0 | 0 | 0 | 0 | 1.8
63097_G_EP-08 | SERC_Delta_AECI | Missouri | 29 | Marion | 127 | 63097 | EP-08 | Hannibal - Oakwood Substation | 13469 | 2018 | 9999 | Combustion Turbine | [5 empty] | Fossil | G | 2030 | Oil |  | 0 | 0 | 0 | 0 | 0 | 0 | 0 | 0 | 0 | 0 | 0 | 0 | 0 | 0 | 0 | 0 | 0 | 0 | 0 | 0 | 0 | 0 | 0 | 0 | 0 | 0 | 0 | 0 | 0 | 0 | 0 | 0 | 0 | 0 | 0 | 0 | 0 | 0 | 0 | 0 | 0.077484 | 0 | 0 | 0 | 0 | 0 | 0 | 0 | 0 | 0 | 1.8
63098_G_EP-09 | SERC_Delta_AECI | Missouri | 29 | Marion | 127 | 63098 | EP-09 | Hannibal - Water Treatment Plant | 13469 | 2018 | 9999 | Combustion Turbine | [5 empty] | Fossil | G | 2030 | Oil |  | 0 | 0 | 0 | 0 | 0 | 0 | 0 | 0 | 0 | 0 | 0 | 0 | 0 | 0 | 0 | 0 | 0 | 0 | 0 | 0 | 0 | 0 | 0 | 0 | 0 | 0 | 0 | 0 | 0 | 0 | 0 | 0 | 0 | 0 | 0 | 0 | 0 | 0 | 0 | 0 | 0.077484 | 0 | 0 | 0 | 0 | 0 | 0 | 0 | 0 | 0 | 1.8
63099_G_EP-10 | SERC_Delta_AECI | Missouri | 29 | Marion | 127 | 63099 | EP-10 | Hannibal - Wastewater Treatment Plant | 13469 | 2018 | 9999 | Combustion Turbine | [5 empty] | Fossil | G | 2030 | Oil |  | 0 | 0 | 0 | 0 | 0 | 0 | 0 | 0 | 0 | 0 | 0 | 0 | 0 | 0 | 0 | 0 | 0 | 0 | 0 | 0 | 0 | 0 | 0 | 0 | 0 | 0 | 0 | 0 | 0 | 0 | 0 | 0 | 0 | 0 | 0 | 0 | 0 | 0 | 0 | 0 | 0.077484 | 0 | 0 | 0 | 0 | 0 | 0 | 0 | 0 | 0 | 1.8
63105_G_1 | MISO_Wisconsin- Upper Michigan (WUMS) | Wisconsin | 55 | Manitowoc | 71 | 63105 | 1 | Two Creeks Solar | 0 | 2020 | 9999 | Solar PV | [5 empty] | Non-Fossil | G | 2030 | Solar |  | 0 | 0 | 0 | 0 | 0 | 0 | 0 | 0 | 0 | 0 | 0 | 0 | 0 | 0 | 0 | 0 | 25.6714 | 66.9749 | 126.3542 | 219.0005 | 0 | 0 | 0 | 0 | 0 | 0 | 0 | 0 | 0 | 0 | 0 | 0 | 0 | 0 | 0 | 0 | 0 | 0 | 0 | 0 | 5.2398 | 0 | 0 | 0 | 0 | 0 | 0 | 0 | 0 | 0 | 150
63106_G_21 | NY_Zone G-I (Downstate NY) | New York | 36 | Dutchess | 27 | 63106 | 21 | Dover CSG | 0 | 2019 | 9999 | Solar PV | [5 empty] | Non-Fossil | G | 2030 | Solar |  | 0 | 0 | 0 | 0 | 0 | 0 | 0 | 0 | 0 | 0 | 0 | 0 | 0 | 0 | 0 | 0 | 0.34617 | 0.67314 | 1.1635 | 2.1828 | 0 | 0 | 0 | 0 | 0 | 0 | 0 | 0 | 0 | 0 | 0 | 0 | 0 | 0 | 0 | 0 | 0 | 0 | 0 | 0 | 0.063197 | 0 | 0 | 0 | 0 | 0 | 0 | 0 | 0 | 0 | 2
63107_G_1725 | NY_Zone G-I (Downstate NY) | New York | 36 | Orange | 71 | 63107 | 1725 | Howell CSG | 0 | 2019 | 9999 | Solar PV | [5 empty] | Non-Fossil | G | 2030 | Solar |  | 0 | 0 | 0 | 0 | 0 | 0 | 0 | 0 | 0 | 0 | 0 | 0 | 0 | 0 | 0 | 0 | 0.34617 | 0.67314 | 1.1635 | 2.1828 | 0 | 0 | 0 | 0 | 0 | 0 | 0 | 0 | 0 | 0 | 0 | 0 | 0 | 0 | 0 | 0 | 0 | 0 | 0 | 0 | 0.063197 | 0 | 0 | 0 | 0 | 0 | 0 | 0 | 0 | 0 | 2
63112_G_22 | NY_Zone F (Capital) | New York | 36 | Saratoga | 91 | 63112 | 22 | Ellsworth I CSG | 0 | 2019 | 9999 | Solar PV | [5 empty] | Non-Fossil | G | 2030 | Solar |  | 0 | 0 | 0 | 0 | 0 | 0 | 0 | 0 | 0 | 0 | 0 | 0 | 0 | 0 | 0 | 0 | 0.43984 | 0.85995 | 1.4848 | 2.7846 | 0 | 0 | 0 | 0 | 0 | 0 | 0 | 0 | 0 | 0 | 0 | 0 | 0 | 0 | 0 | 0 | 0 | 0 | 0 | 0 | 0.063197 | 0 | 0 | 0 | 0 | 0 | 0 | 0 | 0 | 0 | 2
63124_G_SYNEL | WECC_New Mexico | New Mexico | 35 | Rio Arriba | 39 | 63124 | SYNEL | Syncarpha El Rito | 0 | 2019 | 9999 | Solar PV | [5 empty] | Non-Fossil | G | 2030 | Solar |  | 0 | 0 | 0 | 0 | 0 | 0 | 0 | 0 | 0 | 0 | 0 | 0 | 0 | 0 | 0 | 0 | 0.66151 | 1.2198 | 1.874 | 3.7552 | 0 | 0 | 0 | 0 | 0 | 0 | 0 | 0 | 0 | 0 | 0 | 0 | 0 | 0 | 0 | 0 | 0 | 0 | 0 | 0 | 0.060972 | 0 | 0 | 0 | 0 | 0 | 0 | 0 | 0 | 0 | 1.6
63125_G_SYNQU | WECC_New Mexico | New Mexico | 35 | Taos | 55 | 63125 | SYNQU | Syncarpha Questa | 0 | 2019 | 9999 | Solar PV | [5 empty] | Non-Fossil | G | 2030 | Solar |  | 0 | 0 | 0 | 0 | 0 | 0 | 0 | 0 | 0 | 0 | 0 | 0 | 0 | 0 | 0 | 0 | 0.66151 | 1.2198 | 1.874 | 3.7552 | 0 | 0 | 0 | 0 | 0 | 0 | 0 | 0 | 0 | 0 | 0 | 0 | 0 | 0 | 0 | 0 | 0 | 0 | 0 | 0 | 0.060972 | 0 | 0 | 0 | 0 | 0 | 0 | 0 | 0 | 0 | 1.6
63129_G_ALLIS | NY_Zone B (Genesee) | New York | 36 | Orleans | 73 | 63129 | ALLIS | Allis Medina Solar LLC | 0 | 2020 | 9999 | Solar PV | [5 empty] | Non-Fossil | G | 2030 | Solar |  | 0 | 0 | 0 | 0 | 0 | 0 | 0 | 0 | 0 | 0 | 0 | 0 | 0 | 0 | 0 | 0 | 1.0388 | 2.0517 | 3.7216 | 6.812 | 0 | 0 | 0 | 0 | 0 | 0 | 0 | 0 | 0 | 0 | 0 | 0 | 0 | 0 | 0 | 0 | 0 | 0 | 0 | 0 | 0.15799 | 0 | 0 | 0 | 0 | 0 | 0 | 0 | 0 | 0 | 5
63130_G_BEALS | NY_Zone B (Genesee) | New York | 36 | Orleans | 73 | 63130 | BEALS | Beals Medina Solar LLC | 0 | 2020 | 9999 | Solar PV | [5 empty] | Non-Fossil | G | 2030 | Solar |  | 0 | 0 | 0 | 0 | 0 | 0 | 0 | 0 | 0 | 0 | 0 | 0 | 0 | 0 | 0 | 0 | 0.72713 | 1.4362 | 2.6051 | 4.7684 | 0 | 0 | 0 | 0 | 0 | 0 | 0 | 0 | 0 | 0 | 0 | 0 | 0 | 0 | 0 | 0 | 0 | 0 | 0 | 0 | 0.11059 | 0 | 0 | 0 | 0 | 0 | 0 | 0 | 0 | 0 | 3.5
63131_G_GRDNR | ISONE_MA, VT, NH, RI (Rest of ISO New England) | Massachusetts | 25 | Worcester | 27 | 63131 | GRDNR | West Street Solar 1 LLC | 0 | 2019 | 9999 | Solar PV | [5 empty] | Non-Fossil | G | 2030 | Solar |  | 0 | 0 | 0 | 0 | 0 | 0 | 0 | 0 | 0 | 0 | 0 | 0 | 0 | 0 | 0 | 0 | 1.0462 | 2.0982 | 3.8517 | 6.9961 | 0 | 0 | 0 | 0 | 0 | 0 | 0 | 0 | 0 | 0 | 0 | 0 | 0 | 0 | 0 | 0 | 0 | 0 | 0 | 0 | 0.21903 | 0 | 0 | 0 | 0 | 0 | 0 | 0 | 0 | 0 | 5
63133_G_82059 | WECC_Wyoming | Wyoming | 56 | Laramie | 21 | 63133 | 82059 | Roundhouse Wind Energy Project | 0 | 2020 | 9999 | Onshore Wind | [5 empty] | Non-Fossil | G | 2030 | Wind |  | 0 | 0 | 0 | 0 | 0 | 0 | 0 | 0 | 0 | 0 | 0 | 0 | 0 | 0 | 0 | 0 | 114.6048 | 134.2613 | 106.0324 | 354.8985 | 0 | 0 | 0 | 0 | 0 | 0 | 0 | 0 | 0 | 0 | 0 | 0 | 0 | 0 | 0 | 0 | 0 | 0 | 0 | 0 | 5.2224 | 0 | 0 | 0 | 0 | 0 | 0 | 0 | 0 | 0 | 124
63133_G_82060 | WECC_Wyoming | Wyoming | 56 | Laramie | 21 | 63133 | 82060 | Roundhouse Wind Energy Project | 0 | 2020 | 9999 | Onshore Wind | [5 empty] | Non-Fossil | G | 2030 | Wind |  | 0 | 0 | 0 | 0 | 0 | 0 | 0 | 0 | 0 | 0 | 0 | 0 | 0 | 0 | 0 | 0 | 73.0143 | 85.5375 | 67.5529 | 226.1047 | 0 | 0 | 0 | 0 | 0 | 0 | 0 | 0 | 0 | 0 | 0 | 0 | 0 | 0 | 0 | 0 | 0 | 0 | 0 | 0 | 3.3272 | 0 | 0 | 0 | 0 | 0 | 0 | 0 | 0 | 0 | 79
63133_G_82061 | WECC_Wyoming | Wyoming | 56 | Laramie | 21 | 63133 | 82061 | Roundhouse Wind Energy Project | 0 | 2020 | 9999 | Onshore Wind | [5 empty] | Non-Fossil | G | 2030 | Wind |  | 0 | 0 | 0 | 0 | 0 | 0 | 0 | 0 | 0 | 0 | 0 | 0 | 0 | 0 | 0 | 0 | 21.2573 | 24.9033 | 19.6673 | 65.8279 | 0 | 0 | 0 | 0 | 0 | 0 | 0 | 0 | 0 | 0 | 0 | 0 | 0 | 0 | 0 | 0 | 0 | 0 | 0 | 0 | 0.96868 | 0 | 0 | 0 | 0 | 0 | 0 | 0 | 0 | 0 | 23
63135_G_KING1 | ISONE_MA, VT, NH, RI (Rest of ISO New England) | Rhode Island | 44 | Providence | 7 | 63135 | KING1 | King CSG | 0 | 2020 | 9999 | Solar PV | [5 empty] | Non-Fossil | G | 2030 | Solar |  | 0 | 0 | 0 | 0 | 0 | 0 | 0 | 0 | 0 | 0 | 0 | 0 | 0 | 0 | 0 | 0 | 1.534 | 3.2699 | 5.3229 | 10.1267 | 0 | 0 | 0 | 0 | 0 | 0 | 0 | 0 | 0 | 0 | 0 | 0 | 0 | 0 | 0 | 0 | 0 | 0 | 0 | 0 | 0.22119 | 0 | 0 | 0 | 0 | 0 | 0 | 0 | 0 | 0 | 7
63135_G_KING2 | ISONE_MA, VT, NH, RI (Rest of ISO New England) | Rhode Island | 44 | Providence | 7 | 63135 | KING2 | King CSG | 0 | 2020 | 9999 | Solar PV | [5 empty] | Non-Fossil | G | 2030 | Solar |  | 0 | 0 | 0 | 0 | 0 | 0 | 0 | 0 | 0 | 0 | 0 | 0 | 0 | 0 | 0 | 0 | 1.7093 | 3.6436 | 5.9312 | 11.2841 | 0 | 0 | 0 | 0 | 0 | 0 | 0 | 0 | 0 | 0 | 0 | 0 | 0 | 0 | 0 | 0 | 0 | 0 | 0 | 0 | 0.24647 | 0 | 0 | 0 | 0 | 0 | 0 | 0 | 0 | 0 | 7.8
63136_G_HH1 | ISONE_MA, VT, NH, RI (Rest of ISO New England) | Rhode Island | 44 | Kent | 3 | 63136 | HH1 | Hopkins Hill CSG | 0 | 2021 | 9999 | Solar PV | [5 empty] | Non-Fossil | G | 2030 | Solar |  | 0 | 0 | 0 | 0 | 0 | 0 | 0 | 0 | 0 | 0 | 0 | 0 | 0 | 0 | 0 | 0 | 1.0519 | 2.2422 | 3.65 | 6.944 | 0 | 0 | 0 | 0 | 0 | 0 | 0 | 0 | 0 | 0 | 0 | 0 | 0 | 0 | 0 | 0 | 0 | 0 | 0 | 0 | 0.15167 | 0 | 0 | 0 | 0 | 0 | 0 | 0 | 0 | 0 | 4.8
63136_G_HH2 | ISONE_MA, VT, NH, RI (Rest of ISO New England) | Rhode Island | 44 | Kent | 3 | 63136 | HH2 | Hopkins Hill CSG | 0 | 2021 | 9999 | Solar PV | [5 empty] | Non-Fossil | G | 2030 | Solar |  | 0 | 0 | 0 | 0 | 0 | 0 | 0 | 0 | 0 | 0 | 0 | 0 | 0 | 0 | 0 | 0 | 1.03 | 2.1955 | 3.5739 | 6.7994 | 0 | 0 | 0 | 0 | 0 | 0 | 0 | 0 | 0 | 0 | 0 | 0 | 0 | 0 | 0 | 0 | 0 | 0 | 0 | 0 | 0.14851 | 0 | 0 | 0 | 0 | 0 | 0 | 0 | 0 | 0 | 4.7
63137_G_PV1 | MISO_Indiana (including parts of Kentucky) | Indiana | 18 | Tippecanoe | 157 | 63137 | PV1 | Tippecanoe Solar Power Plant | 0 | 2019 | 9999 | Solar PV | [5 empty] | Non-Fossil | G | 2030 | Solar |  | 0 | 0 | 0 | 0 | 0 | 0 | 0 | 0 | 0 | 0 | 0 | 0 | 0 | 0 | 0 | 0 | 0.32105 | 0.77301 | 1.3643 | 2.4584 | 0 | 0 | 0 | 0 | 0 | 0 | 0 | 0 | 0 | 0 | 0 | 0 | 0 | 0 | 0 | 0 | 0 | 0 | 0 | 0 | 0.055673 | 0 | 0 | 0 | 0 | 0 | 0 | 0 | 0 | 0 | 1.6
63138_G_USHAV | MISO_Minnesota and Western Wisconsin | Minnesota | 27 | Sherburne | 141 | 63138 | USHAV | USS Haven Solar LLC CSG | 0 | 2019 | 9999 | Solar PV | [5 empty] | Non-Fossil | G | 2030 | Solar |  | 0 | 0 | 0 | 0 | 0 | 0 | 0 | 0 | 0 | 0 | 0 | 0 | 0 | 0 | 0 | 0 | 0.21753 | 0.50504 | 0.95866 | 1.6812 | 0 | 0 | 0 | 0 | 0 | 0 | 0 | 0 | 0 | 0 | 0 | 0 | 0 | 0 | 0 | 0 | 0 | 0 | 0 | 0 | 0.031598 | 0 | 0 | 0 | 0 | 0 | 0 | 0 | 0 | 0 | 1
63139_G_USSWC | MISO_Minnesota and Western Wisconsin | Minnesota | 27 | Sherburne | 141 | 63139 | USSWC | USS White Cloud LLC CSG | 0 | 2019 | 9999 | Solar PV | [5 empty] | Non-Fossil | G | 2030 | Solar |  | 0 | 0 | 0 | 0 | 0 | 0 | 0 | 0 | 0 | 0 | 0 | 0 | 0 | 0 | 0 | 0 | 0.21753 | 0.50504 | 0.95866 | 1.6812 | 0 | 0 | 0 | 0 | 0 | 0 | 0 | 0 | 0 | 0 | 0 | 0 | 0 | 0 | 0 | 0 | 0 | 0 | 0 | 0 | 0.031598 | 0 | 0 | 0 | 0 | 0 | 0 | 0 | 0 | 0 | 1
63140_G_USSWS | MISO_Minnesota and Western Wisconsin | Minnesota | 27 | Carver | 19 | 63140 | USSWS | USS Westeros Solar LLC CSG | 0 | 2019 | 9999 | Solar PV | [5 empty] | Non-Fossil | G | 2030 | Solar |  | 0 | 0 | 0 | 0 | 0 | 0 | 0 | 0 | 0 | 0 | 0 | 0 | 0 | 0 | 0 | 0 | 0.21753 | 0.50504 | 0.95866 | 1.6812 | 0 | 0 | 0 | 0 | 0 | 0 | 0 | 0 | 0 | 0 | 0 | 0 | 0 | 0 | 0 | 0 | 0 | 0 | 0 | 0 | 0.031598 | 0 | 0 | 0 | 0 | 0 | 0 | 0 | 0 | 0 | 1
63141_G_SNRSE | MISO_Minnesota and Western Wisconsin | Minnesota | 27 | Chisago | 25 | 63141 | SNRSE | USS Sunrise Solar LLC CSG | 0 | 2019 | 9999 | Solar PV | [5 empty] | Non-Fossil | G | 2030 | Solar |  | 0 | 0 | 0 | 0 | 0 | 0 | 0 | 0 | 0 | 0 | 0 | 0 | 0 | 0 | 0 | 0 | 0.21753 | 0.50504 | 0.95866 | 1.6812 | 0 | 0 | 0 | 0 | 0 | 0 | 0 | 0 | 0 | 0 | 0 | 0 | 0 | 0 | 0 | 0 | 0 | 0 | 0 | 0 | 0.031598 | 0 | 0 | 0 | 0 | 0 | 0 | 0 | 0 | 0 | 1
63142_G_MLKWD | MISO_Minnesota and Western Wisconsin | Minnesota | 27 | Stearns | 145 | 63142 | MLKWD | USS Milkweed Solar LLC CSG | 0 | 2019 | 9999 | Solar PV | [5 empty] | Non-Fossil | G | 2030 | Solar |  | 0 | 0 | 0 | 0 | 0 | 0 | 0 | 0 | 0 | 0 | 0 | 0 | 0 | 0 | 0 | 0 | 0.21753 | 0.50504 | 0.95866 | 1.6812 | 0 | 0 | 0 | 0 | 0 | 0 | 0 | 0 | 0 | 0 | 0 | 0 | 0 | 0 | 0 | 0 | 0 | 0 | 0 | 0 | 0.031598 | 0 | 0 | 0 | 0 | 0 | 0 | 0 | 0 | 0 | 1
63143_G_GRHSE | MISO_Minnesota and Western Wisconsin | Minnesota | 27 | Goodhue | 49 | 63143 | GRHSE | USS Greenhouse Solar LLC CSG | 0 | 2019 | 9999 | Solar PV | [5 empty] | Non-Fossil | G | 2030 | Solar |  | 0 | 0 | 0 | 0 | 0 | 0 | 0 | 0 | 0 | 0 | 0 | 0 | 0 | 0 | 0 | 0 | 0.21753 | 0.50504 | 0.95866 | 1.6812 | 0 | 0 | 0 | 0 | 0 | 0 | 0 | 0 | 0 | 0 | 0 | 0 | 0 | 0 | 0 | 0 | 0 | 0 | 0 | 0 | 0.031598 | 0 | 0 | 0 | 0 | 0 | 0 | 0 | 0 | 0 | 1
63144_G_MAYHW | MISO_Minnesota and Western Wisconsin | Minnesota | 27 | Benton | 9 | 63144 | MAYHW | USS Mayhew Solar LLC CSG | 0 | 2019 | 9999 | Solar PV | [5 empty] | Non-Fossil | G | 2030 | Solar |  | 0 | 0 | 0 | 0 | 0 | 0 | 0 | 0 | 0 | 0 | 0 | 0 | 0 | 0 | 0 | 0 | 0.21753 | 0.50504 | 0.95866 | 1.6812 | 0 | 0 | 0 | 0 | 0 | 0 | 0 | 0 | 0 | 0 | 0 | 0 | 0 | 0 | 0 | 0 | 0 | 0 | 0 | 0 | 0.031598 | 0 | 0 | 0 | 0 | 0 | 0 | 0 | 0 | 0 | 1
63145_G_CHYNE | MISO_Minnesota and Western Wisconsin | Minnesota | 27 | Chisago | 25 | 63145 | CHYNE | USS Cheyenne Solar LLC CSG | 0 | 2019 | 9999 | Solar PV | [5 empty] | Non-Fossil | G | 2030 | Solar |  | 0 | 0 | 0 | 0 | 0 | 0 | 0 | 0 | 0 | 0 | 0 | 0 | 0 | 0 | 0 | 0 | 0.21753 | 0.50504 | 0.95866 | 1.6812 | 0 | 0 | 0 | 0 | 0 | 0 | 0 | 0 | 0 | 0 | 0 | 0 | 0 | 0 | 0 | 0 | 0 | 0 | 0 | 0 | 0.031598 | 0 | 0 | 0 | 0 | 0 | 0 | 0 | 0 | 0 | 1
63146_G_MDTWN | MISO_Minnesota and Western Wisconsin | Minnesota | 27 | Stearns | 145 | 63146 | MDTWN | USS Midtown Solar LLC CSG | 0 | 2019 | 9999 | Solar PV | [5 empty] | Non-Fossil | G | 2030 | Solar |  | 0 | 0 | 0 | 0 | 0 | 0 | 0 | 0 | 0 | 0 | 0 | 0 | 0 | 0 | 0 | 0 | 0.21753 | 0.50504 | 0.95866 | 1.6812 | 0 | 0 | 0 | 0 | 0 | 0 | 0 | 0 | 0 | 0 | 0 | 0 | 0 | 0 | 0 | 0 | 0 | 0 | 0 | 0 | 0.031598 | 0 | 0 | 0 | 0 | 0 | 0 | 0 | 0 | 0 | 1
63147_G_MNRCH | MISO_Minnesota and Western Wisconsin | Minnesota | 27 | Pope | 121 | 63147 | MNRCH | USS Monarch Solar LLC CSG | 0 | 2019 | 9999 | Solar PV | [5 empty] | Non-Fossil | G | 2030 | Solar |  | 0 | 0 | 0 | 0 | 0 | 0 | 0 | 0 | 0 | 0 | 0 | 0 | 0 | 0 | 0 | 0 | 0.21753 | 0.50504 | 0.95866 | 1.6812 | 0 | 0 | 0 | 0 | 0 | 0 | 0 | 0 | 0 | 0 | 0 | 0 | 0 | 0 | 0 | 0 | 0 | 0 | 0 | 0 | 0.031598 | 0 | 0 | 0 | 0 | 0 | 0 | 0 | 0 | 0 | 1
63148_G_TURKY | MISO_Minnesota and Western Wisconsin | Minnesota | 27 | Meeker | 93 | 63148 | TURKY | USS Turkey Solar LLC CSG | 0 | 2019 | 9999 | Solar PV | [5 empty] | Non-Fossil | G | 2030 | Solar |  | 0 | 0 | 0 | 0 | 0 | 0 | 0 | 0 | 0 | 0 | 0 | 0 | 0 | 0 | 0 | 0 | 0.21753 | 0.50504 | 0.95866 | 1.6812 | 0 | 0 | 0 | 0 | 0 | 0 | 0 | 0 | 0 | 0 | 0 | 0 | 0 | 0 | 0 | 0 | 0 | 0 | 0 | 0 | 0.031598 | 0 | 0 | 0 | 0 | 0 | 0 | 0 | 0 | 0 | 1
63149_G_FRANK | PJM_EMAAC | New Jersey | 34 | Warren | 41 | 63149 | FRANK | Franklin Solar | 0 | 2020 | 9999 | Solar PV | [5 empty] | Non-Fossil | G | 2030 | Solar |  | 0 | 0 | 0 | 0 | 0 | 0 | 0 | 0 | 0 | 0 | 0 | 0 | 0 | 0 | 0 | 0 | 1.855 | 4.0082 | 6.6464 | 12.5097 | 0 | 0 | 0 | 0 | 0 | 0 | 0 | 0 | 0 | 0 | 0 | 0 | 0 | 0 | 0 | 0 | 0 | 0 | 0 | 0 | 0.40275 | 0 | 0 | 0 | 0 | 0 | 0 | 0 | 0 | 0 | 8.8
63150_G_POHAT | PJM_EMAAC | New Jersey | 34 | Warren | 41 | 63150 | POHAT | Pohatcong Solar Farm | 0 | 2020 | 9999 | Solar PV | [5 empty] | Non-Fossil | G | 2030 | Solar |  | 0 | 0 | 0 | 0 | 0 | 0 | 0 | 0 | 0 | 0 | 0 | 0 | 0 | 0 | 0 | 0 | 1.6864 | 3.6438 | 6.0422 | 11.3724 | 0 | 0 | 0 | 0 | 0 | 0 | 0 | 0 | 0 | 0 | 0 | 0 | 0 | 0 | 0 | 0 | 0 | 0 | 0 | 0 | 0.36614 | 0 | 0 | 0 | 0 | 0 | 0 | 0 | 0 | 0 | 8
63151_G_SOURC | MISO_Minnesota and Western Wisconsin | Minnesota | 27 | Washington | 163 | 63151 | SOURC | USS Solar Sources LLC CSG | 0 | 2019 | 9999 | Solar PV | [5 empty] | Non-Fossil | G | 2030 | Solar |  | 0 | 0 | 0 | 0 | 0 | 0 | 0 | 0 | 0 | 0 | 0 | 0 | 0 | 0 | 0 | 0 | 0.21753 | 0.50504 | 0.95866 | 1.6812 | 0 | 0 | 0 | 0 | 0 | 0 | 0 | 0 | 0 | 0 | 0 | 0 | 0 | 0 | 0 | 0 | 0 | 0 | 0 | 0 | 0.031598 | 0 | 0 | 0 | 0 | 0 | 0 | 0 | 0 | 0 | 1
63152_G_CHRST | MISO_Minnesota and Western Wisconsin | Minnesota | 27 | Chippewa | 23 | 63152 | CHRST | USS Christoffer Solar LLC CSG | 0 | 2019 | 9999 | Solar PV | [5 empty] | Non-Fossil | G | 2030 | Solar |  | 0 | 0 | 0 | 0 | 0 | 0 | 0 | 0 | 0 | 0 | 0 | 0 | 0 | 0 | 0 | 0 | 0.21753 | 0.50504 | 0.95866 | 1.6812 | 0 | 0 | 0 | 0 | 0 | 0 | 0 | 0 | 0 | 0 | 0 | 0 | 0 | 0 | 0 | 0 | 0 | 0 | 0 | 0 | 0.031598 | 0 | 0 | 0 | 0 | 0 | 0 | 0 | 0 | 0 | 1
63153_G_BUCKR | SPP_WAUE | Minnesota | 27 | Clay | 27 | 63153 | BUCKR | USS Buckaroo Solar LLC CSG | 0 | 2020 | 9999 | Solar PV | [5 empty] | Non-Fossil | G | 2030 | Solar |  | 0 | 0 | 0 | 0 | 0 | 0 | 0 | 0 | 0 | 0 | 0 | 0 | 0 | 0 | 0 | 0 | 0.24585 | 0.547 | 1.0711 | 1.864 | 0 | 0 | 0 | 0 | 0 | 0 | 0 | 0 | 0 | 0 | 0 | 0 | 0 | 0 | 0 | 0 | 0 | 0 | 0 | 0 | 0.031598 | 0 | 0 | 0 | 0 | 0 | 0 | 0 | 0 | 0 | 1
63154_G_HORNN | SPP_WAUE | Minnesota | 27 | Clay | 27 | 63154 | HORNN | USS Horne North Solar LLC CSG | 0 | 2020 | 9999 | Solar PV | [5 empty] | Non-Fossil | G | 2030 | Solar |  | 0 | 0 | 0 | 0 | 0 | 0 | 0 | 0 | 0 | 0 | 0 | 0 | 0 | 0 | 0 | 0 | 0.24585 | 0.547 | 1.0711 | 1.864 | 0 | 0 | 0 | 0 | 0 | 0 | 0 | 0 | 0 | 0 | 0 | 0 | 0 | 0 | 0 | 0 | 0 | 0 | 0 | 0 | 0.031598 | 0 | 0 | 0 | 0 | 0 | 0 | 0 | 0 | 0 | 1
63155_G_HORNS | SPP_WAUE | Minnesota | 27 | Clay | 27 | 63155 | HORNS | USS Horne South Solar LLC CSG | 0 | 2020 | 9999 | Solar PV | [5 empty] | Non-Fossil | G | 2030 | Solar |  | 0 | 0 | 0 | 0 | 0 | 0 | 0 | 0 | 0 | 0 | 0 | 0 | 0 | 0 | 0 | 0 | 0.24585 | 0.547 | 1.0711 | 1.864 | 0 | 0 | 0 | 0 | 0 | 0 | 0 | 0 | 0 | 0 | 0 | 0 | 0 | 0 | 0 | 0 | 0 | 0 | 0 | 0 | 0.031598 | 0 | 0 | 0 | 0 | 0 | 0 | 0 | 0 | 0 | 1
63156_G_JJCLY | SPP_WAUE | Minnesota | 27 | Clay | 27 | 63156 | JJCLY | USS JJ Clay Solar LLC CSG | 0 | 2020 | 9999 | Solar PV | [5 empty] | Non-Fossil | G | 2030 | Solar |  | 0 | 0 | 0 | 0 | 0 | 0 | 0 | 0 | 0 | 0 | 0 | 0 | 0 | 0 | 0 | 0 | 0.24585 | 0.547 | 1.0711 | 1.864 | 0 | 0 | 0 | 0 | 0 | 0 | 0 | 0 | 0 | 0 | 0 | 0 | 0 | 0 | 0 | 0 | 0 | 0 | 0 | 0 | 0.031598 | 0 | 0 | 0 | 0 | 0 | 0 | 0 | 0 | 0 | 1
63157_G_VERDE | SPP_WAUE | Minnesota | 27 | Clay | 27 | 63157 | VERDE | USS Verde Solar LLC CSG | 0 | 2020 | 9999 | Solar PV | [5 empty] | Non-Fossil | G | 2030 | Solar |  | 0 | 0 | 0 | 0 | 0 | 0 | 0 | 0 | 0 | 0 | 0 | 0 | 0 | 0 | 0 | 0 | 0.24585 | 0.547 | 1.0711 | 1.864 | 0 | 0 | 0 | 0 | 0 | 0 | 0 | 0 | 0 | 0 | 0 | 0 | 0 | 0 | 0 | 0 | 0 | 0 | 0 | 0 | 0.031598 | 0 | 0 | 0 | 0 | 0 | 0 | 0 | 0 | 0 | 1
63158_G_COUGR | MISO_Minnesota and Western Wisconsin | Minnesota | 27 | Redwood | 127 | 63158 | COUGR | USS Cougar Solar LLC CSG | 0 | 2020 | 9999 | Solar PV | [5 empty] | Non-Fossil | G | 2030 | Solar |  | 0 | 0 | 0 | 0 | 0 | 0 | 0 | 0 | 0 | 0 | 0 | 0 | 0 | 0 | 0 | 0 | 0.21753 | 0.50504 | 0.95866 | 1.6812 | 0 | 0 | 0 | 0 | 0 | 0 | 0 | 0 | 0 | 0 | 0 | 0 | 0 | 0 | 0 | 0 | 0 | 0 | 0 | 0 | 0.031598 | 0 | 0 | 0 | 0 | 0 | 0 | 0 | 0 | 0 | 1
63159_G_FLOWR | MISO_Minnesota and Western Wisconsin | Minnesota | 27 | Nicollet | 103 | 63159 | FLOWR | USS Flower Solar LLC CSG | 0 | 2020 | 9999 | Solar PV | [5 empty] | Non-Fossil | G | 2030 | Solar |  | 0 | 0 | 0 | 0 | 0 | 0 | 0 | 0 | 0 | 0 | 0 | 0 | 0 | 0 | 0 | 0 | 0.21753 | 0.50504 | 0.95866 | 1.6812 | 0 | 0 | 0 | 0 | 0 | 0 | 0 | 0 | 0 | 0 | 0 | 0 | 0 | 0 | 0 | 0 | 0 | 0 | 0 | 0 | 0.031598 | 0 | 0 | 0 | 0 | 0 | 0 | 0 | 0 | 0 | 1
63160_G_ALLIN | MISO_Minnesota and Western Wisconsin | Minnesota | 27 | Freeborn | 47 | 63160 | ALLIN | USS All In Solar LLC CSG | 0 | 2020 | 9999 | Solar PV | [5 empty] | Non-Fossil | G | 2030 | Solar |  | 0 | 0 | 0 | 0 | 0 | 0 | 0 | 0 | 0 | 0 | 0 | 0 | 0 | 0 | 0 | 0 | 0.21753 | 0.50504 | 0.95866 | 1.6812 | 0 | 0 | 0 | 0 | 0 | 0 | 0 | 0 | 0 | 0 | 0 | 0 | 0 | 0 | 0 | 0 | 0 | 0 | 0 | 0 | 0.031598 | 0 | 0 | 0 | 0 | 0 | 0 | 0 | 0 | 0 | 1
63163_G_SIFRS | WECC_Colorado | Colorado | 8 | Grand | 49 | 63163 | SIFRS | Tom Sifers Solar | 0 | 2019 | 9999 | Solar PV | [5 empty] | Non-Fossil | G | 2030 | Solar |  | 0 | 0 | 0 | 0 | 0 | 0 | 0 | 0 | 0 | 0 | 0 | 0 | 0 | 0 | 0 | 0 | 0.35656 | 0.6926 | 1.1069 | 2.1561 | 0 | 0 | 0 | 0 | 0 | 0 | 0 | 0 | 0 | 0 | 0 | 0 | 0 | 0 | 0 | 0 | 0 | 0 | 0 | 0 | 0.043848 | 0 | 0 | 0 | 0 | 0 | 0 | 0 | 0 | 0 | 1
63164_G_WHSKY | WECC_Colorado | Colorado | 8 | Jackson | 57 | 63164 | WHSKY | Whiskey Hill Solar | 0 | 2019 | 9999 | Solar PV | [5 empty] | Non-Fossil | G | 2030 | Solar |  | 0 | 0 | 0 | 0 | 0 | 0 | 0 | 0 | 0 | 0 | 0 | 0 | 0 | 0 | 0 | 0 | 0.35656 | 0.6926 | 1.1069 | 2.1561 | 0 | 0 | 0 | 0 | 0 | 0 | 0 | 0 | 0 | 0 | 0 | 0 | 0 | 0 | 0 | 0 | 0 | 0 | 0 | 0 | 0.043848 | 0 | 0 | 0 | 0 | 0 | 0 | 0 | 0 | 0 | 1
63165_G_RENDR | MISO_Minnesota and Western Wisconsin | Minnesota | 27 | Benton | 9 | 63165 | RENDR | USS Reindeer Solar LLC CSG | 0 | 2020 | 9999 | Solar PV | [5 empty] | Non-Fossil | G | 2030 | Solar |  | 0 | 0 | 0 | 0 | 0 | 0 | 0 | 0 | 0 | 0 | 0 | 0 | 0 | 0 | 0 | 0 | 0.21753 | 0.50504 | 0.95866 | 1.6812 | 0 | 0 | 0 | 0 | 0 | 0 | 0 | 0 | 0 | 0 | 0 | 0 | 0 | 0 | 0 | 0 | 0 | 0 | 0 | 0 | 0.031598 | 0 | 0 | 0 | 0 | 0 | 0 | 0 | 0 | 0 | 1
63166_G_BUSH | MISO_Minnesota and Western Wisconsin | Minnesota | 27 | Steele | 147 | 63166 | BUSH | USS Bush Solar LLC CSG | 0 | 2020 | 9999 | Solar PV | [5 empty] | Non-Fossil | G | 2030 | Solar |  | 0 | 0 | 0 | 0 | 0 | 0 | 0 | 0 | 0 | 0 | 0 | 0 | 0 | 0 | 0 | 0 | 0.21753 | 0.50504 | 0.95866 | 1.6812 | 0 | 0 | 0 | 0 | 0 | 0 | 0 | 0 | 0 | 0 | 0 | 0 | 0 | 0 | 0 | 0 | 0 | 0 | 0 | 0 | 0.031598 | 0 | 0 | 0 | 0 | 0 | 0 | 0 | 0 | 0 | 1
63167_G_HNCCK | MISO_Minnesota and Western Wisconsin | Minnesota | 27 | Carver | 19 | 63167 | HNCCK | USS Hancock Solar LLC CSG | 0 | 2020 | 9999 | Solar PV | [5 empty] | Non-Fossil | G | 2030 | Solar |  | 0 | 0 | 0 | 0 | 0 | 0 | 0 | 0 | 0 | 0 | 0 | 0 | 0 | 0 | 0 | 0 | 0.21753 | 0.50504 | 0.95866 | 1.6812 | 0 | 0 | 0 | 0 | 0 | 0 | 0 | 0 | 0 | 0 | 0 | 0 | 0 | 0 | 0 | 0 | 0 | 0 | 0 | 0 | 0.031598 | 0 | 0 | 0 | 0 | 0 | 0 | 0 | 0 | 0 | 1
63168_G_HNCCK | MISO_Minnesota and Western Wisconsin | Minnesota | 27 | Chippewa | 23 | 63168 | HNCCK | USS Pheasant Solar LLC | 0 | 2020 | 9999 | Solar PV | [5 empty] | Non-Fossil | G | 2030 | Solar |  | 0 | 0 | 0 | 0 | 0 | 0 | 0 | 0 | 0 | 0 | 0 | 0 | 0 | 0 | 0 | 0 | 0.21753 | 0.50504 | 0.95866 | 1.6812 | 0 | 0 | 0 | 0 | 0 | 0 | 0 | 0 | 0 | 0 | 0 | 0 | 0 | 0 | 0 | 0 | 0 | 0 | 0 | 0 | 0.031598 | 0 | 0 | 0 | 0 | 0 | 0 | 0 | 0 | 0 | 1
63169_G_KVPV | SPP_WAUE | Minnesota | 27 | Clay | 27 | 63169 | KVPV | USS KVPV Solar LLC | 0 | 2020 | 9999 | Solar PV | [5 empty] | Non-Fossil | G | 2030 | Solar |  | 0 | 0 | 0 | 0 | 0 | 0 | 0 | 0 | 0 | 0 | 0 | 0 | 0 | 0 | 0 | 0 | 0.24585 | 0.547 | 1.0711 | 1.864 | 0 | 0 | 0 | 0 | 0 | 0 | 0 | 0 | 0 | 0 | 0 | 0 | 0 | 0 | 0 | 0 | 0 | 0 | 0 | 0 | 0.031598 | 0 | 0 | 0 | 0 | 0 | 0 | 0 | 0 | 0 | 1
63170_G_KASS | MISO_Minnesota and Western Wisconsin | Minnesota | 27 | Lyon | 83 | 63170 | KASS | USS Kass Solar LLC | 0 | 2020 | 9999 | Solar PV | [5 empty] | Non-Fossil | G | 2030 | Solar |  | 0 | 0 | 0 | 0 | 0 | 0 | 0 | 0 | 0 | 0 | 0 | 0 | 0 | 0 | 0 | 0 | 0.21753 | 0.50504 | 0.95866 | 1.6812 | 0 | 0 | 0 | 0 | 0 | 0 | 0 | 0 | 0 | 0 | 0 | 0 | 0 | 0 | 0 | 0 | 0 | 0 | 0 | 0 | 0.031598 | 0 | 0 | 0 | 0 | 0 | 0 | 0 | 0 | 0 | 1
63171_G_CHROT | MISO_Minnesota and Western Wisconsin | Minnesota | 27 | Renville | 129 | 63171 | CHROT | USS Chariot Solar LLC | 0 | 2020 | 9999 | Solar PV | [5 empty] | Non-Fossil | G | 2030 | Solar |  | 0 | 0 | 0 | 0 | 0 | 0 | 0 | 0 | 0 | 0 | 0 | 0 | 0 | 0 | 0 | 0 | 2.1753e-07 | 5.0504e-07 | 9.5866e-07 | 1.6812e-06 | 0 | 0 | 0 | 0 | 0 | 0 | 0 | 0 | 0 | 0 | 0 | 0 | 0 | 0 | 0 | 0 | 0 | 0 | 0 | 0 | 3.1598e-08 | 0 | 0 | 0 | 0 | 0 | 0 | 0 | 0 | 0 | 1e-06
63173_G_1 | PJM West | Virginia | 51 | Bedford | 19 | 63173 | 1 | Orange Street G1 | 13469 | 2005 | 9999 | Combustion Turbine | [5 empty] | Fossil | G | 2030 | Oil |  | 0 | 0 | 0 | 0 | 0 | 0 | 0 | 0 | 0 | 0 | 0 | 0 | 0 | 0 | 0 | 0 | 0 | 0 | 0 | 0 | 0 | 0 | 0 | 0 | 0 | 0 | 0 | 0 | 0 | 0 | 0 | 0 | 0 | 0 | 0 | 0 | 0 | 0 | 0 | 0 | 0.035505 | 0 | 0 | 0 | 0 | 0 | 0 | 0 | 0 | 0 | 1.8
63174_G_TC3 | MISO_Minnesota and Western Wisconsin | Minnesota | 27 | Sherburne | 141 | 63174 | TC3 | Hartmann Project CSG | 0 | 2019 | 9999 | Solar PV | [5 empty] | Non-Fossil | G | 2030 | Solar |  | 0 | 0 | 0 | 0 | 0 | 0 | 0 | 0 | 0 | 0 | 0 | 0 | 0 | 0 | 0 | 0 | 0.21753 | 0.50504 | 0.95866 | 1.6812 | 0 | 0 | 0 | 0 | 0 | 0 | 0 | 0 | 0 | 0 | 0 | 0 | 0 | 0 | 0 | 0 | 0 | 0 | 0 | 0 | 0.031598 | 0 | 0 | 0 | 0 | 0 | 0 | 0 | 0 | 0 | 1
63175_G_TC3 | MISO_Minnesota and Western Wisconsin | Minnesota | 27 | Sherburne | 141 | 63175 | TC3 | E. Goenner Project CSG | 0 | 2019 | 9999 | Solar PV | [5 empty] | Non-Fossil | G | 2030 | Solar |  | 0 | 0 | 0 | 0 | 0 | 0 | 0 | 0 | 0 | 0 | 0 | 0 | 0 | 0 | 0 | 0 | 0.21753 | 0.50504 | 0.95866 | 1.6812 | 0 | 0 | 0 | 0 | 0 | 0 | 0 | 0 | 0 | 0 | 0 | 0 | 0 | 0 | 0 | 0 | 0 | 0 | 0 | 0 | 0.031598 | 0 | 0 | 0 | 0 | 0 | 0 | 0 | 0 | 0 | 1
63176_G_TC3 | MISO_Minnesota and Western Wisconsin | Minnesota | 27 | Rice | 131 | 63176 | TC3 | Prawer Project CSG | 0 | 2019 | 9999 | Solar PV | [5 empty] | Non-Fossil | G | 2030 | Solar |  | 0 | 0 | 0 | 0 | 0 | 0 | 0 | 0 | 0 | 0 | 0 | 0 | 0 | 0 | 0 | 0 | 0.21753 | 0.50504 | 0.95866 | 1.6812 | 0 | 0 | 0 | 0 | 0 | 0 | 0 | 0 | 0 | 0 | 0 | 0 | 0 | 0 | 0 | 0 | 0 | 0 | 0 | 0 | 0.031598 | 0 | 0 | 0 | 0 | 0 | 0 | 0 | 0 | 0 | 1
63177_G_TC3 | MISO_Minnesota and Western Wisconsin | Minnesota | 27 | Stearns | 145 | 63177 | TC3 | Schwinghamer Project CSG | 0 | 2019 | 9999 | Solar PV | [5 empty] | Non-Fossil | G | 2030 | Solar |  | 0 | 0 | 0 | 0 | 0 | 0 | 0 | 0 | 0 | 0 | 0 | 0 | 0 | 0 | 0 | 0 | 0.21753 | 0.50504 | 0.95866 | 1.6812 | 0 | 0 | 0 | 0 | 0 | 0 | 0 | 0 | 0 | 0 | 0 | 0 | 0 | 0 | 0 | 0 | 0 | 0 | 0 | 0 | 0.031598 | 0 | 0 | 0 | 0 | 0 | 0 | 0 | 0 | 0 | 1
63178_G_TC3 | MISO_Minnesota and Western Wisconsin | Minnesota | 27 | Dakota | 37 | 63178 | TC3 | STAG St. Paul Project CSG | 0 | 2019 | 9999 | Solar PV | [5 empty] | Non-Fossil | G | 2030 | Solar |  | 0 | 0 | 0 | 0 | 0 | 0 | 0 | 0 | 0 | 0 | 0 | 0 | 0 | 0 | 0 | 0 | 0.21753 | 0.50504 | 0.95866 | 1.6812 | 0 | 0 | 0 | 0 | 0 | 0 | 0 | 0 | 0 | 0 | 0 | 0 | 0 | 0 | 0 | 0 | 0 | 0 | 0 | 0 | 0.031598 | 0 | 0 | 0 | 0 | 0 | 0 | 0 | 0 | 0 | 1
63179_G_KANE1 | MISO_Minnesota and Western Wisconsin | Minnesota | 27 | Scott | 139 | 63179 | KANE1 | Linden 01 CSG | 0 | 2020 | 9999 | Solar PV | [5 empty] | Non-Fossil | G | 2030 | Solar |  | 0 | 0 | 0 | 0 | 0 | 0 | 0 | 0 | 0 | 0 | 0 | 0 | 0 | 0 | 0 | 0 | 0.21753 | 0.50504 | 0.95866 | 1.6812 | 0 | 0 | 0 | 0 | 0 | 0 | 0 | 0 | 0 | 0 | 0 | 0 | 0 | 0 | 0 | 0 | 0 | 0 | 0 | 0 | 0.031598 | 0 | 0 | 0 | 0 | 0 | 0 | 0 | 0 | 0 | 1
63180_G_TXWHT | ERCOT_Rest | Texas | 48 | Bosque | 35 | 63180 | TXWHT | TPE Whitney Solar, LLC | 0 | 2017 | 9999 | Solar PV | [5 empty] | Non-Fossil | G | 2030 | Solar |  | 0 | 0 | 0 | 0 | 0 | 0 | 0 | 0 | 0 | 0 | 0 | 0 | 0 | 0 | 0 | 0 | 3.2568 | 5.8752 | 9.5783 | 18.7103 | 0 | 0 | 0 | 0 | 0 | 0 | 0 | 0 | 0 | 0 | 0 | 0 | 0 | 0 | 0 | 0 | 0 | 0 | 0 | 0 | 0.37449 | 0 | 0 | 0 | 0 | 0 | 0 | 0 | 0 | 0 | 9.9
63181_G_MNVL | PJM_ATSI | Ohio | 39 | Huron | 77 | 63181 | MNVL | Monroeville Solar | 0 | 2017 | 9999 | Solar PV | [5 empty] | Non-Fossil | G | 2030 | Solar |  | 0 | 0 | 0 | 0 | 0 | 0 | 0 | 0 | 0 | 0 | 0 | 0 | 0 | 0 | 0 | 0 | 0.6516 | 1.5724 | 2.7752 | 4.9992 | 0 | 0 | 0 | 0 | 0 | 0 | 0 | 0 | 0 | 0 | 0 | 0 | 0 | 0 | 0 | 0 | 0 | 0 | 0 | 0 | 0.11135 | 0 | 0 | 0 | 0 | 0 | 0 | 0 | 0 | 0 | 3.2
63182_G_LIND2 | MISO_Minnesota and Western Wisconsin | Minnesota | 27 | Scott | 139 | 63182 | LIND2 | Linden 02 CSG | 0 | 2020 | 9999 | Solar PV | [5 empty] | Non-Fossil | G | 2030 | Solar |  | 0 | 0 | 0 | 0 | 0 | 0 | 0 | 0 | 0 | 0 | 0 | 0 | 0 | 0 | 0 | 0 | 0.21753 | 0.50504 | 0.95866 | 1.6812 | 0 | 0 | 0 | 0 | 0 | 0 | 0 | 0 | 0 | 0 | 0 | 0 | 0 | 0 | 0 | 0 | 0 | 0 | 0 | 0 | 0.031598 | 0 | 0 | 0 | 0 | 0 | 0 | 0 | 0 | 0 | 1
63183_G_LIND3 | MISO_Minnesota and Western Wisconsin | Minnesota | 27 | Scott | 139 | 63183 | LIND3 | Linden 03 CSG | 0 | 2020 | 9999 | Solar PV | [5 empty] | Non-Fossil | G | 2030 | Solar |  | 0 | 0 | 0 | 0 | 0 | 0 | 0 | 0 | 0 | 0 | 0 | 0 | 0 | 0 | 0 | 0 | 0.21753 | 0.50504 | 0.95866 | 1.6812 | 0 | 0 | 0 | 0 | 0 | 0 | 0 | 0 | 0 | 0 | 0 | 0 | 0 | 0 | 0 | 0 | 0 | 0 | 0 | 0 | 0.031598 | 0 | 0 | 0 | 0 | 0 | 0 | 0 | 0 | 0 | 1
632_G_1 | WECC_Northern California (not including BANC) | California | 6 | Placer | 61 | 632 | 1 | Newcastle | 0 | 1986 | 9999 | Hydro | [5 empty] | Non-Fossil | G | 2030 | Hydro |  | 0 | 0 | 0 | 0 | 0 | 0 | 0 | 0 | 0 | 0 | 0 | 0 | 0 | 0 | 0 | 0 | 5.6905 | 9.0748 | 17.1967 | 31.9621 | 0 | 0 | 0 | 0 | 0 | 0 | 0 | 0 | 0 | 0 | 0 | 0 | 0 | 0 | 0 | 0 | 0 | 0 | 0 | 0 | 0.18179 | 0.0079098 | 0.012614 | 0.023903 | 0.044427 | 0 | 0 | 0 | 0 | 0 | 11.5
63212_G_BC1 | ISONE_MA, VT, NH, RI (Rest of ISO New England) | Vermont | 50 | Bennington | 3 | 63212 | BC1 | Battle Creek Solar | 0 | 2018 | 9999 | Solar PV | [5 empty] | Non-Fossil | G | 2030 | Solar |  | 0 | 0 | 0 | 0 | 0 | 0 | 0 | 0 | 0 | 0 | 0 | 0 | 0 | 0 | 0 | 0 | 0.47641 | 1.0086 | 1.6643 | 3.1493 | 0 | 0 | 0 | 0 | 0 | 0 | 0 | 0 | 0 | 0 | 0 | 0 | 0 | 0 | 0 | 0 | 0 | 0 | 0 | 0 | 0.076918 | 0 | 0 | 0 | 0 | 0 | 0 | 0 | 0 | 0 | 2.2
63368_G_GILMA | ISONE_MA, VT, NH, RI (Rest of ISO New England) | Vermont | 50 | Essex | 9 | 63368 | GILMA | GSPP Gilman, LLC | 0 | 2018 | 9999 | Solar PV | [5 empty] | Non-Fossil | G | 2030 | Solar |  | 0 | 0 | 0 | 0 | 0 | 0 | 0 | 0 | 0 | 0 | 0 | 0 | 0 | 0 | 0 | 0 | 0.45476 | 0.96272 | 1.5887 | 3.0062 | 0 | 0 | 0 | 0 | 0 | 0 | 0 | 0 | 0 | 0 | 0 | 0 | 0 | 0 | 0 | 0 | 0 | 0 | 0 | 0 | 0.073422 | 0 | 0 | 0 | 0 | 0 | 0 | 0 | 0 | 0 | 2.1
634_G_4AGT | FRCC | Florida | 12 | Pinellas | 103 | 634 | 4AGT | P L Bartow | 7814 | 2009 | 9999 | Combined Cycle |  |  | SCR | DLNB + H2O |  | Fossil | G | 2030 | NaturalGas |  | 0.18393 | 0.65579 | 2.1897 | 3.0294 | 0 | 0 | 0 | 0 | 0 | 0 | 0 | 0 | 0 | 0 | 0 | 0 | 23.538 | 83.9254 | 280.2296 | 387.6931 | 10.767 | 38.3901 | 128.1859 | 177.3431 | 1.2875e-08 | 4.5906e-08 | 1.5328e-07 | 2.1206e-07 | 0.0029209 | 0.010415 | 0.034774 | 0.04811 | 0 | 0 | 0 | 0 | 0 | 0 | 0 | 0 | 6.1179 | 0.09686 | 0.30121 | 0.94242 | 1.3405 | 0.55439 | 1.741 | 7.2062 | 9.5015 | 0 | 189 | SCR
634_G_4BGT | FRCC | Florida | 12 | Pinellas | 103 | 634 | 4BGT | P L Bartow | 7814 | 2009 | 9999 | Combined Cycle |  |  | SCR | DLNB + H2O |  | Fossil | G | 2030 | NaturalGas |  | 0.18198 | 0.64885 | 2.1665 | 2.9974 | 0 | 0 | 0 | 0 | 0 | 0 | 0 | 0 | 0 | 0 | 0 | 0 | 23.289 | 83.0373 | 277.2642 | 383.5905 | 10.6531 | 37.9839 | 126.8294 | 175.4664 | 1.2739e-08 | 4.542e-08 | 1.5166e-07 | 2.0982e-07 | 0.00289 | 0.010304 | 0.034406 | 0.047601 | 0 | 0 | 0 | 0 | 0 | 0 | 0 | 0 | 6.0532 | 0.095835 | 0.29802 | 0.93245 | 1.3263 | 0.54852 | 1.7226 | 7.1299 | 9.401 | 0 | 187 | SCR
634_G_4CGT | FRCC | Florida | 12 | Pinellas | 103 | 634 | 4CGT | P L Bartow | 7814 | 2009 | 9999 | Combined Cycle |  |  | SCR | DLNB + H2O |  | Fossil | G | 2030 | NaturalGas |  | 0.18685 | 0.6662 | 2.2245 | 3.0775 | 0 | 0 | 0 | 0 | 0 | 0 | 0 | 0 | 0 | 0 | 0 | 0 | 23.9117 | 85.2576 | 284.6777 | 393.8469 | 10.9379 | 38.9995 | 130.2206 | 180.158 | 1.3079e-08 | 4.6634e-08 | 1.5571e-07 | 2.1543e-07 | 0.0029673 | 0.01058 | 0.035326 | 0.048873 | 0 | 0 | 0 | 0 | 0 | 0 | 0 | 0 | 6.215 | 0.098397 | 0.30599 | 0.95738 | 1.3618 | 0.56319 | 1.7686 | 7.3206 | 9.6524 | 0 | 192 | SCR
634_G_4DGT | FRCC | Florida | 12 | Pinellas | 103 | 634 | 4DGT | P L Bartow | 7814 | 2009 | 9999 | Combined Cycle |  |  | SCR | DLNB + H2O |  | Fossil | G | 2030 | NaturalGas |  | 0.18198 | 0.64885 | 2.1665 | 2.9974 | 0 | 0 | 0 | 0 | 0 | 0 | 0 | 0 | 0 | 0 | 0 | 0 | 23.289 | 83.0373 | 277.2642 | 383.5905 | 10.6531 | 37.9839 | 126.8294 | 175.4664 | 1.2739e-08 | 4.542e-08 | 1.5166e-07 | 2.0982e-07 | 0.00289 | 0.010304 | 0.034406 | 0.047601 | 0 | 0 | 0 | 0 | 0 | 0 | 0 | 0 | 6.0532 | 0.095835 | 0.29802 | 0.93245 | 1.3263 | 0.54852 | 1.7226 | 7.1299 | 9.401 | 0 | 187 | SCR
634_G_4ST | FRCC | Florida | 12 | Pinellas | 103 | 634 | 4ST | P L Bartow | 7814 | 2009 | 9999 | Combined Cycle |  |  | SCR | LNB |  | Fossil | G | 2030 | NaturalGas |  | 0.33963 | 1.211 | 4.0434 | 5.594 | 0 | 0 | 0 | 0 | 0 | 0 | 0 | 0 | 0 | 0 | 0 | 0 | 43.4644 | 154.9734 | 517.4611 | 715.8989 | 19.882 | 70.8897 | 236.703 | 327.4747 | 2.3774e-08 | 8.4767e-08 | 2.8304e-07 | 3.9158e-07 | 0.0053936 | 0.019231 | 0.064213 | 0.088838 | 0 | 0 | 0 | 0 | 0 | 0 | 0 | 0 | 11.2971 | 0.17886 | 0.5562 | 1.7402 | 2.4753 | 1.0237 | 3.2148 | 13.3066 | 17.5452 | 0 | 349 | SCR
634_G_P1 | FRCC | Florida | 12 | Pinellas | 103 | 634 | P1 | P L Bartow | 15776 | 1972 | 9999 | Combustion Turbine | [5 empty] | Fossil | G | 2030 | Oil |  | 0 | 0 | 0 | 0 | 0 | 0 | 0 | 0 | 0 | 0 | 0 | 0 | 0 | 0 | 0 | 0 | 0 | 0 | 0 | 0 | 0 | 0 | 0 | 0 | 0 | 0 | 0 | 0 | 0 | 0 | 0 | 0 | 0 | 0 | 0 | 0 | 0 | 0 | 0 | 0 | 1.7832 | 0 | 0 | 0 | 0 | 0 | 0 | 0 | 0 | 0 | 41
634_G_P2 | FRCC | Florida | 12 | Pinellas | 103 | 634 | P2 | P L Bartow | 15779 | 1972 | 9999 | Combustion Turbine | [5 empty] | Fossil | G | 2030 | NaturalGas |  | 0.0060377 | 0.0054888 | 0.029738 | 0.041265 | 0 | 0 | 0 | 0 | 0 | 0 | 0 | 0 | 0 | 0 | 0 | 0 | 0.38264 | 0.34785 | 1.8847 | 2.6152 | 0.35345 | 0.32131 | 1.7409 | 2.4156 | 4.2264e-10 | 3.8422e-10 | 2.0817e-09 | 2.8885e-09 | 0.00093759 | 0.00085236 | 0.004618 | 0.006408 | 0 | 0 | 0 | 0 | 0 | 0 | 0 | 0 | 1.7832 | 0.0018061 | 0.0016419 | 0.0088956 | 0.012344 | 0.018199 | 0.014572 | 0.097866 | 0.13064 | 0 | 41
634_G_P3 | FRCC | Florida | 12 | Pinellas | 103 | 634 | P3 | P L Bartow | 15776 | 1972 | 9999 | Combustion Turbine | [5 empty] | Fossil | G | 2030 | Oil |  | 0 | 0 | 0 | 0 | 0 | 0 | 0 | 0 | 0 | 0 | 0 | 0 | 0 | 0 | 0 | 0 | 0 | 0 | 0 | 0 | 0 | 0 | 0 | 0 | 0 | 0 | 0 | 0 | 0 | 0 | 0 | 0 | 0 | 0 | 0 | 0 | 0 | 0 | 0 | 0 | 1.7832 | 0 | 0 | 0 | 0 | 0 | 0 | 0 | 0 | 0 | 41
634_G_P4 | FRCC | Florida | 12 | Pinellas | 103 | 634 | P4 | P L Bartow | 15776 | 1972 | 9999 | Combustion Turbine | [5 empty] | Fossil | G | 2030 | NaturalGas |  | 0.0066255 | 0.0060231 | 0.032633 | 0.045282 | 0 | 0 | 0 | 0 | 0 | 0 | 0 | 0 | 0 | 0 | 0 | 0 | 0.41997 | 0.38179 | 2.0685 | 2.8703 | 0.38785 | 0.35259 | 1.9104 | 2.6508 | 4.6378e-10 | 4.2162e-10 | 2.2843e-09 | 3.1697e-09 | 0.0011327 | 0.0010297 | 0.0055792 | 0.0077416 | 0 | 0 | 0 | 0 | 0 | 0 | 0 | 0 | 1.9572 | 0.0019823 | 0.0018021 | 0.0097635 | 0.013548 | 0.01997 | 0.01599 | 0.10739 | 0.14335 | 0 | 45
63428_G_254 | PJM_SWMAAC | District of Columbia | 11 | District of Columbia | 1 | 63428 | 254 | IGS CC, LLC | 0 | 2020 | 9999 | Solar PV | [5 empty] | Non-Fossil | G | 2030 | Solar |  | 0 | 0 | 0 | 0 | 0 | 0 | 0 | 0 | 0 | 0 | 0 | 0 | 0 | 0 | 0 | 0 | 0.37931 | 0.76537 | 1.1906 | 2.3353 | 0 | 0 | 0 | 0 | 0 | 0 | 0 | 0 | 0 | 0 | 0 | 0 | 0 | 0 | 0 | 0 | 0 | 0 | 0 | 0 | 0.047398 | 0 | 0 | 0 | 0 | 0 | 0 | 0 | 0 | 0 | 1.5
63490_G_OEC1 | WECC_Southern California Edison | California | 6 | Mono | 51 | 63490 | OEC1 | CD4 | 30000 | 2022 | 9999 | Geothermal | [5 empty] | Non-Fossil | G | 2030 | Geothermal |  | 0.79337 | 1.0381 | 1.2961 | 3.1276 | 0 | 0 | 0 | 0 | 0 | 0 | 0 | 0 | 0 | 0 | 0 | 0 | 26.4457 | 34.6043 | 43.2037 | 104.2537 | 0 | 0 | 0 | 0 | 0.0011783 | 0.0015418 | 0.001925 | 0.0046451 | 0 | 0 | 0 | 0 | 0 | 0 | 0 | 0 | 0 | 0 | 0 | 0 | 2.3182 | 0.030677 | 0.040141 | 0.050116 | 0.12093 | 0 | 0 | 0 | 0 | 0 | 17
6356_G_1 | MISO_Lower Michigan | Michigan | 26 | Ottawa | 139 | 6356 | 1 | Sixth Street Gas Turbine | 16213 | 1974 | 9999 | Combustion Turbine | [5 empty] | Fossil | G | 2030 | Oil |  | 0 | 0 | 0 | 0 | 0 | 0 | 0 | 0 | 0 | 0 | 0 | 0 | 0 | 0 | 0 | 0 | 0 | 0 | 0 | 0 | 0 | 0 | 0 | 0 | 0 | 0 | 0 | 0 | 0 | 0 | 0 | 0 | 0 | 0 | 0 | 0 | 0 | 0 | 0 | 0 | 0.68936 | 0 | 0 | 0 | 0 | 0 | 0 | 0 | 0 | 0 | 16
6358_G_2 | MISO_Minnesota and Western Wisconsin | Minnesota | 27 | McLeod | 85 | 6358 | 2 | Hutchinson Plant #2 | 10213 | 1994 | 9999 | Combined Cycle |  |  |  | H2O |  | Fossil | G | 2030 | NaturalGas |  | 0.01636 | 0 | 0.068775 | 0.085135 | 0 | 0 | 0 | 0 | 0 | 0 | 0 | 0 | 0 | 0 | 0 | 0 | 1.6019 | 0 | 6.7341 | 8.336 | 0.95774 | 0 | 4.0261 | 4.9838 | 1.1452e-09 | 0 | 4.8142e-09 | 5.9595e-09 | 0.0008368 | 0 | 0.0035177 | 0.0043545 | 0 | 0 | 0 | 0 | 0 | 0 | 0 | 0 | 1.5459 | 0.0063611 | 0 | 0.026741 | 0.033102 | 0.052774 | 0 | 0.16802 | 0.2208 | 0 | 41
6358_G_3 | MISO_Minnesota and Western Wisconsin | Minnesota | 27 | McLeod | 85 | 6358 | 3 | Hutchinson Plant #2 | 10213 | 1994 | 9999 | Combined Cycle |  |  |  | H2O |  | Fossil | G | 2030 | NaturalGas |  | 0.0039904 | 0 | 0.016774 | 0.020765 | 0 | 0 | 0 | 0 | 0 | 0 | 0 | 0 | 0 | 0 | 0 | 0 | 0.39071 | 0 | 1.6425 | 2.0332 | 0.2336 | 0 | 0.98197 | 1.2156 | 2.7933e-10 | 0 | 1.1742e-09 | 1.4535e-09 | 0.0002041 | 0 | 0.00085797 | 0.0010621 | 0 | 0 | 0 | 0 | 0 | 0 | 0 | 0 | 0.37705 | 0.0015515 | 0 | 0.0065221 | 0.0080736 | 0.012872 | 0 | 0.040981 | 0.053853 | 0 | 10
6358_G_9 | MISO_Minnesota and Western Wisconsin | Minnesota | 27 | McLeod | 85 | 6358 | 9 | Hutchinson Plant #2 | 15094 | 2001 | 9999 | Combustion Turbine | [5 empty] | Fossil | G | 2030 | NaturalGas |  | 0 | 0 | 0 | 0 | 0 | 0 | 0 | 0 | 0 | 0 | 0 | 0 | 0 | 0 | 0 | 0 | 0 | 0 | 0 | 0 | 0 | 0 | 0 | 0 | 0 | 0 | 0 | 0 | 0 | 0 | 0 | 0 | 0 | 0 | 0 | 0 | 0 | 0 | 0 | 0 | 0.95009 | 0 | 0 | 0 | 0 | 0 | 0 | 0 | 0 | 0 | 22
6359_G_1 | WECC_Idaho | Idaho | 16 | Teton | 81 | 6359 | 1 | Felt | 0 | 1986 | 9999 | Hydro | [5 empty] | Non-Fossil | G | 2030 | Hydro |  | 0 | 0 | 0 | 0 | 0 | 0 | 0 | 0 | 0 | 0 | 0 | 0 | 0 | 0 | 0 | 0 | 1.8386 | 2.7051 | 4.6217 | 9.1654 | 0 | 0 | 0 | 0 | 0 | 0 | 0 | 0 | 0 | 0 | 0 | 0 | 0 | 0 | 0 | 0 | 0 | 0 | 0 | 0 | 0.036359 | 0.0025557 | 0.0037601 | 0.0064242 | 0.01274 | 0 | 0 | 0 | 0 | 0 | 2.3
6359_G_2 | WECC_Idaho | Idaho | 16 | Teton | 81 | 6359 | 2 | Felt | 0 | 1986 | 9999 | Hydro | [5 empty] | Non-Fossil | G | 2030 | Hydro |  | 0 | 0 | 0 | 0 | 0 | 0 | 0 | 0 | 0 | 0 | 0 | 0 | 0 | 0 | 0 | 0 | 1.8386 | 2.7051 | 4.6217 | 9.1654 | 0 | 0 | 0 | 0 | 0 | 0 | 0 | 0 | 0 | 0 | 0 | 0 | 0 | 0 | 0 | 0 | 0 | 0 | 0 | 0 | 0.036359 | 0.0025557 | 0.0037601 | 0.0064242 | 0.01274 | 0 | 0 | 0 | 0 | 0 | 2.3
6359_G_4 | WECC_Idaho | Idaho | 16 | Teton | 81 | 6359 | 4 | Felt | 0 | 1946 | 9999 | Hydro | [5 empty] | Non-Fossil | G | 2030 | Hydro |  | 0 | 0 | 0 | 0 | 0 | 0 | 0 | 0 | 0 | 0 | 0 | 0 | 0 | 0 | 0 | 0 | 0.3997 | 0.58807 | 1.0047 | 1.9925 | 0 | 0 | 0 | 0 | 0 | 0 | 0 | 0 | 0 | 0 | 0 | 0 | 0 | 0 | 0 | 0 | 0 | 0 | 0 | 0 | 0.0079041 | 0.00055558 | 0.00081741 | 0.0013966 | 0.0027696 | 0 | 0 | 0 | 0 | 0 | 0.5
6359_G_5 | WECC_Idaho | Idaho | 16 | Teton | 81 | 6359 | 5 | Felt | 0 | 1947 | 9999 | Hydro | [5 empty] | Non-Fossil | G | 2030 | Hydro |  | 0 | 0 | 0 | 0 | 0 | 0 | 0 | 0 | 0 | 0 | 0 | 0 | 0 | 0 | 0 | 0 | 0.63951 | 0.9409 | 1.6076 | 3.188 | 0 | 0 | 0 | 0 | 0 | 0 | 0 | 0 | 0 | 0 | 0 | 0 | 0 | 0 | 0 | 0 | 0 | 0 | 0 | 0 | 0.012647 | 0.00088893 | 0.0013079 | 0.0022345 | 0.0044313 | 0 | 0 | 0 | 0 | 0 | 0.8
63622_G_OES01 | WECC_Southern California Edison | California | 6 | San Bernardino | 71 | 63622 | OES01 | OES Biogas Power | 13500 | 2020 | 9999 | Non-Fossil Waste | [5 empty] | Non-Fossil | G | 2030 | Non-Fossil |  | 0.028363 | 0.036714 | 0.048655 | 0.11373 | 0 | 0 | 0 | 0 | 0 | 0 | 0 | 0 | 0 | 0 | 0 | 0 | 2.101 | 2.7196 | 3.604 | 8.4246 | 0 | 0 | 0 | 0 | 0 | 0 | 0 | 0 | 0 | 0 | 0 | 0 | 0 | 0 | 0 | 0 | 0 | 0 | 0 | 0 | 0.337 | 0.014574 | 0.018866 | 0.025001 | 0.058441 | 0 | 0 | 0 | 0 | 0 | 1.3
63622_G_OES02 | WECC_Southern California Edison | California | 6 | San Bernardino | 71 | 63622 | OES02 | OES Biogas Power | 13500 | 2020 | 9999 | Non-Fossil Waste | [5 empty] | Non-Fossil | G | 2030 | Non-Fossil |  | 0.028363 | 0.036714 | 0.048655 | 0.11373 | 0 | 0 | 0 | 0 | 0 | 0 | 0 | 0 | 0 | 0 | 0 | 0 | 2.101 | 2.7196 | 3.604 | 8.4246 | 0 | 0 | 0 | 0 | 0 | 0 | 0 | 0 | 0 | 0 | 0 | 0 | 0 | 0 | 0 | 0 | 0 | 0 | 0 | 0 | 0.337 | 0.014574 | 0.018866 | 0.025001 | 0.058441 | 0 | 0 | 0 | 0 | 0 | 1.3
63628_G_5A | SPP West (Oklahoma, Arkansas, Louisiana) | Oklahoma | 40 | Oklahoma | 109 | 63628 | 5A | Tinker | 10745 | 1971 | 9999 | Combustion Turbine | [5 empty] | Fossil | G | 2030 | NaturalGas |  | 5.8345e-10 | 1.7321e-10 | 8.0383e-10 | 1.5605e-09 | 0 | 0 | 0 | 0 | 0 | 0 | 0 | 0 | 0 | 0 | 0 | 0 | 5.4299e-08 | 1.612e-08 | 7.481e-08 | 1.4523e-07 | 3.4155e-08 | 1.014e-08 | 4.7056e-08 | 9.1351e-08 | 4.0841e-17 | 1.2125e-17 | 5.6268e-17 | 1.0923e-16 | 2.7807e-11 | 8.2552e-12 | 3.8311e-11 | 7.4373e-11 | 0 | 0 | 0 | 0 | 0 | 0 | 0 | 0 | 1.9725e-08 | 2.5629e-10 | 7.6087e-11 | 3.531e-10 | 6.8548e-10 | 1.5162e-09 | 3.9329e-10 | 1.6686e-09 | 3.5781e-09 | 0 | 1.7529e-06
63628_G_5B | SPP West (Oklahoma, Arkansas, Louisiana) | Oklahoma | 40 | Oklahoma | 109 | 63628 | 5B | Tinker | 10745 | 1971 | 9999 | Combustion Turbine | [5 empty] | Fossil | G | 2030 | NaturalGas |  | 5.8345e-10 | 1.7321e-10 | 8.0383e-10 | 1.5605e-09 | 0 | 0 | 0 | 0 | 0 | 0 | 0 | 0 | 0 | 0 | 0 | 0 | 5.4299e-08 | 1.612e-08 | 7.481e-08 | 1.4523e-07 | 3.4155e-08 | 1.014e-08 | 4.7056e-08 | 9.1351e-08 | 4.0841e-17 | 1.2125e-17 | 5.6268e-17 | 1.0923e-16 | 2.7807e-11 | 8.2552e-12 | 3.8311e-11 | 7.4373e-11 | 0 | 0 | 0 | 0 | 0 | 0 | 0 | 0 | 1.9725e-08 | 2.5629e-10 | 7.6087e-11 | 3.531e-10 | 6.8548e-10 | 1.5162e-09 | 3.9329e-10 | 1.6686e-09 | 3.5781e-09 | 0 | 1.7529e-06
6369_G_6 | MISO_Wisconsin- Upper Michigan (WUMS) | Michigan | 26 | Chippewa | 33 | 6369 | 6 | Detour | 22421 | 1973 | 9999 | Combustion Turbine | [5 empty] | Fossil | G | 2030 | Oil |  | 0 | 0 | 0 | 0 | 0 | 0 | 0 | 0 | 0 | 0 | 0 | 0 | 0 | 0 | 0 | 0 | 0 | 0 | 0 | 0 | 0 | 0 | 0 | 0 | 0 | 0 | 0 | 0 | 0 | 0 | 0 | 0 | 0 | 0 | 0 | 0 | 0 | 0 | 0 | 0 | 0.10866 | 0 | 0 | 0 | 0 | 0 | 0 | 0 | 0 | 0 | 2.5
6369_G_7 | MISO_Wisconsin- Upper Michigan (WUMS) | Michigan | 26 | Chippewa | 33 | 6369 | 7 | Detour | 22485 | 1976 | 9999 | Combustion Turbine | [5 empty] | Fossil | G | 2030 | Oil |  | 0 | 0 | 0 | 0 | 0 | 0 | 0 | 0 | 0 | 0 | 0 | 0 | 0 | 0 | 0 | 0 | 0 | 0 | 0 | 0 | 0 | 0 | 0 | 0 | 0 | 0 | 0 | 0 | 0 | 0 | 0 | 0 | 0 | 0 | 0 | 0 | 0 | 0 | 0 | 0 | 0.10866 | 0 | 0 | 0 | 0 | 0 | 0 | 0 | 0 | 0 | 2.5
6373_G_1 | SPP Nebraska | Nebraska | 31 | Lancaster | 109 | 6373 | 1 | Rokeby | 13644 | 1975 | 9999 | Combustion Turbine |  |  |  | H2O |  | Fossil | G | 2030 | NaturalGas |  | 1.165e-10 | 0 | 0 | 1.165e-10 | 0 | 0 | 0 | 0 | 0 | 0 | 0 | 0 | 0 | 0 | 0 | 0 | 8.5396e-09 | 0 | 0 | 8.5396e-09 | 6.8202e-09 | 0 | 0 | 6.8202e-09 | 8.1553e-18 | 0 | 0 | 8.1553e-18 | 2.6328e-11 | 0 | 0 | 2.6328e-11 | 0 | 0 | 0 | 0 | 0 | 0 | 0 | 0 | 4.2938e-08 | 4.3875e-11 | 0 | 0 | 4.3875e-11 | 3.6011e-10 | 0 | 0 | 3.6011e-10 | 0 | 1e-06
6373_G_2 | SPP Nebraska | Nebraska | 31 | Lancaster | 109 | 6373 | 2 | Rokeby | 13650 | 1997 | 9999 | Combustion Turbine |  |  |  | DLNB + H2O |  | Fossil | G | 2030 | NaturalGas |  | 0.010537 | 0 | 0 | 0.010537 | 0 | 0 | 0 | 0 | 0 | 0 | 0 | 0 | 0 | 0 | 0 | 0 | 0.77198 | 0 | 0 | 0.77198 | 0.61681 | 0 | 0 | 0.61681 | 7.3756e-10 | 0 | 0 | 7.3756e-10 | 0.0018795 | 0 | 0 | 0.0018795 | 0 | 0 | 0 | 0 | 0 | 0 | 0 | 0 | 3.8816 | 0.0039663 | 0 | 0 | 0.0039663 | 0.032568 | 0 | 0 | 0.032568 | 0 | 90.4
6373_G_3 | SPP Nebraska | Nebraska | 31 | Lancaster | 109 | 6373 | 3 | Rokeby | 13647 | 2001 | 9999 | Combustion Turbine |  |  |  | DLNB + H2O |  | Fossil | G | 2030 | NaturalGas |  | 0.010977 | 0 | 0 | 0.010977 | 0 | 0 | 0 | 0 | 0 | 0 | 0 | 0 | 0 | 0 | 0 | 0 | 0.80443 | 0 | 0 | 0.80443 | 0.6426 | 0 | 0 | 0.6426 | 7.684e-10 | 0 | 0 | 7.684e-10 | 0.00084213 | 0 | 0 | 0.00084213 | 0 | 0 | 0 | 0 | 0 | 0 | 0 | 0 | 4.0447 | 0.0041331 | 0 | 0 | 0.0041331 | 0.03393 | 0 | 0 | 0.03393 | 0 | 94.2
6373_G_BSU | SPP Nebraska | Nebraska | 31 | Lancaster | 109 | 6373 | BSU | Rokeby | 11714 | 1997 | 9999 | Combustion Turbine | [5 empty] | Fossil | G | 2030 | Oil |  | 0 | 0 | 0 | 0 | 0 | 0 | 0 | 0 | 0 | 0 | 0 | 0 | 0 | 0 | 0 | 0 | 0 | 0 | 0 | 0 | 0 | 0 | 0 | 0 | 0 | 0 | 0 | 0 | 0 | 0 | 0 | 0 | 0 | 0 | 0 | 0 | 0 | 0 | 0 | 0 | 0.1374 | 0 | 0 | 0 | 0 | 0 | 0 | 0 | 0 | 0 | 3.2
6377_G_1 | SERC_VACAR | North Carolina | 37 | Hyde | 95 | 6377 | 1 | Ocracoke Hybrid | 25000 | 1991 | 9999 | Combustion Turbine | [5 empty] | Fossil | G | 2030 | Oil |  | 0 | 0 | 0 | 0 | 0 | 0 | 0 | 0 | 0 | 0 | 0 | 0 | 0 | 0 | 0 | 0 | 0 | 0 | 0 | 0 | 0 | 0 | 0 | 0 | 0 | 0 | 0 | 0 | 0 | 0 | 0 | 0 | 0 | 0 | 0 | 0 | 0 | 0 | 0 | 0 | 0.079776 | 0 | 0 | 0 | 0 | 0 | 0 | 0 | 0 | 0 | 3
6377_G_BAT | SERC_VACAR | North Carolina | 37 | Hyde | 95 | 6377 | BAT | Ocracoke Hybrid | 0 | 2017 | 9999 | Energy Storage | [5 empty] | Non-Fossil | G | 2030 | EnerStor |  | 0 | 0 | 0 | 0 | 0 | 0 | 0 | 0 | 0 | 0 | 0 | 0 | 0 | 0 | 0 | 0 | 0.087724 | 0.01928 | 0.016415 | 0.12342 | 0 | 0 | 0 | 0 | 0 | 0 | 0 | 0 | 0 | 0 | 0 | 0 | 0 | 0 | 0 | 0 | 0 | 0 | 0 | 0 | 0.036776 | 0.0006904 | 0.00015174 | 0.00012919 | 0.00097133 | 0 | 0 | 0 | 0 | 0 | 1
6378_G_DW2 | ISONE_MA, VT, NH, RI (Rest of ISO New England) | Massachusetts | 25 | Hampden | 13 | 6378 | DW2 | Dwight | 0 | 1920 | 9999 | Hydro | [5 empty] | Non-Fossil | G | 2030 | Hydro |  | 0 | 0 | 0 | 0 | 0 | 0 | 0 | 0 | 0 | 0 | 0 | 0 | 0 | 0 | 0 | 0 | 0.30136 | 0.42115 | 0.38599 | 1.1085 | 0 | 0 | 0 | 0 | 0 | 0 | 0 | 0 | 0 | 0 | 0 | 0 | 0 | 0 | 0 | 0 | 0 | 0 | 0 | 0 | 0.0063233 | 0.00041889 | 0.0005854 | 0.00053653 | 0.0015408 | 0 | 0 | 0 | 0 | 0 | 0.4
6378_G_DW3 | ISONE_MA, VT, NH, RI (Rest of ISO New England) | Massachusetts | 25 | Hampden | 13 | 6378 | DW3 | Dwight | 0 | 1920 | 9999 | Hydro | [5 empty] | Non-Fossil | G | 2030 | Hydro |  | 0 | 0 | 0 | 0 | 0 | 0 | 0 | 0 | 0 | 0 | 0 | 0 | 0 | 0 | 0 | 0 | 0.30136 | 0.42115 | 0.38599 | 1.1085 | 0 | 0 | 0 | 0 | 0 | 0 | 0 | 0 | 0 | 0 | 0 | 0 | 0 | 0 | 0 | 0 | 0 | 0 | 0 | 0 | 0.0063233 | 0.00041889 | 0.0005854 | 0.00053653 | 0.0015408 | 0 | 0 | 0 | 0 | 0 | 0.4
6378_G_DW4 | ISONE_MA, VT, NH, RI (Rest of ISO New England) | Massachusetts | 25 | Hampden | 13 | 6378 | DW4 | Dwight | 0 | 1920 | 9999 | Hydro | [5 empty] | Non-Fossil | G | 2030 | Hydro |  | 0 | 0 | 0 | 0 | 0 | 0 | 0 | 0 | 0 | 0 | 0 | 0 | 0 | 0 | 0 | 0 | 0.30136 | 0.42115 | 0.38599 | 1.1085 | 0 | 0 | 0 | 0 | 0 | 0 | 0 | 0 | 0 | 0 | 0 | 0 | 0 | 0 | 0 | 0 | 0 | 0 | 0 | 0 | 0.0063233 | 0.00041889 | 0.0005854 | 0.00053653 | 0.0015408 | 0 | 0 | 0 | 0 | 0 | 0.4
6379_G_IO3 | ISONE_MA, VT, NH, RI (Rest of ISO New England) | Massachusetts | 25 | Hampden | 13 | 6379 | IO3 | Indian Orchard | 0 | 1928 | 9999 | Hydro | [5 empty] | Non-Fossil | G | 2030 | Hydro |  | 0 | 0 | 0 | 0 | 0 | 0 | 0 | 0 | 0 | 0 | 0 | 0 | 0 | 0 | 0 | 0 | 1.1301 | 1.5793 | 1.4475 | 4.1569 | 0 | 0 | 0 | 0 | 0 | 0 | 0 | 0 | 0 | 0 | 0 | 0 | 0 | 0 | 0 | 0 | 0 | 0 | 0 | 0 | 0.023712 | 0.0015708 | 0.0021952 | 0.002012 | 0.0057781 | 0 | 0 | 0 | 0 | 0 | 1.5
6379_G_IO4 | ISONE_MA, VT, NH, RI (Rest of ISO New England) | Massachusetts | 25 | Hampden | 13 | 6379 | IO4 | Indian Orchard | 0 | 1928 | 9999 | Hydro | [5 empty] | Non-Fossil | G | 2030 | Hydro |  | 0 | 0 | 0 | 0 | 0 | 0 | 0 | 0 | 0 | 0 | 0 | 0 | 0 | 0 | 0 | 0 | 1.6575 | 2.3163 | 2.123 | 6.0968 | 0 | 0 | 0 | 0 | 0 | 0 | 0 | 0 | 0 | 0 | 0 | 0 | 0 | 0 | 0 | 0 | 0 | 0 | 0 | 0 | 0.034778 | 0.0023039 | 0.0032197 | 0.0029509 | 0.0084745 | 0 | 0 | 0 | 0 | 0 | 2.2
638_G_P1 | FRCC | Florida | 12 | Suwannee | 121 | 638 | P1 | Suwannee River | 14268 | 1980 | 9999 | Combustion Turbine |  |  |  | H2O |  | Fossil | G | 2030 | NaturalGas |  | 0.010117 | 0.0059512 | 0.037242 | 0.053311 | 0 | 0 | 0 | 0 | 0 | 0 | 0 | 0 | 0 | 0 | 0 | 0 | 0.70907 | 0.4171 | 2.6102 | 3.7364 | 0.59225 | 0.34838 | 2.1802 | 3.1208 | 7.0819e-10 | 4.1658e-10 | 2.607e-09 | 3.7317e-09 | 0.00097432 | 0.00057313 | 0.0035866 | 0.0051341 | 0 | 0 | 0 | 0 | 0 | 0 | 0 | 0 | 2.1311 | 0.0033468 | 0.0019687 | 0.01232 | 0.017636 | 0.030494 | 0.015799 | 0.12256 | 0.16886 | 0 | 49
638_G_P2 | FRCC | Florida | 12 | Suwannee | 121 | 638 | P2 | Suwannee River | 14271 | 1980 | 9999 | Combustion Turbine |  |  |  | H2O |  | Fossil | G | 2030 | Oil |  | 0 | 0.0060935 | 0 | 0.0060935 | 0 | 0 | 0 | 0 | 0 | 0 | 0 | 0 | 0 | 0 | 0 | 0 | 0 | 0.42698 | 0 | 0.42698 | 0 | 0.4917 | 0 | 0.4917 | 0 | 1.4624e-06 | 0 | 1.4624e-06 | 0 | 0.00061565 | 0 | 0.00061565 | 0 | 0 | 0 | 0 | 0 | 0 | 0 | 0 | 2.1746 | 0 | 0.0020154 | 0 | 0.0020154 | 0 | 0.1191 | 0 | 0.1191 | 0 | 50
638_G_P3 | FRCC | Florida | 12 | Suwannee | 121 | 638 | P3 | Suwannee River | 14270 | 1980 | 9999 | Combustion Turbine |  |  |  | H2O |  | Fossil | G | 2030 | NaturalGas |  | 0.010325 | 0.0060735 | 0.038008 | 0.054406 | 0 | 0 | 0 | 0 | 0 | 0 | 0 | 0 | 0 | 0 | 0 | 0 | 0.72354 | 0.42561 | 2.6635 | 3.8126 | 0.60442 | 0.35554 | 2.225 | 3.1849 | 7.2274e-10 | 4.2514e-10 | 2.6605e-09 | 3.8084e-09 | 0.0010485 | 0.00061676 | 0.0038597 | 0.005525 | 0 | 0 | 0 | 0 | 0 | 0 | 0 | 0 | 2.1746 | 0.0034151 | 0.0020089 | 0.012572 | 0.017996 | 0.031121 | 0.016124 | 0.12508 | 0.17233 | 0 | 50
63826_G_1 | MISO_Iowa-MidAmerican | Iowa | 19 | Hamilton | 79 | 63826 | 1 | POET Biorefining - Jewell | 8300 | 2019 | 9999 | O/G Steam | [5 empty] | Fossil | G | 2030 | NaturalGas |  | 0.0075553 | 0.0084349 | 0.02347 | 0.03946 | 0 | 0 | 0 | 0 | 0 | 0 | 0 | 0 | 0 | 0 | 0 | 0 | 0.91028 | 1.0162 | 2.8277 | 4.7542 | 0.44229 | 0.49378 | 1.3739 | 2.31 | 3.7021e-10 | 4.1331e-10 | 1.15e-09 | 1.9336e-09 | 0.00087124 | 0.00097267 | 0.0027065 | 0.0045504 | 0 | 0 | 0 | 0 | 0 | 0 | 0 | 0 | 0.029705 | 0.0011102 | 0.0012395 | 0.0034489 | 0.0057987 | 0.021608 | 0.021159 | 0.04945 | 0.092217 | 0 | 0.9
63829_G_1 | PJM_ATSI | Ohio | 39 | Marion | 101 | 63829 | 1 | POET Biorefining - Marion, LLC | 8300 | 2017 | 9999 | O/G Steam | [5 empty] | Fossil | G | 2030 | NaturalGas |  | 0 | 0 | 0.0573 | 0.0573 | 0 | 0 | 0 | 0 | 0 | 0 | 0 | 0 | 0 | 0 | 0 | 0 | 0 | 0 | 6.9037 | 6.9037 | 0 | 0 | 3.3544 | 3.3544 | 0 | 0 | 4.011e-09 | 4.011e-09 | 0 | 0 | 0.0066076 | 0.0066076 | 0 | 0 | 0 | 0 | 0 | 0 | 0 | 0 | 0.202 | 0 | 0 | 0.010707 | 0.010707 | 0 | 0 | 0.10515 | 0.10515 | 0 | 3.9
63829_G_2 | PJM_ATSI | Ohio | 39 | Marion | 101 | 63829 | 2 | POET Biorefining - Marion, LLC | 8300 | 2017 | 9999 | O/G Steam | [5 empty] | Fossil | G | 2030 | NaturalGas |  | 0 | 0 | 0.0573 | 0.0573 | 0 | 0 | 0 | 0 | 0 | 0 | 0 | 0 | 0 | 0 | 0 | 0 | 0 | 0 | 6.9037 | 6.9037 | 0 | 0 | 3.3544 | 3.3544 | 0 | 0 | 4.011e-09 | 4.011e-09 | 0 | 0 | 0.0066076 | 0.0066076 | 0 | 0 | 0 | 0 | 0 | 0 | 0 | 0 | 0.202 | 0 | 0 | 0.010707 | 0.010707 | 0 | 0 | 0.10515 | 0.10515 | 0 | 3.9
63831_G_1 | MISO_Lower Michigan | Michigan | 26 | Tuscola | 157 | 63831 | 1 | POET Biorefining Caro, LLC | 8300 | 2018 | 9999 | O/G Steam | [5 empty] | Fossil | G | 2030 | NaturalGas |  | 0.034427 | 0.043231 | 0.099096 | 0.17675 | 0 | 0 | 0 | 0 | 0 | 0 | 0 | 0 | 0 | 0 | 0 | 0 | 4.1478 | 5.2086 | 11.9393 | 21.2956 | 3.6101 | 4.5334 | 10.3916 | 18.5351 | 4.3168e-09 | 5.4209e-09 | 1.2426e-08 | 2.2164e-08 | 0.0071114 | 0.0089301 | 0.02047 | 0.036511 | 0 | 0 | 0 | 0 | 0 | 0 | 0 | 0 | 0.17119 | 0.0064327 | 0.0080778 | 0.018516 | 0.033027 | 0.098857 | 0.11206 | 0.21705 | 0.42796 | 0 | 3.8
63832_G_1 | MISO_Iowa | Iowa | 19 | Worth | 195 | 63832 | 1 | POET Biorefining-Hanlontown, LLC | 8300 | 2019 | 9999 | O/G Steam | [5 empty] | Fossil | G | 2030 | NaturalGas |  | 0 | 0 | 0.059837 | 0.059837 | 0 | 0 | 0 | 0 | 0 | 0 | 0 | 0 | 0 | 0 | 0 | 0 | 0 | 0 | 7.2092 | 7.2092 | 0 | 0 | 3.5028 | 3.5028 | 0 | 0 | 4.1886e-09 | 4.1886e-09 | 0 | 0 | 0.0069001 | 0.0069001 | 0 | 0 | 0 | 0 | 0 | 0 | 0 | 0 | 0.23017 | 0 | 0 | 0.0066762 | 0.0066762 | 0 | 0 | 0.12789 | 0.12789 | 0 | 4
63852_G_K745 | MISO_Indiana (including parts of Kentucky) | Indiana | 18 | Wabash | 169 | 63852 | K745 | POET Biorefining - North Manchester, LLC | 8300 | 2017 | 9999 | O/G Steam | [5 empty] | Fossil | G | 2030 | NaturalGas |  | 0.055728 | 0.075542 | 0.1017 | 0.23297 | 0 | 0 | 0 | 0 | 0 | 0 | 0 | 0 | 0 | 0 | 0 | 0 | 6.7142 | 9.1015 | 12.2535 | 28.0691 | 4.8109 | 6.5215 | 8.78 | 20.1124 | 5.7527e-09 | 7.7981e-09 | 1.0499e-08 | 2.405e-08 | 0.0094768 | 0.012846 | 0.017295 | 0.039618 | 0 | 0 | 0 | 0 | 0 | 0 | 0 | 0 | 0.070172 | 0.0059056 | 0.0080053 | 0.010778 | 0.024689 | 0.15371 | 0.18511 | 0.22409 | 0.56291 | 0 | 3.9
6388_G_1 | ISONE_MA, VT, NH, RI (Rest of ISO New England) | Massachusetts | 25 | Franklin | 11 | 6388 | 1 | Turners Falls | 0 | 1913 | 9999 | Hydro | [5 empty] | Non-Fossil | G | 2030 | Hydro |  | 0 | 0 | 0 | 0 | 0 | 0 | 0 | 0 | 0 | 0 | 0 | 0 | 0 | 0 | 0 | 0 | 2.5157 | 3.4601 | 3.1516 | 9.1274 | 0 | 0 | 0 | 0 | 0 | 0 | 0 | 0 | 0 | 0 | 0 | 0 | 0 | 0 | 0 | 0 | 0 | 0 | 0 | 0 | 0.030036 | 0.0034968 | 0.0048095 | 0.0043808 | 0.012687 | 0 | 0 | 0 | 0 | 0 | 1.9
6388_G_2 | ISONE_MA, VT, NH, RI (Rest of ISO New England) | Massachusetts | 25 | Franklin | 11 | 6388 | 2 | Turners Falls | 0 | 1913 | 9999 | Hydro | [5 empty] | Non-Fossil | G | 2030 | Hydro |  | 0 | 0 | 0 | 0 | 0 | 0 | 0 | 0 | 0 | 0 | 0 | 0 | 0 | 0 | 0 | 0 | 0.52962 | 0.72844 | 0.6635 | 1.9216 | 0 | 0 | 0 | 0 | 0 | 0 | 0 | 0 | 0 | 0 | 0 | 0 | 0 | 0 | 0 | 0 | 0 | 0 | 0 | 0 | 0.0063233 | 0.00073617 | 0.0010125 | 0.00092227 | 0.002671 | 0 | 0 | 0 | 0 | 0 | 0.4
6388_G_3 | ISONE_MA, VT, NH, RI (Rest of ISO New England) | Massachusetts | 25 | Franklin | 11 | 6388 | 3 | Turners Falls | 0 | 1910 | 9999 | Hydro | [5 empty] | Non-Fossil | G | 2030 | Hydro |  | 0 | 0 | 0 | 0 | 0 | 0 | 0 | 0 | 0 | 0 | 0 | 0 | 0 | 0 | 0 | 0 | 1.7213 | 2.3674 | 2.1564 | 6.2451 | 0 | 0 | 0 | 0 | 0 | 0 | 0 | 0 | 0 | 0 | 0 | 0 | 0 | 0 | 0 | 0 | 0 | 0 | 0 | 0 | 0.020551 | 0.0023926 | 0.0032907 | 0.0029974 | 0.0086807 | 0 | 0 | 0 | 0 | 0 | 1.3
6388_G_5 | ISONE_MA, VT, NH, RI (Rest of ISO New England) | Massachusetts | 25 | Franklin | 11 | 6388 | 5 | Turners Falls | 0 | 1905 | 9999 | Hydro | [5 empty] | Non-Fossil | G | 2030 | Hydro |  | 0 | 0 | 0 | 0 | 0 | 0 | 0 | 0 | 0 | 0 | 0 | 0 | 0 | 0 | 0 | 0 | 1.8537 | 2.5495 | 2.3223 | 6.7255 | 0 | 0 | 0 | 0 | 0 | 0 | 0 | 0 | 0 | 0 | 0 | 0 | 0 | 0 | 0 | 0 | 0 | 0 | 0 | 0 | 0.022132 | 0.0025766 | 0.0035438 | 0.003228 | 0.0093484 | 0 | 0 | 0 | 0 | 0 | 1.4
6388_G_7 | ISONE_MA, VT, NH, RI (Rest of ISO New England) | Massachusetts | 25 | Franklin | 11 | 6388 | 7 | Turners Falls | 0 | 1910 | 9999 | Hydro | [5 empty] | Non-Fossil | G | 2030 | Hydro |  | 0 | 0 | 0 | 0 | 0 | 0 | 0 | 0 | 0 | 0 | 0 | 0 | 0 | 0 | 0 | 0 | 1.8537 | 2.5495 | 2.3223 | 6.7255 | 0 | 0 | 0 | 0 | 0 | 0 | 0 | 0 | 0 | 0 | 0 | 0 | 0 | 0 | 0 | 0 | 0 | 0 | 0 | 0 | 0.022132 | 0.0025766 | 0.0035438 | 0.003228 | 0.0093484 | 0 | 0 | 0 | 0 | 0 | 1.4
6390_G_5 | PJM_EMAAC | Virginia | 51 | Accomack | 1 | 6390 | 5 | Tangier | 10745 | 1993 | 9999 | Combustion Turbine | [5 empty] | Fossil | G | 2030 | Oil |  | 0 | 0 | 0 | 0 | 0 | 0 | 0 | 0 | 0 | 0 | 0 | 0 | 0 | 0 | 0 | 0 | 0 | 0 | 0 | 0 | 0 | 0 | 0 | 0 | 0 | 0 | 0 | 0 | 0 | 0 | 0 | 0 | 0 | 0 | 0 | 0 | 0 | 0 | 0 | 0 | 0.056234 | 0 | 0 | 0 | 0 | 0 | 0 | 0 | 0 | 0 | 1.2
6390_G_6 | PJM_EMAAC | Virginia | 51 | Accomack | 1 | 6390 | 6 | Tangier | 10745 | 1993 | 9999 | Combustion Turbine | [5 empty] | Fossil | G | 2030 | Oil |  | 0 | 0 | 0 | 0 | 0 | 0 | 0 | 0 | 0 | 0 | 0 | 0 | 0 | 0 | 0 | 0 | 0 | 0 | 0 | 0 | 0 | 0 | 0 | 0 | 0 | 0 | 0 | 0 | 0 | 0 | 0 | 0 | 0 | 0 | 0 | 0 | 0 | 0 | 0 | 0 | 0.056234 | 0 | 0 | 0 | 0 | 0 | 0 | 0 | 0 | 0 | 1.2
6391_G_2 | PJM_EMAAC | Maryland | 24 | Somerset | 39 | 6391 | 2 | Smith Island | 11896 | 1969 | 9999 | Combustion Turbine | [5 empty] | Fossil | G | 2030 | Oil |  | 0 | 0 | 0 | 0 | 0 | 0 | 0 | 0 | 0 | 0 | 0 | 0 | 0 | 0 | 0 | 0 | 0 | 0 | 0 | 0 | 0 | 0 | 0 | 0 | 0 | 0 | 0 | 0 | 0 | 0 | 0 | 0 | 0 | 0 | 0 | 0 | 0 | 0 | 0 | 0 | 0.018745 | 0 | 0 | 0 | 0 | 0 | 0 | 0 | 0 | 0 | 0.4
6391_G_3 | PJM_EMAAC | Maryland | 24 | Somerset | 39 | 6391 | 3 | Smith Island | 11539 | 1994 | 9999 | Combustion Turbine | [5 empty] | Fossil | G | 2030 | Oil |  | 0 | 0 | 0 | 0 | 0 | 0 | 0 | 0 | 0 | 0 | 0 | 0 | 0 | 0 | 0 | 0 | 0 | 0 | 0 | 0 | 0 | 0 | 0 | 0 | 0 | 0 | 0 | 0 | 0 | 0 | 0 | 0 | 0 | 0 | 0 | 0 | 0 | 0 | 0 | 0 | 4.6862e-08 | 0 | 0 | 0 | 0 | 0 | 0 | 0 | 0 | 0 | 1e-06
63918_G_1 | SPP_WAUE | South Dakota | 46 | Lincoln | 83 | 63918 | 1 | POET Biorefining - Hudson | 8300 | 2019 | 9999 | O/G Steam | [5 empty] | Fossil | G | 2030 | NaturalGas |  | 0.00050958 | 0 | 0.00037836 | 0.00088793 | 0 | 0 | 0 | 0 | 0 | 0 | 0 | 0 | 0 | 0 | 0 | 0 | 0.061395 | 0 | 0.045585 | 0.10698 | 0.029831 | 0 | 0.022149 | 0.05198 | 3.567e-11 | 0 | 2.6485e-11 | 6.2155e-11 | 5.8762e-05 | 0 | 4.363e-05 | 0.00010239 | 0 | 0 | 0 | 0 | 0 | 0 | 0 | 0 | 0.071011 | 0.00028978 | 0 | 0.00021516 | 0.00050495 | 0.0013697 | 0 | 0.00072809 | 0.0020978 | 0 | 3.6
63919_G_1 | MISO_Iowa | Iowa | 19 | Adams | 3 | 63919 | 1 | POET Biorefining LLC - Corning | 8300 | 2018 | 9999 | O/G Steam | [5 empty] | Fossil | G | 2030 | NaturalGas |  | 0 | 0 | 0.074796 | 0.074796 | 0 | 0 | 0 | 0 | 0 | 0 | 0 | 0 | 0 | 0 | 0 | 0 | 0 | 0 | 9.0115 | 9.0115 | 0 | 0 | 4.3785 | 4.3785 | 0 | 0 | 5.2357e-09 | 5.2357e-09 | 0 | 0 | 0.0086251 | 0.0086251 | 0 | 0 | 0 | 0 | 0 | 0 | 0 | 0 | 0.28771 | 0 | 0 | 0.0083452 | 0.0083452 | 0 | 0 | 0.15986 | 0.15986 | 0 | 5
63920_G_1 | PJM_ATSI | Ohio | 39 | Seneca | 147 | 63920 | 1 | POET Biorefining - Fostoria | 8300 | 2017 | 9999 | O/G Steam | [5 empty] | Fossil | G | 2030 | NaturalGas |  | 0 | 0 | 0.051423 | 0.051423 | 0 | 0 | 0 | 0 | 0 | 0 | 0 | 0 | 0 | 0 | 0 | 0 | 0 | 0 | 6.1956 | 6.1956 | 0 | 0 | 3.0103 | 3.0103 | 0 | 0 | 3.5996e-09 | 3.5996e-09 | 0 | 0 | 0.0059299 | 0.0059299 | 0 | 0 | 0 | 0 | 0 | 0 | 0 | 0 | 0.18129 | 0 | 0 | 0.0096086 | 0.0096086 | 0 | 0 | 0.094369 | 0.094369 | 0 | 3.5
63921_G_1 | MISO_Indiana (including parts of Kentucky) | Indiana | 18 | Shelby | 145 | 63921 | 1 | POET Biorefining - Shelbyville | 8300 | 2020 | 9999 | O/G Steam | [5 empty] | Fossil | G | 2030 | NaturalGas |  | 0.078591 | 0.10653 | 0.14343 | 0.32855 | 0 | 0 | 0 | 0 | 0 | 0 | 0 | 0 | 0 | 0 | 0 | 0 | 9.4688 | 12.8354 | 17.2805 | 39.5847 | 6.7846 | 9.197 | 12.382 | 28.3636 | 8.1128e-09 | 1.0997e-08 | 1.4806e-08 | 3.3916e-08 | 0.013365 | 0.018117 | 0.024391 | 0.055872 | 0 | 0 | 0 | 0 | 0 | 0 | 0 | 0 | 0.09896 | 0.0083283 | 0.01129 | 0.015199 | 0.034817 | 0.21678 | 0.26105 | 0.31602 | 0.79385 | 0 | 5.5
63922_G_G-745 | PJM West | Indiana | 18 | Jay | 75 | 63922 | G-745 | POET Biorefining - Portland | 8300 | 2017 | 9999 | O/G Steam | [5 empty] | Fossil | G | 2030 | NaturalGas |  | 0.050012 | 0.050846 | 0.091273 | 0.19213 | 0 | 0 | 0 | 0 | 0 | 0 | 0 | 0 | 0 | 0 | 0 | 0 | 6.0256 | 6.126 | 10.9967 | 23.1483 | 7.7091 | 7.8375 | 14.0691 | 29.6157 | 9.2182e-09 | 9.3719e-09 | 1.6823e-08 | 3.5413e-08 | 0.015186 | 0.015439 | 0.027714 | 0.058338 | 0 | 0 | 0 | 0 | 0 | 0 | 0 | 0 | 0.062974 | 0.0052999 | 0.0053882 | 0.0096723 | 0.02036 | 0.13326 | 0.11546 | 0.18299 | 0.4317 | 0 | 3.5
63923_G_1 | MISO_Iowa | Iowa | 19 | Webster | 187 | 63923 | 1 | POET Biorefining - Gowrie | 8300 | 2018 | 9999 | O/G Steam | [5 empty] | Fossil | G | 2030 | NaturalGas |  | 0 | 0 | 0.074796 | 0.074796 | 0 | 0 | 0 | 0 | 0 | 0 | 0 | 0 | 0 | 0 | 0 | 0 | 0 | 0 | 9.0115 | 9.0115 | 0 | 0 | 4.3785 | 4.3785 | 0 | 0 | 5.2357e-09 | 5.2357e-09 | 0 | 0 | 0.0086251 | 0.0086251 | 0 | 0 | 0 | 0 | 0 | 0 | 0 | 0 | 0.28771 | 0 | 0 | 0.0083452 | 0.0083452 | 0 | 0 | 0.15986 | 0.15986 | 0 | 5
63924_G_1 | PJM West | Indiana | 18 | Madison | 95 | 63924 | 1 | POET Biorefining- Alexandria, LLC | 8300 | 2008 | 9999 | O/G Steam | [5 empty] | Fossil | G | 2030 | NaturalGas |  | 0.051441 | 0.052298 | 0.09388 | 0.19762 | 0 | 0 | 0 | 0 | 0 | 0 | 0 | 0 | 0 | 0 | 0 | 0 | 6.1977 | 6.301 | 11.3109 | 23.8096 | 7.9293 | 8.0615 | 14.4711 | 30.4618 | 9.4816e-09 | 9.6396e-09 | 1.7304e-08 | 3.6425e-08 | 0.01562 | 0.01588 | 0.028506 | 0.060005 | 0 | 0 | 0 | 0 | 0 | 0 | 0 | 0 | 0.064774 | 0.0054513 | 0.0055421 | 0.0099486 | 0.020942 | 0.13706 | 0.11876 | 0.18822 | 0.44403 | 0 | 3.6
63927_G_1 | PJM West | Ohio | 39 | Putnam | 137 | 63927 | 1 | POET Biorefining - Leipsic, LLC | 8300 | 2017 | 9999 | O/G Steam | [5 empty] | Fossil | G | 2030 | NaturalGas |  | 0.031998 | 0.010179 | 0.068529 | 0.11071 | 0 | 0 | 0 | 0 | 0 | 0 | 0 | 0 | 0 | 0 | 0 | 0 | 3.8552 | 1.2264 | 8.2565 | 13.3381 | 1.8732 | 0.59589 | 4.0117 | 6.4807 | 2.2399e-09 | 7.1254e-10 | 4.797e-09 | 7.7494e-09 | 0.0036899 | 0.0011738 | 0.0079024 | 0.012766 | 0 | 0 | 0 | 0 | 0 | 0 | 0 | 0 | 0.062974 | 0.0033909 | 0.0010787 | 0.0072621 | 0.011732 | 0.085258 | 0.023114 | 0.13739 | 0.24576 | 0 | 3.5
6393_G_1 | WECC_Wyoming | Wyoming | 56 | Lincoln | 23 | 6393 | 1 | Strawberry Creek | 0 | 1940 | 9999 | Hydro | [5 empty] | Non-Fossil | G | 2030 | Hydro |  | 0 | 0 | 0 | 0 | 0 | 0 | 0 | 0 | 0 | 0 | 0 | 0 | 0 | 0 | 0 | 0 | 0.2641 | 0.51956 | 1.49 | 2.2736 | 0 | 0 | 0 | 0 | 0 | 0 | 0 | 0 | 0 | 0 | 0 | 0 | 0 | 0 | 0 | 0 | 0 | 0 | 0 | 0 | 0.0079041 | 0.0003671 | 0.00072218 | 0.0020711 | 0.0031604 | 0 | 0 | 0 | 0 | 0 | 0.5
6393_G_2 | WECC_Wyoming | Wyoming | 56 | Lincoln | 23 | 6393 | 2 | Strawberry Creek | 0 | 1940 | 9999 | Hydro | [5 empty] | Non-Fossil | G | 2030 | Hydro |  | 0 | 0 | 0 | 0 | 0 | 0 | 0 | 0 | 0 | 0 | 0 | 0 | 0 | 0 | 0 | 0 | 0.2641 | 0.51956 | 1.49 | 2.2736 | 0 | 0 | 0 | 0 | 0 | 0 | 0 | 0 | 0 | 0 | 0 | 0 | 0 | 0 | 0 | 0 | 0 | 0 | 0 | 0 | 0.0079041 | 0.0003671 | 0.00072218 | 0.0020711 | 0.0031604 | 0 | 0 | 0 | 0 | 0 | 0.5
6393_G_3 | WECC_Wyoming | Wyoming | 56 | Lincoln | 23 | 6393 | 3 | Strawberry Creek | 0 | 1951 | 9999 | Hydro | [5 empty] | Non-Fossil | G | 2030 | Hydro |  | 0 | 0 | 0 | 0 | 0 | 0 | 0 | 0 | 0 | 0 | 0 | 0 | 0 | 0 | 0 | 0 | 0.2641 | 0.51956 | 1.49 | 2.2736 | 0 | 0 | 0 | 0 | 0 | 0 | 0 | 0 | 0 | 0 | 0 | 0 | 0 | 0 | 0 | 0 | 0 | 0 | 0 | 0 | 0.0079041 | 0.0003671 | 0.00072218 | 0.0020711 | 0.0031604 | 0 | 0 | 0 | 0 | 0 | 0.5
6394_G_3 | WECC_Wyoming | Wyoming | 56 | Lincoln | 23 | 6394 | 3 | Swift Creek | 0 | 2009 | 9999 | Hydro | [5 empty] | Non-Fossil | G | 2030 | Hydro |  | 0 | 0 | 0 | 0 | 0 | 0 | 0 | 0 | 0 | 0 | 0 | 0 | 0 | 0 | 0 | 0 | 0.42256 | 0.83129 | 2.384 | 3.6378 | 0 | 0 | 0 | 0 | 0 | 0 | 0 | 0 | 0 | 0 | 0 | 0 | 0 | 0 | 0 | 0 | 0 | 0 | 0 | 0 | 0.012647 | 0.00058736 | 0.0011555 | 0.0033137 | 0.0050566 | 0 | 0 | 0 | 0 | 0 | 0.8
6394_G_4 | WECC_Wyoming | Wyoming | 56 | Lincoln | 23 | 6394 | 4 | Swift Creek | 0 | 2010 | 9999 | Hydro | [5 empty] | Non-Fossil | G | 2030 | Hydro |  | 0 | 0 | 0 | 0 | 0 | 0 | 0 | 0 | 0 | 0 | 0 | 0 | 0 | 0 | 0 | 0 | 0.31692 | 0.62347 | 1.788 | 2.7284 | 0 | 0 | 0 | 0 | 0 | 0 | 0 | 0 | 0 | 0 | 0 | 0 | 0 | 0 | 0 | 0 | 0 | 0 | 0 | 0 | 0.0094849 | 0.00044052 | 0.00086662 | 0.0024853 | 0.0037924 | 0 | 0 | 0 | 0 | 0 | 0.6
6394_G_5 | WECC_Wyoming | Wyoming | 56 | Lincoln | 23 | 6394 | 5 | Swift Creek | 0 | 2010 | 9999 | Hydro | [5 empty] | Non-Fossil | G | 2030 | Hydro |  | 0 | 0 | 0 | 0 | 0 | 0 | 0 | 0 | 0 | 0 | 0 | 0 | 0 | 0 | 0 | 0 | 0.15846 | 0.31173 | 0.894 | 1.3642 | 0 | 0 | 0 | 0 | 0 | 0 | 0 | 0 | 0 | 0 | 0 | 0 | 0 | 0 | 0 | 0 | 0 | 0 | 0 | 0 | 0.0047425 | 0.00022026 | 0.00043331 | 0.0012427 | 0.0018962 | 0 | 0 | 0 | 0 | 0 | 0.3
6395_G_1 | WECC_Idaho | Idaho | 16 | Elmore | 39 | 6395 | 1 | Anderson Ranch | 0 | 1950 | 9999 | Hydro | [5 empty] | Non-Fossil | G | 2030 | Hydro |  | 0 | 0 | 0 | 0 | 0 | 0 | 0 | 0 | 0 | 0 | 0 | 0 | 0 | 0 | 0 | 0 | 14.5616 | 20.0629 | 32.5043 | 67.1288 | 0 | 0 | 0 | 0 | 0 | 0 | 0 | 0 | 0 | 0 | 0 | 0 | 0 | 0 | 0 | 0 | 0 | 0 | 0 | 0 | 0.31616 | 0.020241 | 0.027887 | 0.045181 | 0.093309 | 0 | 0 | 0 | 0 | 0 | 20
6395_G_2 | WECC_Idaho | Idaho | 16 | Elmore | 39 | 6395 | 2 | Anderson Ranch | 0 | 1951 | 9999 | Hydro | [5 empty] | Non-Fossil | G | 2030 | Hydro |  | 0 | 0 | 0 | 0 | 0 | 0 | 0 | 0 | 0 | 0 | 0 | 0 | 0 | 0 | 0 | 0 | 14.5616 | 20.0629 | 32.5043 | 67.1288 | 0 | 0 | 0 | 0 | 0 | 0 | 0 | 0 | 0 | 0 | 0 | 0 | 0 | 0 | 0 | 0 | 0 | 0 | 0 | 0 | 0.31616 | 0.020241 | 0.027887 | 0.045181 | 0.093309 | 0 | 0 | 0 | 0 | 0 | 20
6396_G_1 | WECC_Idaho | Idaho | 16 | Gem | 45 | 6396 | 1 | Black Canyon | 0 | 1925 | 9999 | Hydro | [5 empty] | Non-Fossil | G | 2030 | Hydro |  | 0 | 0 | 0 | 0 | 0 | 0 | 0 | 0 | 0 | 0 | 0 | 0 | 0 | 0 | 0 | 0 | 3.7132 | 5.116 | 8.2886 | 17.1178 | 0 | 0 | 0 | 0 | 0 | 0 | 0 | 0 | 0 | 0 | 0 | 0 | 0 | 0 | 0 | 0 | 0 | 0 | 0 | 0 | 0.080622 | 0.0051614 | 0.0071113 | 0.011521 | 0.023794 | 0 | 0 | 0 | 0 | 0 | 5.1
6396_G_2 | WECC_Idaho | Idaho | 16 | Gem | 45 | 6396 | 2 | Black Canyon | 0 | 1925 | 9999 | Hydro | [5 empty] | Non-Fossil | G | 2030 | Hydro |  | 0 | 0 | 0 | 0 | 0 | 0 | 0 | 0 | 0 | 0 | 0 | 0 | 0 | 0 | 0 | 0 | 3.7132 | 5.116 | 8.2886 | 17.1178 | 0 | 0 | 0 | 0 | 0 | 0 | 0 | 0 | 0 | 0 | 0 | 0 | 0 | 0 | 0 | 0 | 0 | 0 | 0 | 0 | 0.080622 | 0.0051614 | 0.0071113 | 0.011521 | 0.023794 | 0 | 0 | 0 | 0 | 0 | 5.1
6397_G_1A | WECC_Idaho | Idaho | 16 | Ada | 1 | 6397 | 1A | Boise R Diversion | 0 | 2004 | 9999 | Hydro | [5 empty] | Non-Fossil | G | 2030 | Hydro |  | 0 | 0 | 0 | 0 | 0 | 0 | 0 | 0 | 0 | 0 | 0 | 0 | 0 | 0 | 0 | 0 | 0.80089 | 1.1035 | 1.7877 | 3.6921 | 0 | 0 | 0 | 0 | 0 | 0 | 0 | 0 | 0 | 0 | 0 | 0 | 0 | 0 | 0 | 0 | 0 | 0 | 0 | 0 | 0.017389 | 0.0011132 | 0.0015338 | 0.002485 | 0.005132 | 0 | 0 | 0 | 0 | 0 | 1.1
6397_G_2A | WECC_Idaho | Idaho | 16 | Ada | 1 | 6397 | 2A | Boise R Diversion | 0 | 2004 | 9999 | Hydro | [5 empty] | Non-Fossil | G | 2030 | Hydro |  | 0 | 0 | 0 | 0 | 0 | 0 | 0 | 0 | 0 | 0 | 0 | 0 | 0 | 0 | 0 | 0 | 0.80089 | 1.1035 | 1.7877 | 3.6921 | 0 | 0 | 0 | 0 | 0 | 0 | 0 | 0 | 0 | 0 | 0 | 0 | 0 | 0 | 0 | 0 | 0 | 0 | 0 | 0 | 0.017389 | 0.0011132 | 0.0015338 | 0.002485 | 0.005132 | 0 | 0 | 0 | 0 | 0 | 1.1
6397_G_3A | WECC_Idaho | Idaho | 16 | Ada | 1 | 6397 | 3A | Boise R Diversion | 0 | 2004 | 9999 | Hydro | [5 empty] | Non-Fossil | G | 2030 | Hydro |  | 0 | 0 | 0 | 0 | 0 | 0 | 0 | 0 | 0 | 0 | 0 | 0 | 0 | 0 | 0 | 0 | 0.80089 | 1.1035 | 1.7877 | 3.6921 | 0 | 0 | 0 | 0 | 0 | 0 | 0 | 0 | 0 | 0 | 0 | 0 | 0 | 0 | 0 | 0 | 0 | 0 | 0 | 0 | 0.017389 | 0.0011132 | 0.0015338 | 0.002485 | 0.005132 | 0 | 0 | 0 | 0 | 0 | 1.1
6398_G_6 | WECC_Idaho | Idaho | 16 | Minidoka | 67 | 6398 | 6 | Minidoka | 0 | 1927 | 9999 | Hydro | [5 empty] | Non-Fossil | G | 2030 | Hydro |  | 0 | 0 | 0 | 0 | 0 | 0 | 0 | 0 | 0 | 0 | 0 | 0 | 0 | 0 | 0 | 0 | 1.9658 | 2.7085 | 4.3881 | 9.0624 | 0 | 0 | 0 | 0 | 0 | 0 | 0 | 0 | 0 | 0 | 0 | 0 | 0 | 0 | 0 | 0 | 0 | 0 | 0 | 0 | 0.042682 | 0.0027325 | 0.0037648 | 0.0060994 | 0.012597 | 0 | 0 | 0 | 0 | 0 | 2.7
6398_G_7 | WECC_Idaho | Idaho | 16 | Minidoka | 67 | 6398 | 7 | Minidoka | 0 | 1942 | 9999 | Hydro | [5 empty] | Non-Fossil | G | 2030 | Hydro |  | 0 | 0 | 0 | 0 | 0 | 0 | 0 | 0 | 0 | 0 | 0 | 0 | 0 | 0 | 0 | 0 | 3.6404 | 5.0157 | 8.1261 | 16.7822 | 0 | 0 | 0 | 0 | 0 | 0 | 0 | 0 | 0 | 0 | 0 | 0 | 0 | 0 | 0 | 0 | 0 | 0 | 0 | 0 | 0.079041 | 0.0050602 | 0.0069719 | 0.011295 | 0.023327 | 0 | 0 | 0 | 0 | 0 | 5
6398_G_8 | WECC_Idaho | Idaho | 16 | Minidoka | 67 | 6398 | 8 | Minidoka | 0 | 1997 | 9999 | Hydro | [5 empty] | Non-Fossil | G | 2030 | Hydro |  | 0 | 0 | 0 | 0 | 0 | 0 | 0 | 0 | 0 | 0 | 0 | 0 | 0 | 0 | 0 | 0 | 7.2808 | 10.0314 | 16.2521 | 33.5644 | 0 | 0 | 0 | 0 | 0 | 0 | 0 | 0 | 0 | 0 | 0 | 0 | 0 | 0 | 0 | 0 | 0 | 0 | 0 | 0 | 0.15808 | 0.01012 | 0.013944 | 0.02259 | 0.046654 | 0 | 0 | 0 | 0 | 0 | 10
6398_G_9 | WECC_Idaho | Idaho | 16 | Minidoka | 67 | 6398 | 9 | Minidoka | 0 | 1997 | 9999 | Hydro | [5 empty] | Non-Fossil | G | 2030 | Hydro |  | 0 | 0 | 0 | 0 | 0 | 0 | 0 | 0 | 0 | 0 | 0 | 0 | 0 | 0 | 0 | 0 | 7.2808 | 10.0314 | 16.2521 | 33.5644 | 0 | 0 | 0 | 0 | 0 | 0 | 0 | 0 | 0 | 0 | 0 | 0 | 0 | 0 | 0 | 0 | 0 | 0 | 0 | 0 | 0.15808 | 0.01012 | 0.013944 | 0.02259 | 0.046654 | 0 | 0 | 0 | 0 | 0 | 10
6400_G_1 | WECC_Montana | Montana | 30 | Lewis and Clark | 49 | 6400 | 1 | Canyon Ferry | 0 | 1953 | 9999 | Hydro | [5 empty] | Non-Fossil | G | 2030 | Hydro |  | 0 | 0 | 0 | 0 | 0 | 0 | 0 | 0 | 0 | 0 | 0 | 0 | 0 | 0 | 0 | 0 | 24.5889 | 33.4355 | 45.8533 | 103.8777 | 0 | 0 | 0 | 0 | 0 | 0 | 0 | 0 | 0 | 0 | 0 | 0 | 0 | 0 | 0 | 0 | 0 | 0 | 0 | 0 | 0.30352 | 0.034179 | 0.046475 | 0.063736 | 0.14439 | 0 | 0 | 0 | 0 | 0 | 19.2
6400_G_2 | WECC_Montana | Montana | 30 | Lewis and Clark | 49 | 6400 | 2 | Canyon Ferry | 0 | 1954 | 9999 | Hydro | [5 empty] | Non-Fossil | G | 2030 | Hydro |  | 0 | 0 | 0 | 0 | 0 | 0 | 0 | 0 | 0 | 0 | 0 | 0 | 0 | 0 | 0 | 0 | 24.5889 | 33.4355 | 45.8533 | 103.8777 | 0 | 0 | 0 | 0 | 0 | 0 | 0 | 0 | 0 | 0 | 0 | 0 | 0 | 0 | 0 | 0 | 0 | 0 | 0 | 0 | 0.30352 | 0.034179 | 0.046475 | 0.063736 | 0.14439 | 0 | 0 | 0 | 0 | 0 | 19.2
6400_G_3 | WECC_Montana | Montana | 30 | Lewis and Clark | 49 | 6400 | 3 | Canyon Ferry | 0 | 1954 | 9999 | Hydro | [5 empty] | Non-Fossil | G | 2030 | Hydro |  | 0 | 0 | 0 | 0 | 0 | 0 | 0 | 0 | 0 | 0 | 0 | 0 | 0 | 0 | 0 | 0 | 24.5889 | 33.4355 | 45.8533 | 103.8777 | 0 | 0 | 0 | 0 | 0 | 0 | 0 | 0 | 0 | 0 | 0 | 0 | 0 | 0 | 0 | 0 | 0 | 0 | 0 | 0 | 0.30352 | 0.034179 | 0.046475 | 0.063736 | 0.14439 | 0 | 0 | 0 | 0 | 0 | 19.2
6402_G_1 | WECC_New Mexico | New Mexico | 35 | Sierra | 51 | 6402 | 1 | Elephant Butte | 0 | 1940 | 9999 | Hydro | [5 empty] | Non-Fossil | G | 2030 | Hydro |  | 0 | 0 | 0 | 0 | 0 | 0 | 0 | 0 | 0 | 0 | 0 | 0 | 0 | 0 | 0 | 0 | 3.9582 | 5.6603 | 9.2908 | 18.9092 | 0 | 0 | 0 | 0 | 0 | 0 | 0 | 0 | 0 | 0 | 0 | 0 | 0 | 0 | 0 | 0 | 0 | 0 | 0 | 0 | 0.14702 | 0.0055018 | 0.0078678 | 0.012914 | 0.026284 | 0 | 0 | 0 | 0 | 0 | 9.3
6402_G_2 | WECC_New Mexico | New Mexico | 35 | Sierra | 51 | 6402 | 2 | Elephant Butte | 0 | 1940 | 9999 | Hydro | [5 empty] | Non-Fossil | G | 2030 | Hydro |  | 0 | 0 | 0 | 0 | 0 | 0 | 0 | 0 | 0 | 0 | 0 | 0 | 0 | 0 | 0 | 0 | 3.9582 | 5.6603 | 9.2908 | 18.9092 | 0 | 0 | 0 | 0 | 0 | 0 | 0 | 0 | 0 | 0 | 0 | 0 | 0 | 0 | 0 | 0 | 0 | 0 | 0 | 0 | 0.14702 | 0.0055018 | 0.0078678 | 0.012914 | 0.026284 | 0 | 0 | 0 | 0 | 0 | 9.3
6402_G_3 | WECC_New Mexico | New Mexico | 35 | Sierra | 51 | 6402 | 3 | Elephant Butte | 0 | 1940 | 9999 | Hydro | [5 empty] | Non-Fossil | G | 2030 | Hydro |  | 0 | 0 | 0 | 0 | 0 | 0 | 0 | 0 | 0 | 0 | 0 | 0 | 0 | 0 | 0 | 0 | 3.9582 | 5.6603 | 9.2908 | 18.9092 | 0 | 0 | 0 | 0 | 0 | 0 | 0 | 0 | 0 | 0 | 0 | 0 | 0 | 0 | 0 | 0 | 0 | 0 | 0 | 0 | 0.14702 | 0.0055018 | 0.0078678 | 0.012914 | 0.026284 | 0 | 0 | 0 | 0 | 0 | 9.3
64020_G_CTG3 | MISO_Wisconsin- Upper Michigan (WUMS) | Wisconsin | 55 | Rock | 105 | 64020 | CTG3 | West Riverside Energy Center | 7050 | 2019 | 9999 | Combined Cycle |  |  | SCR | DLNB |  | Fossil | G | 2030 | NaturalGas |  | 2.789 | 3.7806 | 5.2278 | 11.7973 | 0 | 0 | 0 | 0 | 0 | 0 | 0 | 0 | 0 | 0 | 0 | 0 | 395.5972 | 536.254 | 741.5277 | 1673.379 | 163.2657 | 221.3158 | 306.0337 | 690.6152 | 1.9523e-07 | 2.6464e-07 | 3.6594e-07 | 8.2581e-07 | 0.015339 | 0.020793 | 0.028753 | 0.064885 | 0 | 0 | 0 | 0 | 0 | 0 | 0 | 0 | 7.1073 | 0.90396 | 1.2254 | 1.6944 | 3.8238 | 8.3951 | 10.1153 | 11.7608 | 30.2712 | 0 | 225 | SCR
64020_G_CTG4 | MISO_Wisconsin- Upper Michigan (WUMS) | Wisconsin | 55 | Rock | 105 | 64020 | CTG4 | West Riverside Energy Center | 7050 | 2019 | 9999 | Combined Cycle |  |  | SCR | DLNB |  | Fossil | G | 2030 | NaturalGas |  | 2.789 | 3.7806 | 5.2278 | 11.7973 | 0 | 0 | 0 | 0 | 0 | 0 | 0 | 0 | 0 | 0 | 0 | 0 | 395.5972 | 536.254 | 741.5277 | 1673.379 | 163.2657 | 221.3158 | 306.0337 | 690.6152 | 1.9523e-07 | 2.6464e-07 | 3.6594e-07 | 8.2581e-07 | 0.015339 | 0.020793 | 0.028753 | 0.064885 | 0 | 0 | 0 | 0 | 0 | 0 | 0 | 0 | 7.1073 | 0.90396 | 1.2254 | 1.6944 | 3.8238 | 8.3951 | 10.1153 | 11.7608 | 30.2712 | 0 | 225 | SCR
64020_G_STG2 | MISO_Wisconsin- Upper Michigan (WUMS) | Wisconsin | 55 | Rock | 105 | 64020 | STG2 | West Riverside Energy Center | 7050 | 2019 | 9999 | Combined Cycle | other |  | SCR | LNB |  | Fossil | G | 2030 | NaturalGas |  | 3.0988 | 4.2007 | 5.8086 | 13.1081 | 0 | 0 | 0 | 0 | 0 | 0 | 0 | 0 | 0 | 0 | 0 | 0 | 439.5525 | 595.8378 | 823.9197 | 1859.31 | 181.4064 | 245.9064 | 340.0374 | 767.3503 | 2.1692e-07 | 2.9405e-07 | 4.066e-07 | 9.1757e-07 | 0.017044 | 0.023104 | 0.031947 | 0.072095 | 0 | 0 | 0 | 0 | 0 | 0 | 0 | 0 | 7.897 | 1.0044 | 1.3615 | 1.8827 | 4.2486 | 9.3279 | 11.2392 | 13.0675 | 33.6346 | 0 | 250 | SCR
6403_G_1 | WECC_Pacific Northwest | Oregon | 41 | Jackson | 29 | 6403 | 1 | Green Springs | 0 | 1960 | 9999 | Hydro | [5 empty] | Non-Fossil | G | 2030 | Hydro |  | 0 | 0 | 0 | 0 | 0 | 0 | 0 | 0 | 0 | 0 | 0 | 0 | 0 | 0 | 0 | 0 | 16.6093 | 20.7893 | 25.0345 | 62.433 | 0 | 0 | 0 | 0 | 0 | 0 | 0 | 0 | 0 | 0 | 0 | 0 | 0 | 0 | 0 | 0 | 0 | 0 | 0 | 0 | 0.2719 | 0.023087 | 0.028897 | 0.034798 | 0.086782 | 0 | 0 | 0 | 0 | 0 | 17.2
6404_G_1 | WECC_Utah | Utah | 49 | Wasatch | 51 | 6404 | 1 | Deer Creek (UT) | 0 | 1958 | 9999 | Hydro | [5 empty] | Non-Fossil | G | 2030 | Hydro |  | 0 | 0 | 0 | 0 | 0 | 0 | 0 | 0 | 0 | 0 | 0 | 0 | 0 | 0 | 0 | 0 | 1.8983 | 2.7069 | 4.212 | 8.8171 | 0 | 0 | 0 | 0 | 0 | 0 | 0 | 0 | 0 | 0 | 0 | 0 | 0 | 0 | 0 | 0 | 0 | 0 | 0 | 0 | 0.042682 | 0.0026386 | 0.0037626 | 0.0058546 | 0.012256 | 0 | 0 | 0 | 0 | 0 | 2.7
6404_G_2 | WECC_Utah | Utah | 49 | Wasatch | 51 | 6404 | 2 | Deer Creek (UT) | 0 | 1958 | 9999 | Hydro | [5 empty] | Non-Fossil | G | 2030 | Hydro |  | 0 | 0 | 0 | 0 | 0 | 0 | 0 | 0 | 0 | 0 | 0 | 0 | 0 | 0 | 0 | 0 | 1.8983 | 2.7069 | 4.212 | 8.8171 | 0 | 0 | 0 | 0 | 0 | 0 | 0 | 0 | 0 | 0 | 0 | 0 | 0 | 0 | 0 | 0 | 0 | 0 | 0 | 0 | 0.042682 | 0.0026386 | 0.0037626 | 0.0058546 | 0.012256 | 0 | 0 | 0 | 0 | 0 | 2.7
6405_G_1 | WECC_Utah | Utah | 49 | Daggett | 9 | 6405 | 1 | Flaming Gorge | 0 | 1963 | 9999 | Hydro | [5 empty] | Non-Fossil | G | 2030 | Hydro |  | 0 | 0 | 0 | 0 | 0 | 0 | 0 | 0 | 0 | 0 | 0 | 0 | 0 | 0 | 0 | 0 | 35.5747 | 50.7293 | 78.9355 | 165.2395 | 0 | 0 | 0 | 0 | 0 | 0 | 0 | 0 | 0 | 0 | 0 | 0 | 0 | 0 | 0 | 0 | 0 | 0 | 0 | 0 | 0.7999 | 0.049449 | 0.070514 | 0.10972 | 0.22968 | 0 | 0 | 0 | 0 | 0 | 50.6
6405_G_2 | WECC_Utah | Utah | 49 | Daggett | 9 | 6405 | 2 | Flaming Gorge | 0 | 1963 | 9999 | Hydro | [5 empty] | Non-Fossil | G | 2030 | Hydro |  | 0 | 0 | 0 | 0 | 0 | 0 | 0 | 0 | 0 | 0 | 0 | 0 | 0 | 0 | 0 | 0 | 35.5747 | 50.7293 | 78.9355 | 165.2395 | 0 | 0 | 0 | 0 | 0 | 0 | 0 | 0 | 0 | 0 | 0 | 0 | 0 | 0 | 0 | 0 | 0 | 0 | 0 | 0 | 0.7999 | 0.049449 | 0.070514 | 0.10972 | 0.22968 | 0 | 0 | 0 | 0 | 0 | 50.6
6405_G_3 | WECC_Utah | Utah | 49 | Daggett | 9 | 6405 | 3 | Flaming Gorge | 0 | 1964 | 9999 | Hydro | [5 empty] | Non-Fossil | G | 2030 | Hydro |  | 0 | 0 | 0 | 0 | 0 | 0 | 0 | 0 | 0 | 0 | 0 | 0 | 0 | 0 | 0 | 0 | 35.5747 | 50.7293 | 78.9355 | 165.2395 | 0 | 0 | 0 | 0 | 0 | 0 | 0 | 0 | 0 | 0 | 0 | 0 | 0 | 0 | 0 | 0 | 0 | 0 | 0 | 0 | 0.7999 | 0.049449 | 0.070514 | 0.10972 | 0.22968 | 0 | 0 | 0 | 0 | 0 | 50.6
6406_G_1 | WECC_Pacific Northwest | Washington | 53 | Benton | 5 | 6406 | 1 | Chandler | 0 | 1956 | 9999 | Hydro | [5 empty] | Non-Fossil | G | 2030 | Hydro |  | 0 | 0 | 0 | 0 | 0 | 0 | 0 | 0 | 0 | 0 | 0 | 0 | 0 | 0 | 0 | 0 | 5.728 | 7.0274 | 10.2238 | 22.9793 | 0 | 0 | 0 | 0 | 0 | 0 | 0 | 0 | 0 | 0 | 0 | 0 | 0 | 0 | 0 | 0 | 0 | 0 | 0 | 0 | 0.094849 | 0.007962 | 0.0097681 | 0.014211 | 0.031941 | 0 | 0 | 0 | 0 | 0 | 6
6406_G_2 | WECC_Pacific Northwest | Washington | 53 | Benton | 5 | 6406 | 2 | Chandler | 0 | 1956 | 9999 | Hydro | [5 empty] | Non-Fossil | G | 2030 | Hydro |  | 0 | 0 | 0 | 0 | 0 | 0 | 0 | 0 | 0 | 0 | 0 | 0 | 0 | 0 | 0 | 0 | 5.728 | 7.0274 | 10.2238 | 22.9793 | 0 | 0 | 0 | 0 | 0 | 0 | 0 | 0 | 0 | 0 | 0 | 0 | 0 | 0 | 0 | 0 | 0 | 0 | 0 | 0 | 0.094849 | 0.007962 | 0.0097681 | 0.014211 | 0.031941 | 0 | 0 | 0 | 0 | 0 | 6
64064_G_SHAFT | ISONE_MA, VT, NH, RI (Rest of ISO New England) | Vermont | 50 | Bennington | 3 | 64064 | SHAFT | Shaftsbury Solar | 0 | 2023 | 9999 | Solar PV | [5 empty] | Non-Fossil | G | 2030 | Solar |  | 0 | 0 | 0 | 0 | 0 | 0 | 0 | 0 | 0 | 0 | 0 | 0 | 0 | 0 | 0 | 0 | 4.331 | 9.1688 | 15.1303 | 28.6301 | 0 | 0 | 0 | 0 | 0 | 0 | 0 | 0 | 0 | 0 | 0 | 0 | 0 | 0 | 0 | 0 | 0 | 0 | 0 | 0 | 0.69926 | 0 | 0 | 0 | 0 | 0 | 0 | 0 | 0 | 0 | 20
6407_G_1 | WECC_Pacific Northwest | Washington | 53 | Yakima | 77 | 6407 | 1 | Roza | 0 | 1958 | 9999 | Hydro | [5 empty] | Non-Fossil | G | 2030 | Hydro |  | 0 | 0 | 0 | 0 | 0 | 0 | 0 | 0 | 0 | 0 | 0 | 0 | 0 | 0 | 0 | 0 | 12.3153 | 15.109 | 21.9812 | 49.4055 | 0 | 0 | 0 | 0 | 0 | 0 | 0 | 0 | 0 | 0 | 0 | 0 | 0 | 0 | 0 | 0 | 0 | 0 | 0 | 0 | 0.20393 | 0.017118 | 0.021002 | 0.030554 | 0.068674 | 0 | 0 | 0 | 0 | 0 | 12.9
6408_G_1 | WECC_Wyoming | Wyoming | 56 | Park | 29 | 6408 | 1 | Heart Mountain | 0 | 1948 | 9999 | Hydro | [5 empty] | Non-Fossil | G | 2030 | Hydro |  | 0 | 0 | 0 | 0 | 0 | 0 | 0 | 0 | 0 | 0 | 0 | 0 | 0 | 0 | 0 | 0 | 2.0162 | 3.6475 | 9.5704 | 15.2342 | 0 | 0 | 0 | 0 | 0 | 0 | 0 | 0 | 0 | 0 | 0 | 0 | 0 | 0 | 0 | 0 | 0 | 0 | 0 | 0 | 0.079041 | 0.0028025 | 0.00507 | 0.013303 | 0.021175 | 0 | 0 | 0 | 0 | 0 | 5
6409_G_1 | WECC_Wyoming | Wyoming | 56 | Natrona | 25 | 6409 | 1 | Alcova | 0 | 1955 | 9999 | Hydro | [5 empty] | Non-Fossil | G | 2030 | Hydro |  | 0 | 0 | 0 | 0 | 0 | 0 | 0 | 0 | 0 | 0 | 0 | 0 | 0 | 0 | 0 | 0 | 8.3471 | 15.1007 | 39.6217 | 63.0695 | 0 | 0 | 0 | 0 | 0 | 0 | 0 | 0 | 0 | 0 | 0 | 0 | 0 | 0 | 0 | 0 | 0 | 0 | 0 | 0 | 0.32723 | 0.011602 | 0.02099 | 0.055074 | 0.087667 | 0 | 0 | 0 | 0 | 0 | 20.7
6409_G_2 | WECC_Wyoming | Wyoming | 56 | Natrona | 25 | 6409 | 2 | Alcova | 0 | 1955 | 9999 | Hydro | [5 empty] | Non-Fossil | G | 2030 | Hydro |  | 0 | 0 | 0 | 0 | 0 | 0 | 0 | 0 | 0 | 0 | 0 | 0 | 0 | 0 | 0 | 0 | 8.3471 | 15.1007 | 39.6217 | 63.0695 | 0 | 0 | 0 | 0 | 0 | 0 | 0 | 0 | 0 | 0 | 0 | 0 | 0 | 0 | 0 | 0 | 0 | 0 | 0 | 0 | 0.32723 | 0.011602 | 0.02099 | 0.055074 | 0.087667 | 0 | 0 | 0 | 0 | 0 | 20.7
641_B_4 | SERC_Southeastern | Florida | 12 | Escambia | 33 | 641 | 4 | Crist | 11399 | 1959 | 9999 | Coal Steam | tangential | dry | ESPC + ESPH + Wet Scrubber + SNCR | LNC3 | Wet Scrubber | Fossil | B | 2030 |  | Coal Retirement | 0 | 0 | 0 | 0 | 0 | 0 | 0 | 0 | 0 | 0 | 0 | 0 | 0 | 0 | 0 | 0 | 0 | 0 | 0 | 0 | 0 | 0 | 0 | 0 | 0 | 0 | 0 | 0 | 0 | 0 | 0 | 0 | 0 | 0 | 0 | 0 | 0 | 0 | 0 | 0 | 0 | 0 | 0 | 0 | 0 | 0 | 0 | 0 | 0 | 0 | 75 | Scrubber / SNCR | Wet Scrubber
641_B_5 | SERC_Southeastern | Florida | 12 | Escambia | 33 | 641 | 5 | Crist | 11274 | 1961 | 9999 | Coal Steam | tangential | dry | ESPC + ESPH + Wet Scrubber + SNCR | LNC3 | Wet Scrubber | Fossil | B | 2030 |  | Coal Retirement | 0 | 0 | 0 | 0 | 0 | 0 | 0 | 0 | 0 | 0 | 0 | 0 | 0 | 0 | 0 | 0 | 0 | 0 | 0 | 0 | 0 | 0 | 0 | 0 | 0 | 0 | 0 | 0 | 0 | 0 | 0 | 0 | 0 | 0 | 0 | 0 | 0 | 0 | 0 | 0 | 0 | 0 | 0 | 0 | 0 | 0 | 0 | 0 | 0 | 0 | 75 | Scrubber / SNCR | Wet Scrubber
641_B_6 | SERC_Southeastern | Florida | 12 | Escambia | 33 | 641 | 6 | Crist | 11083 | 1970 | 9999 | Coal Steam | wall | dry | ESPC + Wet Scrubber + SCR | LNB | Wet Scrubber | Fossil | B | 2030 | NaturalGas | Coal to Gas | 0 | 0 | 0 | 0 | 0 | 0 | 0 | 0 | 0 | 0 | 0 | 0 | 0 | 0 | 0 | 0 | 0 | 0 | 0 | 0 | 0 | 0 | 0 | 0 | 0 | 0 | 0 | 0 | 0 | 0 | 0 | 0 | 0 | 0 | 0 | 0 | 0 | 0 | 0 | 0 | 16.8834 | 0 | 0 | 0 | 0 | 0 | 0 | 0 | 0 | 0 | 299 | Scrubber / SCR / Coal to Gas | Wet Scrubber
641_B_7 | SERC_Southeastern | Florida | 12 | Escambia | 33 | 641 | 7 | Crist | 10816 | 1973 | 9999 | Coal Steam | wall | dry | ESPC + Wet Scrubber + SCR | LNB | Wet Scrubber | Fossil | B | 2030 | NaturalGas | Coal to Gas | 0 | 0 | 0 | 0 | 0 | 0 | 0 | 0 | 0 | 0 | 0 | 0 | 0 | 0 | 0 | 0 | 0 | 0 | 0 | 0 | 0 | 0 | 0 | 0 | 0 | 0 | 0 | 0 | 0 | 0 | 0 | 0 | 0 | 0 | 0 | 0 | 0 | 0 | 0 | 0 | 23.5893 | 0 | 0 | 0 | 0 | 0 | 0 | 0 | 0 | 0 | 475 | Scrubber / SCR / Coal to Gas | Wet Scrubber
6410_G_1 | ERCOT_Rest | Texas | 48 | Starr | 427 | 6410 | 1 | Falcon Dam & Power | 0 | 1954 | 9999 | Hydro | [5 empty] | Non-Fossil | G | 2030 | Hydro |  | 0 | 0 | 0 | 0 | 0 | 0 | 0 | 0 | 0 | 0 | 0 | 0 | 0 | 0 | 0 | 0 | 2.5551 | 3.9572 | 5.5237 | 12.036 | 0 | 0 | 0 | 0 | 0 | 0 | 0 | 0 | 0 | 0 | 0 | 0 | 0 | 0 | 0 | 0 | 0 | 0 | 0 | 0 | 0.16599 | 0.0035516 | 0.0055005 | 0.0076779 | 0.01673 | 0 | 0 | 0 | 0 | 0 | 10.5
6410_G_2 | ERCOT_Rest | Texas | 48 | Starr | 427 | 6410 | 2 | Falcon Dam & Power | 0 | 1954 | 9999 | Hydro | [5 empty] | Non-Fossil | G | 2030 | Hydro |  | 0 | 0 | 0 | 0 | 0 | 0 | 0 | 0 | 0 | 0 | 0 | 0 | 0 | 0 | 0 | 0 | 2.4334 | 3.7688 | 5.2606 | 11.4628 | 0 | 0 | 0 | 0 | 0 | 0 | 0 | 0 | 0 | 0 | 0 | 0 | 0 | 0 | 0 | 0 | 0 | 0 | 0 | 0 | 0.15808 | 0.0033825 | 0.0052386 | 0.0073123 | 0.015933 | 0 | 0 | 0 | 0 | 0 | 10
6410_G_3 | ERCOT_Rest | Texas | 48 | Starr | 427 | 6410 | 3 | Falcon Dam & Power | 0 | 1954 | 9999 | Hydro | [5 empty] | Non-Fossil | G | 2030 | Hydro |  | 0 | 0 | 0 | 0 | 0 | 0 | 0 | 0 | 0 | 0 | 0 | 0 | 0 | 0 | 0 | 0 | 2.4334 | 3.7688 | 5.2606 | 11.4628 | 0 | 0 | 0 | 0 | 0 | 0 | 0 | 0 | 0 | 0 | 0 | 0 | 0 | 0 | 0 | 0 | 0 | 0 | 0 | 0 | 0.15808 | 0.0033825 | 0.0052386 | 0.0073123 | 0.015933 | 0 | 0 | 0 | 0 | 0 | 10
64123_G_GEN35 | WECC_Colorado | Colorado | 8 | Pueblo | 101 | 64123 | GEN35 | James W. Broderick Hydropower Plant | 0 | 2019 | 9999 | Hydro | [5 empty] | Non-Fossil | G | 2030 | Hydro |  | 0 | 0 | 0 | 0 | 0 | 0 | 0 | 0 | 0 | 0 | 0 | 0 | 0 | 0 | 0 | 0 | 3.2006 | 3.4255 | 5.8307 | 12.4568 | 0 | 0 | 0 | 0 | 0 | 0 | 0 | 0 | 0 | 0 | 0 | 0 | 0 | 0 | 0 | 0 | 0 | 0 | 0 | 0 | 0.052167 | 0.0044489 | 0.0047614 | 0.0081046 | 0.017315 | 0 | 0 | 0 | 0 | 0 | 3.3
64123_G_GEN40 | WECC_Colorado | Colorado | 8 | Pueblo | 101 | 64123 | GEN40 | James W. Broderick Hydropower Plant | 0 | 2019 | 9999 | Hydro | [5 empty] | Non-Fossil | G | 2030 | Hydro |  | 0 | 0 | 0 | 0 | 0 | 0 | 0 | 0 | 0 | 0 | 0 | 0 | 0 | 0 | 0 | 0 | 3.6856 | 3.9445 | 6.7141 | 14.3442 | 0 | 0 | 0 | 0 | 0 | 0 | 0 | 0 | 0 | 0 | 0 | 0 | 0 | 0 | 0 | 0 | 0 | 0 | 0 | 0 | 0.060071 | 0.0051229 | 0.0054828 | 0.0093326 | 0.019938 | 0 | 0 | 0 | 0 | 0 | 3.8
6413_G_1 | MISO_WOTAB (including Western) | Texas | 48 | Jasper | 241 | 6413 | 1 | Sam Rayburn Dam | 0 | 1965 | 9999 | Hydro | [5 empty] | Non-Fossil | G | 2030 | Hydro |  | 0 | 0 | 0 | 0 | 0 | 0 | 0 | 0 | 0 | 0 | 0 | 0 | 0 | 0 | 0 | 0 | 11.4889 | 15.5346 | 17.1179 | 44.1415 | 0 | 0 | 0 | 0 | 0 | 0 | 0 | 0 | 0 | 0 | 0 | 0 | 0 | 0 | 0 | 0 | 0 | 0 | 0 | 0 | 0.41101 | 0.01597 | 0.021593 | 0.023794 | 0.061357 | 0 | 0 | 0 | 0 | 0 | 26
6413_G_2 | MISO_WOTAB (including Western) | Texas | 48 | Jasper | 241 | 6413 | 2 | Sam Rayburn Dam | 0 | 1965 | 9999 | Hydro | [5 empty] | Non-Fossil | G | 2030 | Hydro |  | 0 | 0 | 0 | 0 | 0 | 0 | 0 | 0 | 0 | 0 | 0 | 0 | 0 | 0 | 0 | 0 | 11.4889 | 15.5346 | 17.1179 | 44.1415 | 0 | 0 | 0 | 0 | 0 | 0 | 0 | 0 | 0 | 0 | 0 | 0 | 0 | 0 | 0 | 0 | 0 | 0 | 0 | 0 | 0.41101 | 0.01597 | 0.021593 | 0.023794 | 0.061357 | 0 | 0 | 0 | 0 | 0 | 26
6414_G_1 | ERCOT_Rest | Texas | 48 | Bosque | 35 | 6414 | 1 | Whitney | 0 | 1953 | 9999 | Hydro | [5 empty] | Non-Fossil | G | 2030 | Hydro |  | 0 | 0 | 0 | 0 | 0 | 0 | 0 | 0 | 0 | 0 | 0 | 0 | 0 | 0 | 0 | 0 | 5.1102 | 7.9144 | 11.0473 | 24.072 | 0 | 0 | 0 | 0 | 0 | 0 | 0 | 0 | 0 | 0 | 0 | 0 | 0 | 0 | 0 | 0 | 0 | 0 | 0 | 0 | 0.33197 | 0.0071032 | 0.011001 | 0.015356 | 0.03346 | 0 | 0 | 0 | 0 | 0 | 21
6414_G_2 | ERCOT_Rest | Texas | 48 | Bosque | 35 | 6414 | 2 | Whitney | 0 | 1953 | 9999 | Hydro | [5 empty] | Non-Fossil | G | 2030 | Hydro |  | 0 | 0 | 0 | 0 | 0 | 0 | 0 | 0 | 0 | 0 | 0 | 0 | 0 | 0 | 0 | 0 | 5.1102 | 7.9144 | 11.0473 | 24.072 | 0 | 0 | 0 | 0 | 0 | 0 | 0 | 0 | 0 | 0 | 0 | 0 | 0 | 0 | 0 | 0 | 0 | 0 | 0 | 0 | 0.33197 | 0.0071032 | 0.011001 | 0.015356 | 0.03346 | 0 | 0 | 0 | 0 | 0 | 21
64141_G_4 | WECC_Northern California (not including BANC) | California | 6 | Kings | 31 | 64141 | 4 | Still Water Power | 13500 | 2020 | 9999 | Non-Fossil Waste | [5 empty] | Non-Fossil | G | 2030 | Non-Fossil |  | 0.015813 | 0.020914 | 0.027512 | 0.06424 | 0 | 0 | 0 | 0 | 0 | 0 | 0 | 0 | 0 | 0 | 0 | 0 | 1.1714 | 1.5492 | 2.038 | 4.7585 | 0 | 0 | 0 | 0 | 0 | 0 | 0 | 0 | 0 | 0 | 0 | 0 | 0 | 0 | 0 | 0 | 0 | 0 | 0 | 0 | 0.25923 | 0.0081258 | 0.010747 | 0.014137 | 0.03301 | 0 | 0 | 0 | 0 | 0 | 1
6415_G_1 | SPP West (Oklahoma, Arkansas, Louisiana) | Oklahoma | 40 | McCurtain | 89 | 6415 | 1 | Broken Bow Dam | 0 | 1970 | 9999 | Hydro | [5 empty] | Non-Fossil | G | 2030 | Hydro |  | 0 | 0 | 0 | 0 | 0 | 0 | 0 | 0 | 0 | 0 | 0 | 0 | 0 | 0 | 0 | 0 | 24.7602 | 39.7351 | 61.0683 | 125.5636 | 0 | 0 | 0 | 0 | 0 | 0 | 0 | 0 | 0 | 0 | 0 | 0 | 0 | 0 | 0 | 0 | 0 | 0 | 0 | 0 | 0.90897 | 0.034417 | 0.055232 | 0.084885 | 0.17453 | 0 | 0 | 0 | 0 | 0 | 57.5
6415_G_2 | SPP West (Oklahoma, Arkansas, Louisiana) | Oklahoma | 40 | McCurtain | 89 | 6415 | 2 | Broken Bow Dam | 0 | 1970 | 9999 | Hydro | [5 empty] | Non-Fossil | G | 2030 | Hydro |  | 0 | 0 | 0 | 0 | 0 | 0 | 0 | 0 | 0 | 0 | 0 | 0 | 0 | 0 | 0 | 0 | 24.7602 | 39.7351 | 61.0683 | 125.5636 | 0 | 0 | 0 | 0 | 0 | 0 | 0 | 0 | 0 | 0 | 0 | 0 | 0 | 0 | 0 | 0 | 0 | 0 | 0 | 0 | 0.90897 | 0.034417 | 0.055232 | 0.084885 | 0.17453 | 0 | 0 | 0 | 0 | 0 | 57.5
6416_G_1 | ERCOT_Rest | Texas | 48 | Grayson | 181 | 6416 | 1 | Denison | 0 | 1945 | 9999 | Hydro | [5 empty] | Non-Fossil | G | 2030 | Hydro |  | 0 | 0 | 0 | 0 | 0 | 0 | 0 | 0 | 0 | 0 | 0 | 0 | 0 | 0 | 0 | 0 | 12.1672 | 18.8438 | 26.3031 | 57.3142 | 0 | 0 | 0 | 0 | 0 | 0 | 0 | 0 | 0 | 0 | 0 | 0 | 0 | 0 | 0 | 0 | 0 | 0 | 0 | 0 | 0.79041 | 0.016912 | 0.026193 | 0.036561 | 0.079667 | 0 | 0 | 0 | 0 | 0 | 50
6416_G_2 | ERCOT_Rest | Texas | 48 | Grayson | 181 | 6416 | 2 | Denison | 0 | 1949 | 9999 | Hydro | [5 empty] | Non-Fossil | G | 2030 | Hydro |  | 0 | 0 | 0 | 0 | 0 | 0 | 0 | 0 | 0 | 0 | 0 | 0 | 0 | 0 | 0 | 0 | 12.1672 | 18.8438 | 26.3031 | 57.3142 | 0 | 0 | 0 | 0 | 0 | 0 | 0 | 0 | 0 | 0 | 0 | 0 | 0 | 0 | 0 | 0 | 0 | 0 | 0 | 0 | 0.79041 | 0.016912 | 0.026193 | 0.036561 | 0.079667 | 0 | 0 | 0 | 0 | 0 | 50
6417_G_1 | SERC_Central_TVA | Tennessee | 47 | DeKalb | 41 | 6417 | 1 | Center Hill | 0 | 1950 | 9999 | Hydro | [5 empty] | Non-Fossil | G | 2030 | Hydro |  | 0 | 0 | 0 | 0 | 0 | 0 | 0 | 0 | 0 | 0 | 0 | 0 | 0 | 0 | 0 | 0 | 57.0831 | 58.4838 | 61.7087 | 177.2756 | 0 | 0 | 0 | 0 | 0 | 0 | 0 | 0 | 0 | 0 | 0 | 0 | 0 | 0 | 0 | 0 | 0 | 0 | 0 | 0 | 0.82203 | 0.079345 | 0.081293 | 0.085775 | 0.24641 | 0 | 0 | 0 | 0 | 0 | 52
6417_G_2 | SERC_Central_TVA | Tennessee | 47 | DeKalb | 41 | 6417 | 2 | Center Hill | 0 | 1951 | 9999 | Hydro | [5 empty] | Non-Fossil | G | 2030 | Hydro |  | 0 | 0 | 0 | 0 | 0 | 0 | 0 | 0 | 0 | 0 | 0 | 0 | 0 | 0 | 0 | 0 | 54.8876 | 56.2345 | 59.3353 | 170.4573 | 0 | 0 | 0 | 0 | 0 | 0 | 0 | 0 | 0 | 0 | 0 | 0 | 0 | 0 | 0 | 0 | 0 | 0 | 0 | 0 | 0.79041 | 0.076294 | 0.078166 | 0.082476 | 0.23694 | 0 | 0 | 0 | 0 | 0 | 50
6417_G_3 | SERC_Central_TVA | Tennessee | 47 | DeKalb | 41 | 6417 | 3 | Center Hill | 0 | 1951 | 9999 | Hydro | [5 empty] | Non-Fossil | G | 2030 | Hydro |  | 0 | 0 | 0 | 0 | 0 | 0 | 0 | 0 | 0 | 0 | 0 | 0 | 0 | 0 | 0 | 0 | 57.0831 | 58.4838 | 61.7087 | 177.2756 | 0 | 0 | 0 | 0 | 0 | 0 | 0 | 0 | 0 | 0 | 0 | 0 | 0 | 0 | 0 | 0 | 0 | 0 | 0 | 0 | 0.82203 | 0.079345 | 0.081293 | 0.085775 | 0.24641 | 0 | 0 | 0 | 0 | 0 | 52
6418_G_1 | SERC_Central_TVA | Tennessee | 47 | Dickson | 43 | 6418 | 1 | Cheatham | 0 | 1958 | 9999 | Hydro | [5 empty] | Non-Fossil | G | 2030 | Hydro |  | 0 | 0 | 0 | 0 | 0 | 0 | 0 | 0 | 0 | 0 | 0 | 0 | 0 | 0 | 0 | 0 | 15.5166 | 16.5328 | 18.325 | 50.3744 | 0 | 0 | 0 | 0 | 0 | 0 | 0 | 0 | 0 | 0 | 0 | 0 | 0 | 0 | 0 | 0 | 0 | 0 | 0 | 0 | 0.21815 | 0.021568 | 0.022981 | 0.025472 | 0.07002 | 0 | 0 | 0 | 0 | 0 | 13.8
6418_G_2 | SERC_Central_TVA | Tennessee | 47 | Dickson | 43 | 6418 | 2 | Cheatham | 0 | 1958 | 9999 | Hydro | [5 empty] | Non-Fossil | G | 2030 | Hydro |  | 0 | 0 | 0 | 0 | 0 | 0 | 0 | 0 | 0 | 0 | 0 | 0 | 0 | 0 | 0 | 0 | 15.5166 | 16.5328 | 18.325 | 50.3744 | 0 | 0 | 0 | 0 | 0 | 0 | 0 | 0 | 0 | 0 | 0 | 0 | 0 | 0 | 0 | 0 | 0 | 0 | 0 | 0 | 0.21815 | 0.021568 | 0.022981 | 0.025472 | 0.07002 | 0 | 0 | 0 | 0 | 0 | 13.8
6418_G_3 | SERC_Central_TVA | Tennessee | 47 | Dickson | 43 | 6418 | 3 | Cheatham | 0 | 1958 | 9999 | Hydro | [5 empty] | Non-Fossil | G | 2030 | Hydro |  | 0 | 0 | 0 | 0 | 0 | 0 | 0 | 0 | 0 | 0 | 0 | 0 | 0 | 0 | 0 | 0 | 15.5166 | 16.5328 | 18.325 | 50.3744 | 0 | 0 | 0 | 0 | 0 | 0 | 0 | 0 | 0 | 0 | 0 | 0 | 0 | 0 | 0 | 0 | 0 | 0 | 0 | 0 | 0.21815 | 0.021568 | 0.022981 | 0.025472 | 0.07002 | 0 | 0 | 0 | 0 | 0 | 13.8
6419_G_1 | SPP West (Oklahoma, Arkansas, Louisiana) | Oklahoma | 40 | Haskell | 61 | 6419 | 1 | Eufaula Dam | 0 | 1964 | 9999 | Hydro | [5 empty] | Non-Fossil | G | 2030 | Hydro |  | 0 | 0 | 0 | 0 | 0 | 0 | 0 | 0 | 0 | 0 | 0 | 0 | 0 | 0 | 0 | 0 | 14.8561 | 23.8411 | 36.641 | 75.3381 | 0 | 0 | 0 | 0 | 0 | 0 | 0 | 0 | 0 | 0 | 0 | 0 | 0 | 0 | 0 | 0 | 0 | 0 | 0 | 0 | 0.54538 | 0.02065 | 0.033139 | 0.050931 | 0.10472 | 0 | 0 | 0 | 0 | 0 | 34.5
6419_G_2 | SPP West (Oklahoma, Arkansas, Louisiana) | Oklahoma | 40 | Haskell | 61 | 6419 | 2 | Eufaula Dam | 0 | 1964 | 9999 | Hydro | [5 empty] | Non-Fossil | G | 2030 | Hydro |  | 0 | 0 | 0 | 0 | 0 | 0 | 0 | 0 | 0 | 0 | 0 | 0 | 0 | 0 | 0 | 0 | 14.8561 | 23.8411 | 36.641 | 75.3381 | 0 | 0 | 0 | 0 | 0 | 0 | 0 | 0 | 0 | 0 | 0 | 0 | 0 | 0 | 0 | 0 | 0 | 0 | 0 | 0 | 0.54538 | 0.02065 | 0.033139 | 0.050931 | 0.10472 | 0 | 0 | 0 | 0 | 0 | 34.5
6419_G_3 | SPP West (Oklahoma, Arkansas, Louisiana) | Oklahoma | 40 | Haskell | 61 | 6419 | 3 | Eufaula Dam | 0 | 1964 | 9999 | Hydro | [5 empty] | Non-Fossil | G | 2030 | Hydro |  | 0 | 0 | 0 | 0 | 0 | 0 | 0 | 0 | 0 | 0 | 0 | 0 | 0 | 0 | 0 | 0 | 14.8561 | 23.8411 | 36.641 | 75.3381 | 0 | 0 | 0 | 0 | 0 | 0 | 0 | 0 | 0 | 0 | 0 | 0 | 0 | 0 | 0 | 0 | 0 | 0 | 0 | 0 | 0.54538 | 0.02065 | 0.033139 | 0.050931 | 0.10472 | 0 | 0 | 0 | 0 | 0 | 34.5
6421_G_1 | WECC_Pacific Northwest | Oregon | 41 | Douglas | 19 | 6421 | 1 | Lemolo 2 | 0 | 1956 | 9999 | Hydro | [5 empty] | Non-Fossil | G | 2030 | Hydro |  | 0 | 0 | 0 | 0 | 0 | 0 | 0 | 0 | 0 | 0 | 0 | 0 | 0 | 0 | 0 | 0 | 37.1777 | 46.5341 | 56.0366 | 139.7484 | 0 | 0 | 0 | 0 | 0 | 0 | 0 | 0 | 0 | 0 | 0 | 0 | 0 | 0 | 0 | 0 | 0 | 0 | 0 | 0 | 0.60862 | 0.051677 | 0.064682 | 0.077891 | 0.19425 | 0 | 0 | 0 | 0 | 0 | 38.5
6422_G_MAD1 | WECC_Montana | Montana | 30 | Madison | 57 | 6422 | MAD1 | Madison Dam | 0 | 1906 | 9999 | Hydro | [5 empty] | Non-Fossil | G | 2030 | Hydro |  | 0 | 0 | 0 | 0 | 0 | 0 | 0 | 0 | 0 | 0 | 0 | 0 | 0 | 0 | 0 | 0 | 1.5681 | 2.1729 | 3.5387 | 7.2798 | 0 | 0 | 0 | 0 | 0 | 0 | 0 | 0 | 0 | 0 | 0 | 0 | 0 | 0 | 0 | 0 | 0 | 0 | 0 | 0 | 0.031616 | 0.0021797 | 0.0030204 | 0.0049189 | 0.010119 | 0 | 0 | 0 | 0 | 0 | 2
6422_G_MAD2 | WECC_Montana | Montana | 30 | Madison | 57 | 6422 | MAD2 | Madison Dam | 0 | 1906 | 9999 | Hydro | [5 empty] | Non-Fossil | G | 2030 | Hydro |  | 0 | 0 | 0 | 0 | 0 | 0 | 0 | 0 | 0 | 0 | 0 | 0 | 0 | 0 | 0 | 0 | 1.5681 | 2.1729 | 3.5387 | 7.2798 | 0 | 0 | 0 | 0 | 0 | 0 | 0 | 0 | 0 | 0 | 0 | 0 | 0 | 0 | 0 | 0 | 0 | 0 | 0 | 0 | 0.031616 | 0.0021797 | 0.0030204 | 0.0049189 | 0.010119 | 0 | 0 | 0 | 0 | 0 | 2
6422_G_MAD3 | WECC_Montana | Montana | 30 | Madison | 57 | 6422 | MAD3 | Madison Dam | 0 | 1906 | 9999 | Hydro | [5 empty] | Non-Fossil | G | 2030 | Hydro |  | 0 | 0 | 0 | 0 | 0 | 0 | 0 | 0 | 0 | 0 | 0 | 0 | 0 | 0 | 0 | 0 | 1.5681 | 2.1729 | 3.5387 | 7.2798 | 0 | 0 | 0 | 0 | 0 | 0 | 0 | 0 | 0 | 0 | 0 | 0 | 0 | 0 | 0 | 0 | 0 | 0 | 0 | 0 | 0.031616 | 0.0021797 | 0.0030204 | 0.0049189 | 0.010119 | 0 | 0 | 0 | 0 | 0 | 2
6422_G_MAD4 | WECC_Montana | Montana | 30 | Madison | 57 | 6422 | MAD4 | Madison Dam | 0 | 1908 | 9999 | Hydro | [5 empty] | Non-Fossil | G | 2030 | Hydro |  | 0 | 0 | 0 | 0 | 0 | 0 | 0 | 0 | 0 | 0 | 0 | 0 | 0 | 0 | 0 | 0 | 1.5681 | 2.1729 | 3.5387 | 7.2798 | 0 | 0 | 0 | 0 | 0 | 0 | 0 | 0 | 0 | 0 | 0 | 0 | 0 | 0 | 0 | 0 | 0 | 0 | 0 | 0 | 0.031616 | 0.0021797 | 0.0030204 | 0.0049189 | 0.010119 | 0 | 0 | 0 | 0 | 0 | 2
6424_G_A-1 | WECC_Pacific Northwest | Washington | 53 | Chelan | 7 | 6424 | A-1 | Chelan | 0 | 1927 | 9999 | Hydro | [5 empty] | Non-Fossil | G | 2030 | Hydro |  | 0 | 0 | 0 | 0 | 0 | 0 | 0 | 0 | 0 | 0 | 0 | 0 | 0 | 0 | 0 | 0 | 29.9767 | 36.7769 | 53.5047 | 120.2583 | 0 | 0 | 0 | 0 | 0 | 0 | 0 | 0 | 0 | 0 | 0 | 0 | 0 | 0 | 0 | 0 | 0 | 0 | 0 | 0 | 0.49638 | 0.041668 | 0.05112 | 0.074372 | 0.16716 | 0 | 0 | 0 | 0 | 0 | 31.4
6424_G_A-2 | WECC_Pacific Northwest | Washington | 53 | Chelan | 7 | 6424 | A-2 | Chelan | 0 | 1928 | 9999 | Hydro | [5 empty] | Non-Fossil | G | 2030 | Hydro |  | 0 | 0 | 0 | 0 | 0 | 0 | 0 | 0 | 0 | 0 | 0 | 0 | 0 | 0 | 0 | 0 | 29.3084 | 35.9571 | 52.312 | 117.5774 | 0 | 0 | 0 | 0 | 0 | 0 | 0 | 0 | 0 | 0 | 0 | 0 | 0 | 0 | 0 | 0 | 0 | 0 | 0 | 0 | 0.48531 | 0.040739 | 0.04998 | 0.072714 | 0.16343 | 0 | 0 | 0 | 0 | 0 | 30.7
64242_G_GEN#1 | MISO_Minnesota and Western Wisconsin | Minnesota | 27 | Stearns | 145 | 64242 | GEN#1 | St. Cloud Hydro | 0 | 1988 | 9999 | Hydro | [5 empty] | Non-Fossil | G | 2030 | Hydro |  | 0 | 0 | 0 | 0 | 0 | 0 | 0 | 0 | 0 | 0 | 0 | 0 | 0 | 0 | 0 | 0 | 4.5784 | 7.7535 | 10.7077 | 23.0396 | 0 | 0 | 0 | 0 | 0 | 0 | 0 | 0 | 0 | 0 | 0 | 0 | 0 | 0 | 0 | 0 | 0 | 0 | 0 | 0 | 0.067975 | 0.006364 | 0.010777 | 0.014884 | 0.032025 | 0 | 0 | 0 | 0 | 0 | 4.3
64242_G_GEN#2 | MISO_Minnesota and Western Wisconsin | Minnesota | 27 | Stearns | 145 | 64242 | GEN#2 | St. Cloud Hydro | 0 | 1988 | 9999 | Hydro | [5 empty] | Non-Fossil | G | 2030 | Hydro |  | 0 | 0 | 0 | 0 | 0 | 0 | 0 | 0 | 0 | 0 | 0 | 0 | 0 | 0 | 0 | 0 | 4.5784 | 7.7535 | 10.7077 | 23.0396 | 0 | 0 | 0 | 0 | 0 | 0 | 0 | 0 | 0 | 0 | 0 | 0 | 0 | 0 | 0 | 0 | 0 | 0 | 0 | 0 | 0.067975 | 0.006364 | 0.010777 | 0.014884 | 0.032025 | 0 | 0 | 0 | 0 | 0 | 4.3
64251_G_PICK1 | MISO_Wisconsin- Upper Michigan (WUMS) | Michigan | 26 | Chippewa | 33 | 64251 | PICK1 | Pickford Solar | 0 | 2021 | 9999 | Solar PV | [5 empty] | Non-Fossil | G | 2030 | Solar |  | 0 | 0 | 0 | 0 | 0 | 0 | 0 | 0 | 0 | 0 | 0 | 0 | 0 | 0 | 0 | 0 | 1.1809 | 3.0808 | 5.8123 | 10.074 | 0 | 0 | 0 | 0 | 0 | 0 | 0 | 0 | 0 | 0 | 0 | 0 | 0 | 0 | 0 | 0 | 0 | 0 | 0 | 0 | 0.24103 | 0 | 0 | 0 | 0 | 0 | 0 | 0 | 0 | 0 | 6.9
64268_G_280 | ISONE_MA, VT, NH, RI (Rest of ISO New England) | Vermont | 50 | Lamoille | 15 | 64268 | 280 | Lawrence Brook | 0 | 2020 | 9999 | Solar PV | [5 empty] | Non-Fossil | G | 2030 | Solar |  | 0 | 0 | 0 | 0 | 0 | 0 | 0 | 0 | 0 | 0 | 0 | 0 | 0 | 0 | 0 | 0 | 0.47641 | 1.0086 | 1.6643 | 3.1493 | 0 | 0 | 0 | 0 | 0 | 0 | 0 | 0 | 0 | 0 | 0 | 0 | 0 | 0 | 0 | 0 | 0 | 0 | 0 | 0 | 0.076918 | 0 | 0 | 0 | 0 | 0 | 0 | 0 | 0 | 0 | 2.2
643_G_3A | SERC_Southeastern | Florida | 12 | Bay | 5 | 643 | 3A | Lansing Smith | 7213 | 2002 | 9999 | Combined Cycle |  |  |  | DLNB |  | Fossil | G | 2030 | NaturalGas |  | 2.1255 | 2.8812 | 3.9841 | 8.9909 | 0 | 0 | 0 | 0 | 0 | 0 | 0 | 0 | 0 | 0 | 0 | 0 | 294.676 | 399.4497 | 552.3558 | 1246.4814 | 124.4266 | 168.6672 | 233.2317 | 526.3256 | 1.4878e-07 | 2.0169e-07 | 2.7889e-07 | 6.2936e-07 | 0.031044 | 0.042082 | 0.05819 | 0.13132 | 0 | 0 | 0 | 0 | 0 | 0 | 0 | 0 | 5.1717 | 0.63468 | 0.86034 | 1.1897 | 2.6847 | 6.1064 | 7.1948 | 10.6427 | 23.9439 | 0 | 167.6
643_G_3B | SERC_Southeastern | Florida | 12 | Bay | 5 | 643 | 3B | Lansing Smith | 7213 | 2002 | 9999 | Combined Cycle |  |  |  | DLNB |  | Fossil | G | 2030 | NaturalGas |  | 2.1255 | 2.8812 | 3.9841 | 8.9909 | 0 | 0 | 0 | 0 | 0 | 0 | 0 | 0 | 0 | 0 | 0 | 0 | 294.676 | 399.4497 | 552.3558 | 1246.4814 | 124.4266 | 168.6672 | 233.2317 | 526.3256 | 1.4878e-07 | 2.0169e-07 | 2.7889e-07 | 6.2936e-07 | 0.031044 | 0.042082 | 0.05819 | 0.13132 | 0 | 0 | 0 | 0 | 0 | 0 | 0 | 0 | 5.1717 | 0.63468 | 0.86034 | 1.1897 | 2.6847 | 6.1064 | 7.1948 | 10.6427 | 23.9439 | 0 | 167.6
643_G_3S | SERC_Southeastern | Florida | 12 | Bay | 5 | 643 | 3S | Lansing Smith | 7213 | 2002 | 9999 | Combined Cycle |  |  |  | LNB |  | Fossil | G | 2030 | NaturalGas |  | 2.2308 | 3.0239 | 4.1814 | 9.4361 | 0 | 0 | 0 | 0 | 0 | 0 | 0 | 0 | 0 | 0 | 0 | 0 | 309.2691 | 419.2315 | 579.7099 | 1308.2105 | 130.5886 | 177.0201 | 244.7819 | 552.3906 | 1.5615e-07 | 2.1167e-07 | 2.927e-07 | 6.6053e-07 | 0.032581 | 0.044166 | 0.061072 | 0.13782 | 0 | 0 | 0 | 0 | 0 | 0 | 0 | 0 | 5.4279 | 0.66612 | 0.90296 | 1.2486 | 2.8177 | 6.4088 | 7.5511 | 11.1698 | 25.1297 | 0 | 175.9
643_G_CT1 | SERC_Southeastern | Florida | 12 | Bay | 5 | 643 | CT1 | Lansing Smith | 16940 | 1971 | 9999 | Combustion Turbine | [5 empty] | Fossil | G | 2030 | Oil |  | 0 | 0 | 0 | 0 | 0 | 0 | 0 | 0 | 0 | 0 | 0 | 0 | 0 | 0 | 0 | 0 | 0 | 0 | 0 | 0 | 0 | 0 | 0 | 0 | 0 | 0 | 0 | 0 | 0 | 0 | 0 | 0 | 0 | 0 | 0 | 0 | 0 | 0 | 0 | 0 | 1.3822 | 0 | 0 | 0 | 0 | 0 | 0 | 0 | 0 | 0 | 32
6430_G_5 | WECC_Pacific Northwest | Washington | 53 | King | 33 | 6430 | 5 | Cedar Falls (WA) | 0 | 1921 | 9999 | Hydro | [5 empty] | Non-Fossil | G | 2030 | Hydro |  | 0 | 0 | 0 | 0 | 0 | 0 | 0 | 0 | 0 | 0 | 0 | 0 | 0 | 0 | 0 | 0 | 14.3201 | 17.5686 | 25.5596 | 57.4482 | 0 | 0 | 0 | 0 | 0 | 0 | 0 | 0 | 0 | 0 | 0 | 0 | 0 | 0 | 0 | 0 | 0 | 0 | 0 | 0 | 0.23712 | 0.019905 | 0.02442 | 0.035528 | 0.079853 | 0 | 0 | 0 | 0 | 0 | 15
6430_G_6 | WECC_Pacific Northwest | Washington | 53 | King | 33 | 6430 | 6 | Cedar Falls (WA) | 0 | 1929 | 9999 | Hydro | [5 empty] | Non-Fossil | G | 2030 | Hydro |  | 0 | 0 | 0 | 0 | 0 | 0 | 0 | 0 | 0 | 0 | 0 | 0 | 0 | 0 | 0 | 0 | 14.3201 | 17.5686 | 25.5596 | 57.4482 | 0 | 0 | 0 | 0 | 0 | 0 | 0 | 0 | 0 | 0 | 0 | 0 | 0 | 0 | 0 | 0 | 0 | 0 | 0 | 0 | 0.23712 | 0.019905 | 0.02442 | 0.035528 | 0.079853 | 0 | 0 | 0 | 0 | 0 | 15
6431_G_21 | WECC_Pacific Northwest | Washington | 53 | Whatcom | 73 | 6431 | 21 | Gorge | 0 | 1924 | 9999 | Hydro | [5 empty] | Non-Fossil | G | 2030 | Hydro |  | 0 | 0 | 0 | 0 | 0 | 0 | 0 | 0 | 0 | 0 | 0 | 0 | 0 | 0 | 0 | 0 | 30.5495 | 37.4797 | 54.5271 | 122.5563 | 0 | 0 | 0 | 0 | 0 | 0 | 0 | 0 | 0 | 0 | 0 | 0 | 0 | 0 | 0 | 0 | 0 | 0 | 0 | 0 | 0.50586 | 0.042464 | 0.052097 | 0.075793 | 0.17035 | 0 | 0 | 0 | 0 | 0 | 32
6431_G_22 | WECC_Pacific Northwest | Washington | 53 | Whatcom | 73 | 6431 | 22 | Gorge | 0 | 1924 | 9999 | Hydro | [5 empty] | Non-Fossil | G | 2030 | Hydro |  | 0 | 0 | 0 | 0 | 0 | 0 | 0 | 0 | 0 | 0 | 0 | 0 | 0 | 0 | 0 | 0 | 30.5495 | 37.4797 | 54.5271 | 122.5563 | 0 | 0 | 0 | 0 | 0 | 0 | 0 | 0 | 0 | 0 | 0 | 0 | 0 | 0 | 0 | 0 | 0 | 0 | 0 | 0 | 0.50586 | 0.042464 | 0.052097 | 0.075793 | 0.17035 | 0 | 0 | 0 | 0 | 0 | 32
6431_G_23 | WECC_Pacific Northwest | Washington | 53 | Whatcom | 73 | 6431 | 23 | Gorge | 0 | 1929 | 9999 | Hydro | [5 empty] | Non-Fossil | G | 2030 | Hydro |  | 0 | 0 | 0 | 0 | 0 | 0 | 0 | 0 | 0 | 0 | 0 | 0 | 0 | 0 | 0 | 0 | 30.5495 | 37.4797 | 54.5271 | 122.5563 | 0 | 0 | 0 | 0 | 0 | 0 | 0 | 0 | 0 | 0 | 0 | 0 | 0 | 0 | 0 | 0 | 0 | 0 | 0 | 0 | 0.50586 | 0.042464 | 0.052097 | 0.075793 | 0.17035 | 0 | 0 | 0 | 0 | 0 | 32
6431_G_24 | WECC_Pacific Northwest | Washington | 53 | Whatcom | 73 | 6431 | 24 | Gorge | 0 | 1951 | 9999 | Hydro | [5 empty] | Non-Fossil | G | 2030 | Hydro |  | 0 | 0 | 0 | 0 | 0 | 0 | 0 | 0 | 0 | 0 | 0 | 0 | 0 | 0 | 0 | 0 | 92.6031 | 113.6103 | 165.2853 | 371.4987 | 0 | 0 | 0 | 0 | 0 | 0 | 0 | 0 | 0 | 0 | 0 | 0 | 0 | 0 | 0 | 0 | 0 | 0 | 0 | 0 | 1.5334 | 0.12872 | 0.15792 | 0.22975 | 0.51638 | 0 | 0 | 0 | 0 | 0 | 97
6432_G_31 | WECC_Pacific Northwest | Washington | 53 | Whatcom | 73 | 6432 | 31 | Diablo | 0 | 1937 | 9999 | Hydro | [5 empty] | Non-Fossil | G | 2030 | Hydro |  | 0 | 0 | 0 | 0 | 0 | 0 | 0 | 0 | 0 | 0 | 0 | 0 | 0 | 0 | 0 | 0 | 85.9204 | 105.4116 | 153.3575 | 344.6895 | 0 | 0 | 0 | 0 | 0 | 0 | 0 | 0 | 0 | 0 | 0 | 0 | 0 | 0 | 0 | 0 | 0 | 0 | 0 | 0 | 1.4227 | 0.11943 | 0.14652 | 0.21317 | 0.47912 | 0 | 0 | 0 | 0 | 0 | 90
6432_G_32 | WECC_Pacific Northwest | Washington | 53 | Whatcom | 73 | 6432 | 32 | Diablo | 0 | 1936 | 9999 | Hydro | [5 empty] | Non-Fossil | G | 2030 | Hydro |  | 0 | 0 | 0 | 0 | 0 | 0 | 0 | 0 | 0 | 0 | 0 | 0 | 0 | 0 | 0 | 0 | 85.9204 | 105.4116 | 153.3575 | 344.6895 | 0 | 0 | 0 | 0 | 0 | 0 | 0 | 0 | 0 | 0 | 0 | 0 | 0 | 0 | 0 | 0 | 0 | 0 | 0 | 0 | 1.4227 | 0.11943 | 0.14652 | 0.21317 | 0.47912 | 0 | 0 | 0 | 0 | 0 | 90
6432_G_35 | WECC_Pacific Northwest | Washington | 53 | Whatcom | 73 | 6432 | 35 | Diablo | 0 | 1936 | 9999 | Hydro | [5 empty] | Non-Fossil | G | 2030 | Hydro |  | 0 | 0 | 0 | 0 | 0 | 0 | 0 | 0 | 0 | 0 | 0 | 0 | 0 | 0 | 0 | 0 | 1.1456 | 1.4055 | 2.0448 | 4.5959 | 0 | 0 | 0 | 0 | 0 | 0 | 0 | 0 | 0 | 0 | 0 | 0 | 0 | 0 | 0 | 0 | 0 | 0 | 0 | 0 | 0.01897 | 0.0015924 | 0.0019536 | 0.0028422 | 0.0063882 | 0 | 0 | 0 | 0 | 0 | 1.2
6432_G_36 | WECC_Pacific Northwest | Washington | 53 | Whatcom | 73 | 6432 | 36 | Diablo | 0 | 1936 | 9999 | Hydro | [5 empty] | Non-Fossil | G | 2030 | Hydro |  | 0 | 0 | 0 | 0 | 0 | 0 | 0 | 0 | 0 | 0 | 0 | 0 | 0 | 0 | 0 | 0 | 1.1456 | 1.4055 | 2.0448 | 4.5959 | 0 | 0 | 0 | 0 | 0 | 0 | 0 | 0 | 0 | 0 | 0 | 0 | 0 | 0 | 0 | 0 | 0 | 0 | 0 | 0 | 0.01897 | 0.0015924 | 0.0019536 | 0.0028422 | 0.0063882 | 0 | 0 | 0 | 0 | 0 | 1.2
6433_G_51 | WECC_Pacific Northwest | Washington | 53 | Pend Oreille | 51 | 6433 | 51 | Boundary | 0 | 1967 | 9999 | Hydro | [5 empty] | Non-Fossil | G | 2030 | Hydro |  | 0 | 0 | 0 | 0 | 0 | 0 | 0 | 0 | 0 | 0 | 0 | 0 | 0 | 0 | 0 | 0 | 151.2199 | 185.5244 | 269.9092 | 606.6535 | 0 | 0 | 0 | 0 | 0 | 0 | 0 | 0 | 0 | 0 | 0 | 0 | 0 | 0 | 0 | 0 | 0 | 0 | 0 | 0 | 2.504 | 0.2102 | 0.25788 | 0.37517 | 0.84325 | 0 | 0 | 0 | 0 | 0 | 158.4
6433_G_52 | WECC_Pacific Northwest | Washington | 53 | Pend Oreille | 51 | 6433 | 52 | Boundary | 0 | 1967 | 9999 | Hydro | [5 empty] | Non-Fossil | G | 2030 | Hydro |  | 0 | 0 | 0 | 0 | 0 | 0 | 0 | 0 | 0 | 0 | 0 | 0 | 0 | 0 | 0 | 0 | 154.1793 | 189.1553 | 275.1915 | 618.5262 | 0 | 0 | 0 | 0 | 0 | 0 | 0 | 0 | 0 | 0 | 0 | 0 | 0 | 0 | 0 | 0 | 0 | 0 | 0 | 0 | 2.553 | 0.21431 | 0.26293 | 0.38252 | 0.85975 | 0 | 0 | 0 | 0 | 0 | 161.5
6433_G_53 | WECC_Pacific Northwest | Washington | 53 | Pend Oreille | 51 | 6433 | 53 | Boundary | 0 | 1967 | 9999 | Hydro | [5 empty] | Non-Fossil | G | 2030 | Hydro |  | 0 | 0 | 0 | 0 | 0 | 0 | 0 | 0 | 0 | 0 | 0 | 0 | 0 | 0 | 0 | 0 | 151.2199 | 185.5244 | 269.9092 | 606.6535 | 0 | 0 | 0 | 0 | 0 | 0 | 0 | 0 | 0 | 0 | 0 | 0 | 0 | 0 | 0 | 0 | 0 | 0 | 0 | 0 | 2.504 | 0.2102 | 0.25788 | 0.37517 | 0.84325 | 0 | 0 | 0 | 0 | 0 | 158.4
6433_G_54 | WECC_Pacific Northwest | Washington | 53 | Pend Oreille | 51 | 6433 | 54 | Boundary | 0 | 1967 | 9999 | Hydro | [5 empty] | Non-Fossil | G | 2030 | Hydro |  | 0 | 0 | 0 | 0 | 0 | 0 | 0 | 0 | 0 | 0 | 0 | 0 | 0 | 0 | 0 | 0 | 154.1793 | 189.1553 | 275.1915 | 618.5262 | 0 | 0 | 0 | 0 | 0 | 0 | 0 | 0 | 0 | 0 | 0 | 0 | 0 | 0 | 0 | 0 | 0 | 0 | 0 | 0 | 2.553 | 0.21431 | 0.26293 | 0.38252 | 0.85975 | 0 | 0 | 0 | 0 | 0 | 161.5
6433_G_55 | WECC_Pacific Northwest | Washington | 53 | Pend Oreille | 51 | 6433 | 55 | Boundary | 0 | 1985 | 9999 | Hydro | [5 empty] | Non-Fossil | G | 2030 | Hydro |  | 0 | 0 | 0 | 0 | 0 | 0 | 0 | 0 | 0 | 0 | 0 | 0 | 0 | 0 | 0 | 0 | 221.4836 | 271.7277 | 395.3216 | 888.5329 | 0 | 0 | 0 | 0 | 0 | 0 | 0 | 0 | 0 | 0 | 0 | 0 | 0 | 0 | 0 | 0 | 0 | 0 | 0 | 0 | 3.6675 | 0.30786 | 0.3777 | 0.5495 | 1.2351 | 0 | 0 | 0 | 0 | 0 | 232
6433_G_56 | WECC_Pacific Northwest | Washington | 53 | Pend Oreille | 51 | 6433 | 56 | Boundary | 0 | 1986 | 9999 | Hydro | [5 empty] | Non-Fossil | G | 2030 | Hydro |  | 0 | 0 | 0 | 0 | 0 | 0 | 0 | 0 | 0 | 0 | 0 | 0 | 0 | 0 | 0 | 0 | 221.4836 | 271.7277 | 395.3216 | 888.5329 | 0 | 0 | 0 | 0 | 0 | 0 | 0 | 0 | 0 | 0 | 0 | 0 | 0 | 0 | 0 | 0 | 0 | 0 | 0 | 0 | 3.6675 | 0.30786 | 0.3777 | 0.5495 | 1.2351 | 0 | 0 | 0 | 0 | 0 | 232
64351_G_JFK8 | NY_Zone J (NYC) | New York | 36 | Richmond | 85 | 64351 | JFK8 | Amazon JFK8 Solar Project | 0 | 2021 | 9999 | Solar PV | [5 empty] | Non-Fossil | G | 2030 | Solar |  | 0 | 0 | 0 | 0 | 0 | 0 | 0 | 0 | 0 | 0 | 0 | 0 | 0 | 0 | 0 | 0 | 1.2109 | 2.3163 | 4.0629 | 7.5901 | 0 | 0 | 0 | 0 | 0 | 0 | 0 | 0 | 0 | 0 | 0 | 0 | 0 | 0 | 0 | 0 | 0 | 0 | 0 | 0 | 0.15483 | 0 | 0 | 0 | 0 | 0 | 0 | 0 | 0 | 0 | 4.9
6438_G_1 | SERC_VACAR | North Carolina | 37 | Macon | 113 | 6438 | 1 | Queens Creek | 0 | 1949 | 9999 | Hydro | [5 empty] | Non-Fossil | G | 2030 | Hydro |  | 0 | 0 | 0 | 0 | 0 | 0 | 0 | 0 | 0 | 0 | 0 | 0 | 0 | 0 | 0 | 0 | 1.3455 | 1.5143 | 1.656 | 4.5158 | 0 | 0 | 0 | 0 | 0 | 0 | 0 | 0 | 0 | 0 | 0 | 0 | 0 | 0 | 0 | 0 | 0 | 0 | 0 | 0 | 0.022132 | 0.0018702 | 0.0021049 | 0.0023019 | 0.006277 | 0 | 0 | 0 | 0 | 0 | 1.4
6440_G_1 | SERC_Central_TVA | Alabama | 1 | Lauderdale | 77 | 6440 | 1 | Wilson Dam | 0 | 1925 | 9999 | Hydro | [5 empty] | Non-Fossil | G | 2030 | Hydro |  | 0 | 0 | 0 | 0 | 0 | 0 | 0 | 0 | 0 | 0 | 0 | 0 | 0 | 0 | 0 | 0 | 30.281 | 29.6417 | 25.4772 | 85.3999 | 0 | 0 | 0 | 0 | 0 | 0 | 0 | 0 | 0 | 0 | 0 | 0 | 0 | 0 | 0 | 0 | 0 | 0 | 0 | 0 | 0.34778 | 0.042091 | 0.041202 | 0.035413 | 0.11871 | 0 | 0 | 0 | 0 | 0 | 22
6440_G_10 | SERC_Central_TVA | Alabama | 1 | Lauderdale | 77 | 6440 | 10 | Wilson Dam | 0 | 1942 | 9999 | Hydro | [5 empty] | Non-Fossil | G | 2030 | Hydro |  | 0 | 0 | 0 | 0 | 0 | 0 | 0 | 0 | 0 | 0 | 0 | 0 | 0 | 0 | 0 | 0 | 40.6041 | 39.7468 | 34.1626 | 114.5134 | 0 | 0 | 0 | 0 | 0 | 0 | 0 | 0 | 0 | 0 | 0 | 0 | 0 | 0 | 0 | 0 | 0 | 0 | 0 | 0 | 0.46634 | 0.05644 | 0.055248 | 0.047486 | 0.15917 | 0 | 0 | 0 | 0 | 0 | 29.5
6440_G_11 | SERC_Central_TVA | Alabama | 1 | Lauderdale | 77 | 6440 | 11 | Wilson Dam | 0 | 1942 | 9999 | Hydro | [5 empty] | Non-Fossil | G | 2030 | Hydro |  | 0 | 0 | 0 | 0 | 0 | 0 | 0 | 0 | 0 | 0 | 0 | 0 | 0 | 0 | 0 | 0 | 40.1911 | 39.3426 | 33.8152 | 113.3489 | 0 | 0 | 0 | 0 | 0 | 0 | 0 | 0 | 0 | 0 | 0 | 0 | 0 | 0 | 0 | 0 | 0 | 0 | 0 | 0 | 0.4616 | 0.055866 | 0.054686 | 0.047003 | 0.15755 | 0 | 0 | 0 | 0 | 0 | 29.2
6440_G_12 | SERC_Central_TVA | Alabama | 1 | Lauderdale | 77 | 6440 | 12 | Wilson Dam | 0 | 1942 | 9999 | Hydro | [5 empty] | Non-Fossil | G | 2030 | Hydro |  | 0 | 0 | 0 | 0 | 0 | 0 | 0 | 0 | 0 | 0 | 0 | 0 | 0 | 0 | 0 | 0 | 40.1911 | 39.3426 | 33.8152 | 113.3489 | 0 | 0 | 0 | 0 | 0 | 0 | 0 | 0 | 0 | 0 | 0 | 0 | 0 | 0 | 0 | 0 | 0 | 0 | 0 | 0 | 0.4616 | 0.055866 | 0.054686 | 0.047003 | 0.15755 | 0 | 0 | 0 | 0 | 0 | 29.2
6440_G_13 | SERC_Central_TVA | Alabama | 1 | Lauderdale | 77 | 6440 | 13 | Wilson Dam | 0 | 1943 | 9999 | Hydro | [5 empty] | Non-Fossil | G | 2030 | Hydro |  | 0 | 0 | 0 | 0 | 0 | 0 | 0 | 0 | 0 | 0 | 0 | 0 | 0 | 0 | 0 | 0 | 40.4664 | 39.612 | 34.0468 | 114.1253 | 0 | 0 | 0 | 0 | 0 | 0 | 0 | 0 | 0 | 0 | 0 | 0 | 0 | 0 | 0 | 0 | 0 | 0 | 0 | 0 | 0.46476 | 0.056248 | 0.055061 | 0.047325 | 0.15863 | 0 | 0 | 0 | 0 | 0 | 29.4
6440_G_14 | SERC_Central_TVA | Alabama | 1 | Lauderdale | 77 | 6440 | 14 | Wilson Dam | 0 | 1943 | 9999 | Hydro | [5 empty] | Non-Fossil | G | 2030 | Hydro |  | 0 | 0 | 0 | 0 | 0 | 0 | 0 | 0 | 0 | 0 | 0 | 0 | 0 | 0 | 0 | 0 | 40.4664 | 39.612 | 34.0468 | 114.1253 | 0 | 0 | 0 | 0 | 0 | 0 | 0 | 0 | 0 | 0 | 0 | 0 | 0 | 0 | 0 | 0 | 0 | 0 | 0 | 0 | 0.46476 | 0.056248 | 0.055061 | 0.047325 | 0.15863 | 0 | 0 | 0 | 0 | 0 | 29.4
6440_G_15 | SERC_Central_TVA | Alabama | 1 | Lauderdale | 77 | 6440 | 15 | Wilson Dam | 0 | 1949 | 9999 | Hydro | [5 empty] | Non-Fossil | G | 2030 | Hydro |  | 0 | 0 | 0 | 0 | 0 | 0 | 0 | 0 | 0 | 0 | 0 | 0 | 0 | 0 | 0 | 0 | 40.1911 | 39.3426 | 33.8152 | 113.3489 | 0 | 0 | 0 | 0 | 0 | 0 | 0 | 0 | 0 | 0 | 0 | 0 | 0 | 0 | 0 | 0 | 0 | 0 | 0 | 0 | 0.4616 | 0.055866 | 0.054686 | 0.047003 | 0.15755 | 0 | 0 | 0 | 0 | 0 | 29.2
6440_G_16 | SERC_Central_TVA | Alabama | 1 | Lauderdale | 77 | 6440 | 16 | Wilson Dam | 0 | 1950 | 9999 | Hydro | [5 empty] | Non-Fossil | G | 2030 | Hydro |  | 0 | 0 | 0 | 0 | 0 | 0 | 0 | 0 | 0 | 0 | 0 | 0 | 0 | 0 | 0 | 0 | 40.1911 | 39.3426 | 33.8152 | 113.3489 | 0 | 0 | 0 | 0 | 0 | 0 | 0 | 0 | 0 | 0 | 0 | 0 | 0 | 0 | 0 | 0 | 0 | 0 | 0 | 0 | 0.4616 | 0.055866 | 0.054686 | 0.047003 | 0.15755 | 0 | 0 | 0 | 0 | 0 | 29.2
6440_G_17 | SERC_Central_TVA | Alabama | 1 | Lauderdale | 77 | 6440 | 17 | Wilson Dam | 0 | 1950 | 9999 | Hydro | [5 empty] | Non-Fossil | G | 2030 | Hydro |  | 0 | 0 | 0 | 0 | 0 | 0 | 0 | 0 | 0 | 0 | 0 | 0 | 0 | 0 | 0 | 0 | 39.9159 | 39.0731 | 33.5836 | 112.5725 | 0 | 0 | 0 | 0 | 0 | 0 | 0 | 0 | 0 | 0 | 0 | 0 | 0 | 0 | 0 | 0 | 0 | 0 | 0 | 0 | 0.45844 | 0.055483 | 0.054312 | 0.046681 | 0.15648 | 0 | 0 | 0 | 0 | 0 | 29
6440_G_18 | SERC_Central_TVA | Alabama | 1 | Lauderdale | 77 | 6440 | 18 | Wilson Dam | 0 | 1950 | 9999 | Hydro | [5 empty] | Non-Fossil | G | 2030 | Hydro |  | 0 | 0 | 0 | 0 | 0 | 0 | 0 | 0 | 0 | 0 | 0 | 0 | 0 | 0 | 0 | 0 | 39.9159 | 39.0731 | 33.5836 | 112.5725 | 0 | 0 | 0 | 0 | 0 | 0 | 0 | 0 | 0 | 0 | 0 | 0 | 0 | 0 | 0 | 0 | 0 | 0 | 0 | 0 | 0.45844 | 0.055483 | 0.054312 | 0.046681 | 0.15648 | 0 | 0 | 0 | 0 | 0 | 29
6440_G_19 | SERC_Central_TVA | Alabama | 1 | Lauderdale | 77 | 6440 | 19 | Wilson Dam | 0 | 1961 | 9999 | Hydro | [5 empty] | Non-Fossil | G | 2030 | Hydro |  | 0 | 0 | 0 | 0 | 0 | 0 | 0 | 0 | 0 | 0 | 0 | 0 | 0 | 0 | 0 | 0 | 75.7025 | 74.1041 | 63.693 | 213.4996 | 0 | 0 | 0 | 0 | 0 | 0 | 0 | 0 | 0 | 0 | 0 | 0 | 0 | 0 | 0 | 0 | 0 | 0 | 0 | 0 | 0.86945 | 0.10523 | 0.103 | 0.088533 | 0.29676 | 0 | 0 | 0 | 0 | 0 | 55
6440_G_2 | SERC_Central_TVA | Alabama | 1 | Lauderdale | 77 | 6440 | 2 | Wilson Dam | 0 | 1925 | 9999 | Hydro | [5 empty] | Non-Fossil | G | 2030 | Hydro |  | 0 | 0 | 0 | 0 | 0 | 0 | 0 | 0 | 0 | 0 | 0 | 0 | 0 | 0 | 0 | 0 | 30.6939 | 30.0459 | 25.8246 | 86.5644 | 0 | 0 | 0 | 0 | 0 | 0 | 0 | 0 | 0 | 0 | 0 | 0 | 0 | 0 | 0 | 0 | 0 | 0 | 0 | 0 | 0.35252 | 0.042665 | 0.041764 | 0.035896 | 0.12032 | 0 | 0 | 0 | 0 | 0 | 22.3
6440_G_20 | SERC_Central_TVA | Alabama | 1 | Lauderdale | 77 | 6440 | 20 | Wilson Dam | 0 | 1962 | 9999 | Hydro | [5 empty] | Non-Fossil | G | 2030 | Hydro |  | 0 | 0 | 0 | 0 | 0 | 0 | 0 | 0 | 0 | 0 | 0 | 0 | 0 | 0 | 0 | 0 | 75.7025 | 74.1041 | 63.693 | 213.4996 | 0 | 0 | 0 | 0 | 0 | 0 | 0 | 0 | 0 | 0 | 0 | 0 | 0 | 0 | 0 | 0 | 0 | 0 | 0 | 0 | 0.86945 | 0.10523 | 0.103 | 0.088533 | 0.29676 | 0 | 0 | 0 | 0 | 0 | 55
6440_G_21 | SERC_Central_TVA | Alabama | 1 | Lauderdale | 77 | 6440 | 21 | Wilson Dam | 0 | 1962 | 9999 | Hydro | [5 empty] | Non-Fossil | G | 2030 | Hydro |  | 0 | 0 | 0 | 0 | 0 | 0 | 0 | 0 | 0 | 0 | 0 | 0 | 0 | 0 | 0 | 0 | 75.7025 | 74.1041 | 63.693 | 213.4996 | 0 | 0 | 0 | 0 | 0 | 0 | 0 | 0 | 0 | 0 | 0 | 0 | 0 | 0 | 0 | 0 | 0 | 0 | 0 | 0 | 0.86945 | 0.10523 | 0.103 | 0.088533 | 0.29676 | 0 | 0 | 0 | 0 | 0 | 55
6440_G_3 | SERC_Central_TVA | Alabama | 1 | Lauderdale | 77 | 6440 | 3 | Wilson Dam | 0 | 1925 | 9999 | Hydro | [5 empty] | Non-Fossil | G | 2030 | Hydro |  | 0 | 0 | 0 | 0 | 0 | 0 | 0 | 0 | 0 | 0 | 0 | 0 | 0 | 0 | 0 | 0 | 31.6574 | 30.989 | 26.6353 | 89.2817 | 0 | 0 | 0 | 0 | 0 | 0 | 0 | 0 | 0 | 0 | 0 | 0 | 0 | 0 | 0 | 0 | 0 | 0 | 0 | 0 | 0.36359 | 0.044004 | 0.043075 | 0.037023 | 0.1241 | 0 | 0 | 0 | 0 | 0 | 23
6440_G_4 | SERC_Central_TVA | Alabama | 1 | Lauderdale | 77 | 6440 | 4 | Wilson Dam | 0 | 1925 | 9999 | Hydro | [5 empty] | Non-Fossil | G | 2030 | Hydro |  | 0 | 0 | 0 | 0 | 0 | 0 | 0 | 0 | 0 | 0 | 0 | 0 | 0 | 0 | 0 | 0 | 30.281 | 29.6417 | 25.4772 | 85.3999 | 0 | 0 | 0 | 0 | 0 | 0 | 0 | 0 | 0 | 0 | 0 | 0 | 0 | 0 | 0 | 0 | 0 | 0 | 0 | 0 | 0.34778 | 0.042091 | 0.041202 | 0.035413 | 0.11871 | 0 | 0 | 0 | 0 | 0 | 22
6440_G_5 | SERC_Central_TVA | Alabama | 1 | Lauderdale | 77 | 6440 | 5 | Wilson Dam | 0 | 1925 | 9999 | Hydro | [5 empty] | Non-Fossil | G | 2030 | Hydro |  | 0 | 0 | 0 | 0 | 0 | 0 | 0 | 0 | 0 | 0 | 0 | 0 | 0 | 0 | 0 | 0 | 41.7052 | 40.8246 | 35.0891 | 117.6189 | 0 | 0 | 0 | 0 | 0 | 0 | 0 | 0 | 0 | 0 | 0 | 0 | 0 | 0 | 0 | 0 | 0 | 0 | 0 | 0 | 0.47899 | 0.05797 | 0.056746 | 0.048774 | 0.16349 | 0 | 0 | 0 | 0 | 0 | 30.3
6440_G_6 | SERC_Central_TVA | Alabama | 1 | Lauderdale | 77 | 6440 | 6 | Wilson Dam | 0 | 1925 | 9999 | Hydro | [5 empty] | Non-Fossil | G | 2030 | Hydro |  | 0 | 0 | 0 | 0 | 0 | 0 | 0 | 0 | 0 | 0 | 0 | 0 | 0 | 0 | 0 | 0 | 41.8428 | 40.9594 | 35.2049 | 118.0071 | 0 | 0 | 0 | 0 | 0 | 0 | 0 | 0 | 0 | 0 | 0 | 0 | 0 | 0 | 0 | 0 | 0 | 0 | 0 | 0 | 0.48057 | 0.058162 | 0.056934 | 0.048935 | 0.16403 | 0 | 0 | 0 | 0 | 0 | 30.4
6440_G_7 | SERC_Central_TVA | Alabama | 1 | Lauderdale | 77 | 6440 | 7 | Wilson Dam | 0 | 1925 | 9999 | Hydro | [5 empty] | Non-Fossil | G | 2030 | Hydro |  | 0 | 0 | 0 | 0 | 0 | 0 | 0 | 0 | 0 | 0 | 0 | 0 | 0 | 0 | 0 | 0 | 40.0535 | 39.2078 | 33.6994 | 112.9607 | 0 | 0 | 0 | 0 | 0 | 0 | 0 | 0 | 0 | 0 | 0 | 0 | 0 | 0 | 0 | 0 | 0 | 0 | 0 | 0 | 0.46002 | 0.055674 | 0.054499 | 0.046842 | 0.15702 | 0 | 0 | 0 | 0 | 0 | 29.1
6440_G_8 | SERC_Central_TVA | Alabama | 1 | Lauderdale | 77 | 6440 | 8 | Wilson Dam | 0 | 1925 | 9999 | Hydro | [5 empty] | Non-Fossil | G | 2030 | Hydro |  | 0 | 0 | 0 | 0 | 0 | 0 | 0 | 0 | 0 | 0 | 0 | 0 | 0 | 0 | 0 | 0 | 42.2558 | 41.3636 | 35.5523 | 119.1716 | 0 | 0 | 0 | 0 | 0 | 0 | 0 | 0 | 0 | 0 | 0 | 0 | 0 | 0 | 0 | 0 | 0 | 0 | 0 | 0 | 0.48531 | 0.058736 | 0.057495 | 0.049418 | 0.16565 | 0 | 0 | 0 | 0 | 0 | 30.7
6440_G_9 | SERC_Central_TVA | Alabama | 1 | Lauderdale | 77 | 6440 | 9 | Wilson Dam | 0 | 1942 | 9999 | Hydro | [5 empty] | Non-Fossil | G | 2030 | Hydro |  | 0 | 0 | 0 | 0 | 0 | 0 | 0 | 0 | 0 | 0 | 0 | 0 | 0 | 0 | 0 | 0 | 40.7417 | 39.8815 | 34.2784 | 114.9016 | 0 | 0 | 0 | 0 | 0 | 0 | 0 | 0 | 0 | 0 | 0 | 0 | 0 | 0 | 0 | 0 | 0 | 0 | 0 | 0 | 0.46792 | 0.056631 | 0.055435 | 0.047647 | 0.15971 | 0 | 0 | 0 | 0 | 0 | 29.6
64443_G_GOLD | ISONE_MA, VT, NH, RI (Rest of ISO New England) | Vermont | 50 | Caledonia | 5 | 64443 | GOLD | Golden Solar | 0 | 2021 | 9999 | Solar PV | [5 empty] | Non-Fossil | G | 2030 | Solar |  | 0 | 0 | 0 | 0 | 0 | 0 | 0 | 0 | 0 | 0 | 0 | 0 | 0 | 0 | 0 | 0 | 0.47641 | 1.0086 | 1.6643 | 3.1493 | 0 | 0 | 0 | 0 | 0 | 0 | 0 | 0 | 0 | 0 | 0 | 0 | 0 | 0 | 0 | 0 | 0 | 0 | 0 | 0 | 0.076918 | 0 | 0 | 0 | 0 | 0 | 0 | 0 | 0 | 0 | 2.2
6449_G_1 | WECC_Southern California Edison | California | 6 | Los Angeles | 37 | 6449 | 1 | Azusa | 0 | 1949 | 9999 | Hydro | [5 empty] | Non-Fossil | G | 2030 | Hydro |  | 0 | 0 | 0 | 0 | 0 | 0 | 0 | 0 | 0 | 0 | 0 | 0 | 0 | 0 | 0 | 0 | 0.97774 | 1.7231 | 3.7278 | 6.4287 | 0 | 0 | 0 | 0 | 0 | 0 | 0 | 0 | 0 | 0 | 0 | 0 | 0 | 0 | 0 | 0 | 0 | 0 | 0 | 0 | 0.031616 | 0.0013591 | 0.0023951 | 0.0051816 | 0.0089358 | 0 | 0 | 0 | 0 | 0 | 2
645_B_BB01 | FRCC | Florida | 12 | Hillsborough | 57 | 645 | BB01 | Big Bend | 10642 | 1970 | 9999 | Coal Steam | wall | wet | ESPC + SCR | NH3 + other |  | Fossil | B | 2030 | NaturalGas | Coal to Gas | 0 | 0 | 0 | 0 | 0 | 0 | 0 | 0 | 0 | 0 | 0 | 0 | 0 | 0 | 0 | 0 | 0 | 0 | 0 | 0 | 0 | 0 | 0 | 0 | 0 | 0 | 0 | 0 | 0 | 0 | 0 | 0 | 0 | 0 | 0 | 0 | 0 | 0 | 0 | 0 | 19.0998 | 0 | 0 | 0 | 0 | 0 | 0 | 0 | 0 | 0 | 385 | SCR / Coal to Gas
645_B_BB04 | FRCC | Florida | 12 | Hillsborough | 57 | 645 | BB04 | Big Bend | 10792 | 1985 | 9999 | Coal Steam | tangential | dry | ESPC + Wet Scrubber + SCR | LNC2 | Wet Scrubber | Fossil | B | 2030 | Coal |  | 3.0573 | 4.1443 | 11.1073 | 18.3089 | 3.0573 | 4.1443 | 11.1073 | 18.3089 | 0 | 0 | 0 | 0 | 0 | 0 | 0 | 0 | 189.4714 | 256.8391 | 853.2379 | 1299.5484 | 31.7605 | 43.0531 | 617.7208 | 692.5345 | 0.0006137 | 0.00083191 | 0.0022296 | 0.0036752 | 0.12355 | 0.16747 | 0.44885 | 0.73986 | 0.45774 | 0.62049 | 1.663 | 2.7412 | 0.0015286 | 0.0020722 | 0.0055537 | 0.0091545 | 29.9766 | 2.1051 | 2.8535 | 6.6872 | 11.6458 | 7.0523 | 9.5598 | 25.6216 | 42.2338 | 28.8873 | 379.7307 | Scrubber / SCR | Wet Scrubber
645_G_1 | FRCC | Florida | 12 | Hillsborough | 57 | 645 | 1 | Big Bend | 0 | 2017 | 9999 | Solar PV | [5 empty] | Non-Fossil | G | 2030 | Solar |  | 0 | 0 | 0 | 0 | 0 | 0 | 0 | 0 | 0 | 0 | 0 | 0 | 0 | 0 | 0 | 0 | 7.7965 | 12.7934 | 15.9955 | 36.5854 | 0 | 0 | 0 | 0 | 0 | 0 | 0 | 0 | 0 | 0 | 0 | 0 | 0 | 0 | 0 | 0 | 0 | 0 | 0 | 0 | 0.81227 | 0 | 0 | 0 | 0 | 0 | 0 | 0 | 0 | 0 | 19.4
645_G_BBST1 | FRCC | Florida | 12 | Hillsborough | 57 | 645 | BBST1 | Big Bend | 7050 | 2023 | 9999 | Combined Cycle |  |  | SCR | DLNB |  | Fossil | G | 2030 | NaturalGas |  | 2.8947 | 4.23 | 5.8421 | 12.9668 | 0 | 0 | 0 | 0 | 0 | 0 | 0 | 0 | 0 | 0 | 0 | 0 | 410.5839 | 599.9758 | 828.6406 | 1839.2003 | 169.4565 | 247.6225 | 341.9972 | 759.0763 | 2.0263e-07 | 2.961e-07 | 4.0895e-07 | 9.0768e-07 | 0.015921 | 0.023265 | 0.032132 | 0.071317 | 0 | 0 | 0 | 0 | 0 | 0 | 0 | 0 | 13.0567 | 0.96807 | 1.4458 | 1.8935 | 4.3074 | 8.7252 | 11.2296 | 19.2259 | 39.1808 | 0 | 335 | SCR
645_G_GT4 | FRCC | Florida | 12 | Hillsborough | 57 | 645 | GT4 | Big Bend | 11825 | 2009 | 9999 | Combustion Turbine |  |  |  | H2O |  | Fossil | G | 2030 | NaturalGas |  | 0.011875 | 0.020358 | 0.050972 | 0.083206 | 0 | 0 | 0 | 0 | 0 | 0 | 0 | 0 | 0 | 0 | 0 | 0 | 1.0043 | 1.7216 | 4.3106 | 7.0364 | 0.69519 | 1.1917 | 2.9839 | 4.8709 | 8.3128e-10 | 1.425e-09 | 3.5681e-09 | 5.8244e-09 | 0.00053891 | 0.00092384 | 0.0023131 | 0.0037759 | 0 | 0 | 0 | 0 | 0 | 0 | 0 | 0 | 1.1046 | 0.0055837 | 0.0095721 | 0.023967 | 0.039122 | 0.035795 | 0.054046 | 0.16775 | 0.25759 | 0 | 56
645_G_GT5 | FRCC | Florida | 12 | Hillsborough | 57 | 645 | GT5 | Big Bend | 7050 | 2023 | 9999 | Combined Cycle |  |  | SCR | DLNB |  | Fossil | G | 2030 | NaturalGas |  | 3.1107 | 4.5456 | 6.2781 | 13.9345 | 0 | 0 | 0 | 0 | 0 | 0 | 0 | 0 | 0 | 0 | 0 | 0 | 441.2245 | 644.7501 | 890.4795 | 1976.4541 | 182.1025 | 266.1018 | 367.5194 | 815.7238 | 2.1775e-07 | 3.1819e-07 | 4.3947e-07 | 9.7541e-07 | 0.017109 | 0.025001 | 0.034529 | 0.07664 | 0 | 0 | 0 | 0 | 0 | 0 | 0 | 0 | 14.0311 | 1.0403 | 1.5537 | 2.0348 | 4.6288 | 9.3763 | 12.0677 | 20.6607 | 42.1047 | 0 | 360 | SCR
645_G_GT6 | FRCC | Florida | 12 | Hillsborough | 57 | 645 | GT6 | Big Bend | 7050 | 2023 | 9999 | Combined Cycle |  |  | SCR | DLNB |  | Fossil | G | 2030 | NaturalGas |  | 3.1107 | 4.5456 | 6.2781 | 13.9345 | 0 | 0 | 0 | 0 | 0 | 0 | 0 | 0 | 0 | 0 | 0 | 0 | 441.2245 | 644.7501 | 890.4795 | 1976.4541 | 182.1025 | 266.1018 | 367.5194 | 815.7238 | 2.1775e-07 | 3.1819e-07 | 4.3947e-07 | 9.7541e-07 | 0.017109 | 0.025001 | 0.034529 | 0.07664 | 0 | 0 | 0 | 0 | 0 | 0 | 0 | 0 | 14.0311 | 1.0403 | 1.5537 | 2.0348 | 4.6288 | 9.3763 | 12.0677 | 20.6607 | 42.1047 | 0 | 360 | SCR
6450_G_1 | ISONE_MA, VT, NH, RI (Rest of ISO New England) | Vermont | 50 | Rutland | 21 | 6450 | 1 | Proctor | 0 | 1927 | 9999 | Hydro | [5 empty] | Non-Fossil | G | 2030 | Hydro |  | 0 | 0 | 0 | 0 | 0 | 0 | 0 | 0 | 0 | 0 | 0 | 0 | 0 | 0 | 0 | 0 | 1.6945 | 2.4141 | 2.3857 | 6.4942 | 0 | 0 | 0 | 0 | 0 | 0 | 0 | 0 | 0 | 0 | 0 | 0 | 0 | 0 | 0 | 0 | 0 | 0 | 0 | 0 | 0.025293 | 0.0023553 | 0.0033555 | 0.0033161 | 0.0090269 | 0 | 0 | 0 | 0 | 0 | 1.6
6450_G_2 | ISONE_MA, VT, NH, RI (Rest of ISO New England) | Vermont | 50 | Rutland | 21 | 6450 | 2 | Proctor | 0 | 1905 | 9999 | Hydro | [5 empty] | Non-Fossil | G | 2030 | Hydro |  | 0 | 0 | 0 | 0 | 0 | 0 | 0 | 0 | 0 | 0 | 0 | 0 | 0 | 0 | 0 | 0 | 0.74132 | 1.0562 | 1.0437 | 2.8412 | 0 | 0 | 0 | 0 | 0 | 0 | 0 | 0 | 0 | 0 | 0 | 0 | 0 | 0 | 0 | 0 | 0 | 0 | 0 | 0 | 0.011066 | 0.0010304 | 0.0014681 | 0.0014508 | 0.0039493 | 0 | 0 | 0 | 0 | 0 | 0.7
6450_G_3 | ISONE_MA, VT, NH, RI (Rest of ISO New England) | Vermont | 50 | Rutland | 21 | 6450 | 3 | Proctor | 0 | 1905 | 9999 | Hydro | [5 empty] | Non-Fossil | G | 2030 | Hydro |  | 0 | 0 | 0 | 0 | 0 | 0 | 0 | 0 | 0 | 0 | 0 | 0 | 0 | 0 | 0 | 0 | 0.74132 | 1.0562 | 1.0437 | 2.8412 | 0 | 0 | 0 | 0 | 0 | 0 | 0 | 0 | 0 | 0 | 0 | 0 | 0 | 0 | 0 | 0 | 0 | 0 | 0 | 0 | 0.011066 | 0.0010304 | 0.0014681 | 0.0014508 | 0.0039493 | 0 | 0 | 0 | 0 | 0 | 0.7
6450_G_4 | ISONE_MA, VT, NH, RI (Rest of ISO New England) | Vermont | 50 | Rutland | 21 | 6450 | 4 | Proctor | 0 | 1905 | 9999 | Hydro | [5 empty] | Non-Fossil | G | 2030 | Hydro |  | 0 | 0 | 0 | 0 | 0 | 0 | 0 | 0 | 0 | 0 | 0 | 0 | 0 | 0 | 0 | 0 | 0.74132 | 1.0562 | 1.0437 | 2.8412 | 0 | 0 | 0 | 0 | 0 | 0 | 0 | 0 | 0 | 0 | 0 | 0 | 0 | 0 | 0 | 0 | 0 | 0 | 0 | 0 | 0.011066 | 0.0010304 | 0.0014681 | 0.0014508 | 0.0039493 | 0 | 0 | 0 | 0 | 0 | 0.7
6450_G_5 | ISONE_MA, VT, NH, RI (Rest of ISO New England) | Vermont | 50 | Rutland | 21 | 6450 | 5 | Proctor | 0 | 1984 | 9999 | Hydro | [5 empty] | Non-Fossil | G | 2030 | Hydro |  | 0 | 0 | 0 | 0 | 0 | 0 | 0 | 0 | 0 | 0 | 0 | 0 | 0 | 0 | 0 | 0 | 2.9653 | 4.2246 | 4.175 | 11.3649 | 0 | 0 | 0 | 0 | 0 | 0 | 0 | 0 | 0 | 0 | 0 | 0 | 0 | 0 | 0 | 0 | 0 | 0 | 0 | 0 | 0.044263 | 0.0041218 | 0.0058722 | 0.0058032 | 0.015797 | 0 | 0 | 0 | 0 | 0 | 2.8
6451_G_1 | ISONE_MA, VT, NH, RI (Rest of ISO New England) | Vermont | 50 | Addison | 1 | 6451 | 1 | Beldens | 0 | 1913 | 9999 | Hydro | [5 empty] | Non-Fossil | G | 2030 | Hydro |  | 0 | 0 | 0 | 0 | 0 | 0 | 0 | 0 | 0 | 0 | 0 | 0 | 0 | 0 | 0 | 0 | 0.63542 | 0.90527 | 0.89463 | 2.4353 | 0 | 0 | 0 | 0 | 0 | 0 | 0 | 0 | 0 | 0 | 0 | 0 | 0 | 0 | 0 | 0 | 0 | 0 | 0 | 0 | 0.0094849 | 0.00088323 | 0.0012583 | 0.0012435 | 0.0033851 | 0 | 0 | 0 | 0 | 0 | 0.6
6451_G_2 | ISONE_MA, VT, NH, RI (Rest of ISO New England) | Vermont | 50 | Addison | 1 | 6451 | 2 | Beldens | 0 | 1913 | 9999 | Hydro | [5 empty] | Non-Fossil | G | 2030 | Hydro |  | 0 | 0 | 0 | 0 | 0 | 0 | 0 | 0 | 0 | 0 | 0 | 0 | 0 | 0 | 0 | 0 | 0.63542 | 0.90527 | 0.89463 | 2.4353 | 0 | 0 | 0 | 0 | 0 | 0 | 0 | 0 | 0 | 0 | 0 | 0 | 0 | 0 | 0 | 0 | 0 | 0 | 0 | 0 | 0.0094849 | 0.00088323 | 0.0012583 | 0.0012435 | 0.0033851 | 0 | 0 | 0 | 0 | 0 | 0.6
6451_G_HC3 | ISONE_MA, VT, NH, RI (Rest of ISO New England) | Vermont | 50 | Addison | 1 | 6451 | HC3 | Beldens | 0 | 1988 | 9999 | Hydro | [5 empty] | Non-Fossil | G | 2030 | Hydro |  | 0 | 0 | 0 | 0 | 0 | 0 | 0 | 0 | 0 | 0 | 0 | 0 | 0 | 0 | 0 | 0 | 3.3889 | 4.8281 | 4.7714 | 12.9884 | 0 | 0 | 0 | 0 | 0 | 0 | 0 | 0 | 0 | 0 | 0 | 0 | 0 | 0 | 0 | 0 | 0 | 0 | 0 | 0 | 0.050586 | 0.0047106 | 0.0067111 | 0.0066322 | 0.018054 | 0 | 0 | 0 | 0 | 0 | 3.2
6456_G_1 | NY_Zone F (Capital) | New York | 36 | Washington | 115 | 6456 | 1 | Carver Falls | 0 | 1922 | 9999 | Hydro | [5 empty] | Non-Fossil | G | 2030 | Hydro |  | 0 | 0 | 0 | 0 | 0 | 0 | 0 | 0 | 0 | 0 | 0 | 0 | 0 | 0 | 0 | 0 | 1.6213 | 2.1916 | 2.69 | 6.5029 | 0 | 0 | 0 | 0 | 0 | 0 | 0 | 0 | 0 | 0 | 0 | 0 | 0 | 0 | 0 | 0 | 0 | 0 | 0 | 0 | 0.020551 | 0.0022536 | 0.0030463 | 0.0037392 | 0.009039 | 0 | 0 | 0 | 0 | 0 | 1.3
6456_G_2 | NY_Zone F (Capital) | New York | 36 | Washington | 115 | 6456 | 2 | Carver Falls | 0 | 1922 | 9999 | Hydro | [5 empty] | Non-Fossil | G | 2030 | Hydro |  | 0 | 0 | 0 | 0 | 0 | 0 | 0 | 0 | 0 | 0 | 0 | 0 | 0 | 0 | 0 | 0 | 0.74828 | 1.0115 | 1.2416 | 3.0013 | 0 | 0 | 0 | 0 | 0 | 0 | 0 | 0 | 0 | 0 | 0 | 0 | 0 | 0 | 0 | 0 | 0 | 0 | 0 | 0 | 0.0094849 | 0.0010401 | 0.001406 | 0.0017258 | 0.0041718 | 0 | 0 | 0 | 0 | 0 | 0.6
6459_G_1 | WECC_Montana | Montana | 30 | Flathead | 29 | 6459 | 1 | Big Fork | 0 | 1927 | 9999 | Hydro | [5 empty] | Non-Fossil | G | 2030 | Hydro |  | 0 | 0 | 0 | 0 | 0 | 0 | 0 | 0 | 0 | 0 | 0 | 0 | 0 | 0 | 0 | 0 | 2.4333 | 3.3087 | 4.5376 | 10.2796 | 0 | 0 | 0 | 0 | 0 | 0 | 0 | 0 | 0 | 0 | 0 | 0 | 0 | 0 | 0 | 0 | 0 | 0 | 0 | 0 | 0.030036 | 0.0033823 | 0.0045991 | 0.0063072 | 0.014289 | 0 | 0 | 0 | 0 | 0 | 1.9
6459_G_2 | WECC_Montana | Montana | 30 | Flathead | 29 | 6459 | 2 | Big Fork | 0 | 1928 | 9999 | Hydro | [5 empty] | Non-Fossil | G | 2030 | Hydro |  | 0 | 0 | 0 | 0 | 0 | 0 | 0 | 0 | 0 | 0 | 0 | 0 | 0 | 0 | 0 | 0 | 2.4333 | 3.3087 | 4.5376 | 10.2796 | 0 | 0 | 0 | 0 | 0 | 0 | 0 | 0 | 0 | 0 | 0 | 0 | 0 | 0 | 0 | 0 | 0 | 0 | 0 | 0 | 0.030036 | 0.0033823 | 0.0045991 | 0.0063072 | 0.014289 | 0 | 0 | 0 | 0 | 0 | 1.9
6459_G_3 | WECC_Montana | Montana | 30 | Flathead | 29 | 6459 | 3 | Big Fork | 0 | 1910 | 9999 | Hydro | [5 empty] | Non-Fossil | G | 2030 | Hydro |  | 0 | 0 | 0 | 0 | 0 | 0 | 0 | 0 | 0 | 0 | 0 | 0 | 0 | 0 | 0 | 0 | 1.0245 | 1.3931 | 1.9106 | 4.3282 | 0 | 0 | 0 | 0 | 0 | 0 | 0 | 0 | 0 | 0 | 0 | 0 | 0 | 0 | 0 | 0 | 0 | 0 | 0 | 0 | 0.012647 | 0.0014241 | 0.0019365 | 0.0026557 | 0.0060163 | 0 | 0 | 0 | 0 | 0 | 0.8
64592_G_GEN1 | WECC_Colorado | Colorado | 8 | Gunnison | 51 | 64592 | GEN1 | 3 MW LLC | 8785 | 2013 | 9999 | Fossil Waste | [5 empty] | Fossil | G | 2030 | LF Gas |  | 0.01489 | 0.01473 | 0.017624 | 0.047244 | 0 | 0 | 0 | 0 | 0 | 0 | 0 | 0 | 0 | 0 | 0 | 0 | 1.695 | 1.6767 | 2.0061 | 5.3778 | 0.8581 | 0.84886 | 1.0156 | 2.7226 | 0 | 0 | 0 | 0 | 0.00039846 | 0.00039417 | 0.00047161 | 0.0012642 | 0 | 0 | 0 | 0 | 0 | 0 | 0 | 0 | 0.27048 | 0.011758 | 0.011631 | 0.013916 | 0.037305 | 0 | 0 | 0 | 0 | 0 | 1
64592_G_GEN2 | WECC_Colorado | Colorado | 8 | Gunnison | 51 | 64592 | GEN2 | 3 MW LLC | 8785 | 2013 | 9999 | Fossil Waste | [5 empty] | Fossil | G | 2030 | LF Gas |  | 0.01489 | 0.01473 | 0.017624 | 0.047244 | 0 | 0 | 0 | 0 | 0 | 0 | 0 | 0 | 0 | 0 | 0 | 0 | 1.695 | 1.6767 | 2.0061 | 5.3778 | 0.8581 | 0.84886 | 1.0156 | 2.7226 | 0 | 0 | 0 | 0 | 0.00039846 | 0.00039417 | 0.00047161 | 0.0012642 | 0 | 0 | 0 | 0 | 0 | 0 | 0 | 0 | 0.27048 | 0.011758 | 0.011631 | 0.013916 | 0.037305 | 0 | 0 | 0 | 0 | 0 | 1
64592_G_GEN3 | WECC_Colorado | Colorado | 8 | Gunnison | 51 | 64592 | GEN3 | 3 MW LLC | 8785 | 2013 | 9999 | Fossil Waste | [5 empty] | Fossil | G | 2030 | LF Gas |  | 0.01489 | 0.01473 | 0.017624 | 0.047244 | 0 | 0 | 0 | 0 | 0 | 0 | 0 | 0 | 0 | 0 | 0 | 0 | 1.695 | 1.6767 | 2.0061 | 5.3778 | 0.8581 | 0.84886 | 1.0156 | 2.7226 | 0 | 0 | 0 | 0 | 0.00039846 | 0.00039417 | 0.00047161 | 0.0012642 | 0 | 0 | 0 | 0 | 0 | 0 | 0 | 0 | 0.27048 | 0.011758 | 0.011631 | 0.013916 | 0.037305 | 0 | 0 | 0 | 0 | 0 | 1
64607_G_GEN1 | WECC_Idaho | Idaho | 16 | Ada | 1 | 64607 | GEN1 | MC6 Hydro Facility | 0 | 2021 | 9999 | Hydro | [5 empty] | Non-Fossil | G | 2030 | Hydro |  | 0 | 0 | 0 | 0 | 0 | 0 | 0 | 0 | 0 | 0 | 0 | 0 | 0 | 0 | 0 | 0 | 1.8386 | 2.7051 | 4.6217 | 9.1654 | 0 | 0 | 0 | 0 | 0 | 0 | 0 | 0 | 0 | 0 | 0 | 0 | 0 | 0 | 0 | 0 | 0 | 0 | 0 | 0 | 0.036359 | 0.0025557 | 0.0037601 | 0.0064242 | 0.01274 | 0 | 0 | 0 | 0 | 0 | 2.3
6462_G_1 | MISO_Louisiana | Louisiana | 22 | West Feliciana | 125 | 6462 | 1 | River Bend | 10456 | 1986 | 9999 | Nuclear | [5 empty] | Non-Fossil | G | 2030 | Nuclear |  | 18.1488 | 24.6017 | 32.7518 | 75.5023 | 0 | 0 | 0 | 0 | 0 | 0 | 0 | 0 | 0 | 0 | 0 | 0 | 1735.7296 | 2352.8779 | 3132.348 | 7220.9556 | 0 | 0 | 0 | 0 | 0 | 0 | 0 | 0 | 0 | 0 | 0 | 0 | 0 | 0 | 0 | 0 | 0 | 0 | 0 | 0 | 263.599 | 0.22086 | 0.29939 | 0.39857 | 0.91883 | 12.5684 | 17.0372 | 22.6813 | 52.2868 | 0 | 967.5
64622_G_GEN1 | WECC_Northern California (not including BANC) | California | 6 | Madera | 39 | 64622 | GEN1 | Diamond H Dairy Power | 13500 | 2021 | 9999 | Non-Fossil Waste | [5 empty] | Non-Fossil | G | 2030 | Non-Fossil |  | 0.015813 | 0.020914 | 0.027512 | 0.06424 | 0 | 0 | 0 | 0 | 0 | 0 | 0 | 0 | 0 | 0 | 0 | 0 | 1.1714 | 1.5492 | 2.038 | 4.7585 | 0 | 0 | 0 | 0 | 0 | 0 | 0 | 0 | 0 | 0 | 0 | 0 | 0 | 0 | 0 | 0 | 0 | 0 | 0 | 0 | 0.25923 | 0.0081258 | 0.010747 | 0.014137 | 0.03301 | 0 | 0 | 0 | 0 | 0 | 1
64622_G_GEN2 | WECC_Northern California (not including BANC) | California | 6 | Madera | 39 | 64622 | GEN2 | Diamond H Dairy Power | 13500 | 2021 | 9999 | Non-Fossil Waste | [5 empty] | Non-Fossil | G | 2030 | Non-Fossil |  | 0.015813 | 0.020914 | 0.027512 | 0.06424 | 0 | 0 | 0 | 0 | 0 | 0 | 0 | 0 | 0 | 0 | 0 | 0 | 1.1714 | 1.5492 | 2.038 | 4.7585 | 0 | 0 | 0 | 0 | 0 | 0 | 0 | 0 | 0 | 0 | 0 | 0 | 0 | 0 | 0 | 0 | 0 | 0 | 0 | 0 | 0.25923 | 0.0081258 | 0.010747 | 0.014137 | 0.03301 | 0 | 0 | 0 | 0 | 0 | 1
6463_G_GT1 | MISO_Iowa-MidAmerican | Iowa | 19 | Story | 169 | 6463 | GT1 | Ames GT | 15553 | 1972 | 9999 | Combustion Turbine | [5 empty] | Fossil | G | 2030 | Oil |  | 0 | 0 | 0 | 0 | 0 | 0 | 0 | 0 | 0 | 0 | 0 | 0 | 0 | 0 | 0 | 0 | 0 | 0 | 0 | 0 | 0 | 0 | 0 | 0 | 0 | 0 | 0 | 0 | 0 | 0 | 0 | 0 | 0 | 0 | 0 | 0 | 0 | 0 | 0 | 0 | 0.66778 | 0 | 0 | 0 | 0 | 0 | 0 | 0 | 0 | 0 | 15.5
6463_G_GT2 | MISO_Iowa-MidAmerican | Iowa | 19 | Story | 169 | 6463 | GT2 | Ames GT | 15706 | 2005 | 9999 | Combustion Turbine |  |  |  | H2O |  | Fossil | G | 2030 | Oil |  | 0 | 0 | 0 | 0 | 0 | 0 | 0 | 0 | 0 | 0 | 0 | 0 | 0 | 0 | 0 | 0 | 0 | 0 | 0 | 0 | 0 | 0 | 0 | 0 | 0 | 0 | 0 | 0 | 0 | 0 | 0 | 0 | 0 | 0 | 0 | 0 | 0 | 0 | 0 | 0 | 0.51483 | 0 | 0 | 0 | 0 | 0 | 0 | 0 | 0 | 0 | 26.1
64663_G_EG075 | WECC_Pacific Northwest | Oregon | 41 | Marion | 47 | 64663 | EG075 | WLWPCF Cogeneration Facility | 13500 | 2020 | 9999 | Non-Fossil Waste | [5 empty] | Non-Fossil | G | 2030 | Non-Fossil |  | 0.021561 | 0.029741 | 0.036807 | 0.08811 | 0 | 0 | 0 | 0 | 0 | 0 | 0 | 0 | 0 | 0 | 0 | 0 | 1.5971 | 2.203 | 2.7265 | 6.5266 | 0 | 0 | 0 | 0 | 0 | 0 | 0 | 0 | 0 | 0 | 0 | 0 | 0 | 0 | 0 | 0 | 0 | 0 | 0 | 0 | 0.28515 | 0.011079 | 0.015282 | 0.018913 | 0.045275 | 0 | 0 | 0 | 0 | 0 | 1.1
6469_B_B1 | SPP_WAUE | North Dakota | 38 | Mercer | 57 | 6469 | B1 | Antelope Valley | 11322 | 1984 | 9999 | Coal Steam | tangential | dry | Baghouse + Dry Scrubber + Mercury Control | LNC3 | Dry Scrubber | Fossil | B | 2030 | Coal | Carbon Capture and Sequestration | 8.8448 | 11.9896 | 16.2364 | 37.0708 | 0 | 0 | 0 | 0 | 0 | 0 | 0 | 0 | 8.8448 | 11.9896 | 16.2364 | 37.0708 | 500.6239 | 678.6235 | 918.9954 | 2098.2429 | 95.5016 | 129.4578 | 175.3123 | 400.2717 | 0.0034531 | 0.0046809 | 0.0063389 | 0.014473 | 0.46842 | 0.63497 | 0.85988 | 1.9633 | 2.0003 | 2.7115 | 3.6719 | 8.3837 | 0.0044224 | 0.0059948 | 0.0081182 | 0.018535 | 36.1806 | 5.735 | 7.7741 | 10.5278 | 24.0369 | 11.9734 | 16.2307 | 21.9797 | 50.1838 | 81.5318 | 288.3764 | Scrubber / Mercury Control / Carbon Capture and Sequestration | Dry Scrubber
6469_B_B2 | SPP_WAUE | North Dakota | 38 | Mercer | 57 | 6469 | B2 | Antelope Valley | 11263 | 1986 | 9999 | Coal Steam | tangential | dry | Baghouse + Dry Scrubber + Mercury Control | LNC3 | Dry Scrubber | Fossil | B | 2030 | Coal | Carbon Capture and Sequestration | 8.7987 | 11.9271 | 16.1518 | 36.8776 | 0 | 0 | 0 | 0 | 0 | 0 | 0 | 0 | 8.7987 | 11.9271 | 16.1518 | 36.8776 | 502.0814 | 680.5993 | 921.6709 | 2104.3516 | 95.004 | 128.7831 | 174.3988 | 398.1859 | 0.0034351 | 0.0046565 | 0.0063059 | 0.014398 | 0.46171 | 0.62588 | 0.84756 | 1.9352 | 1.9898 | 2.6974 | 3.6528 | 8.34 | 0.0043993 | 0.0059636 | 0.0080759 | 0.018439 | 35.9868 | 5.7254 | 7.7611 | 10.5102 | 23.9967 | 11.9111 | 16.1461 | 21.8651 | 49.9223 | 81.1068 | 289.216 | Scrubber / Mercury Control / Carbon Capture and Sequestration | Dry Scrubber
6475_G_1 | ISONE_MA, VT, NH, RI (Rest of ISO New England) | Vermont | 50 | Chittenden | 7 | 6475 | 1 | Gorge 18 | 0 | 1928 | 9999 | Hydro | [5 empty] | Non-Fossil | G | 2030 | Hydro |  | 0 | 0 | 0 | 0 | 0 | 0 | 0 | 0 | 0 | 0 | 0 | 0 | 0 | 0 | 0 | 0 | 3.0649 | 4.3658 | 4.3481 | 11.7787 | 0 | 0 | 0 | 0 | 0 | 0 | 0 | 0 | 0 | 0 | 0 | 0 | 0 | 0 | 0 | 0 | 0 | 0 | 0 | 0 | 0.047425 | 0.0042602 | 0.0060684 | 0.0060438 | 0.016372 | 0 | 0 | 0 | 0 | 0 | 3
6479_G_1A | WECC_LADWP | California | 6 | Los Angeles | 37 | 6479 | 1A | San Francisquito 1 | 0 | 1983 | 9999 | Hydro | [5 empty] | Non-Fossil | G | 2030 | Hydro |  | 0 | 0 | 0 | 0 | 0 | 0 | 0 | 0 | 0 | 0 | 0 | 0 | 0 | 0 | 0 | 0 | 5.8645 | 9.3785 | 17.6111 | 32.8542 | 0 | 0 | 0 | 0 | 0 | 0 | 0 | 0 | 0 | 0 | 0 | 0 | 0 | 0 | 0 | 0 | 0 | 0 | 0 | 0 | 0.33513 | 0.0081517 | 0.013036 | 0.024479 | 0.045667 | 0 | 0 | 0 | 0 | 0 | 21.2
6479_G_3 | WECC_LADWP | California | 6 | Los Angeles | 37 | 6479 | 3 | San Francisquito 1 | 0 | 1917 | 9999 | Hydro | [5 empty] | Non-Fossil | G | 2030 | Hydro |  | 0 | 0 | 0 | 0 | 0 | 0 | 0 | 0 | 0 | 0 | 0 | 0 | 0 | 0 | 0 | 0 | 2.711 | 4.3354 | 8.141 | 15.1873 | 0 | 0 | 0 | 0 | 0 | 0 | 0 | 0 | 0 | 0 | 0 | 0 | 0 | 0 | 0 | 0 | 0 | 0 | 0 | 0 | 0.15492 | 0.0037682 | 0.0060261 | 0.011316 | 0.02111 | 0 | 0 | 0 | 0 | 0 | 9.8
6479_G_4 | WECC_LADWP | California | 6 | Los Angeles | 37 | 6479 | 4 | San Francisquito 1 | 0 | 1923 | 9999 | Hydro | [5 empty] | Non-Fossil | G | 2030 | Hydro |  | 0 | 0 | 0 | 0 | 0 | 0 | 0 | 0 | 0 | 0 | 0 | 0 | 0 | 0 | 0 | 0 | 3.1536 | 5.0432 | 9.4701 | 17.6669 | 0 | 0 | 0 | 0 | 0 | 0 | 0 | 0 | 0 | 0 | 0 | 0 | 0 | 0 | 0 | 0 | 0 | 0 | 0 | 0 | 0.18021 | 0.0043834 | 0.00701 | 0.013163 | 0.024557 | 0 | 0 | 0 | 0 | 0 | 11.4
6479_G_6 | WECC_LADWP | California | 6 | Los Angeles | 37 | 6479 | 6 | San Francisquito 1 | 0 | 1987 | 9999 | Hydro | [5 empty] | Non-Fossil | G | 2030 | Hydro |  | 0 | 0 | 0 | 0 | 0 | 0 | 0 | 0 | 0 | 0 | 0 | 0 | 0 | 0 | 0 | 0 | 5.7815 | 9.2458 | 17.3619 | 32.3892 | 0 | 0 | 0 | 0 | 0 | 0 | 0 | 0 | 0 | 0 | 0 | 0 | 0 | 0 | 0 | 0 | 0 | 0 | 0 | 0 | 0.33039 | 0.0080363 | 0.012852 | 0.024133 | 0.045021 | 0 | 0 | 0 | 0 | 0 | 20.9
6480_G_2 | WECC_LADWP | California | 6 | Los Angeles | 37 | 6480 | 2 | San Francisquito 2 | 0 | 1920 | 9999 | Hydro | [5 empty] | Non-Fossil | G | 2030 | Hydro |  | 0 | 0 | 0 | 0 | 0 | 0 | 0 | 0 | 0 | 0 | 0 | 0 | 0 | 0 | 0 | 0 | 2.8769 | 4.6008 | 8.6394 | 16.1171 | 0 | 0 | 0 | 0 | 0 | 0 | 0 | 0 | 0 | 0 | 0 | 0 | 0 | 0 | 0 | 0 | 0 | 0 | 0 | 0 | 0.16441 | 0.0039989 | 0.0063951 | 0.012009 | 0.022403 | 0 | 0 | 0 | 0 | 0 | 10.4
6480_G_3 | WECC_LADWP | California | 6 | Los Angeles | 37 | 6480 | 3 | San Francisquito 2 | 0 | 1932 | 9999 | Hydro | [5 empty] | Non-Fossil | G | 2030 | Hydro |  | 0 | 0 | 0 | 0 | 0 | 0 | 0 | 0 | 0 | 0 | 0 | 0 | 0 | 0 | 0 | 0 | 3.9834 | 6.3703 | 11.9623 | 22.316 | 0 | 0 | 0 | 0 | 0 | 0 | 0 | 0 | 0 | 0 | 0 | 0 | 0 | 0 | 0 | 0 | 0 | 0 | 0 | 0 | 0.22764 | 0.005537 | 0.0088547 | 0.016628 | 0.031019 | 0 | 0 | 0 | 0 | 0 | 14.4
6483_G_GEN1 | ISONE_MA, VT, NH, RI (Rest of ISO New England) | Vermont | 50 | Caledonia | 5 | 6483 | GEN1 | Mcindoes | 0 | 1931 | 9999 | Hydro | [5 empty] | Non-Fossil | G | 2030 | Hydro |  | 0 | 0 | 0 | 0 | 0 | 0 | 0 | 0 | 0 | 0 | 0 | 0 | 0 | 0 | 0 | 0 | 2.3497 | 3.3471 | 3.3335 | 9.0304 | 0 | 0 | 0 | 0 | 0 | 0 | 0 | 0 | 0 | 0 | 0 | 0 | 0 | 0 | 0 | 0 | 0 | 0 | 0 | 0 | 0.036359 | 0.0032661 | 0.0046525 | 0.0046336 | 0.012552 | 0 | 0 | 0 | 0 | 0 | 2.3
6483_G_GEN2 | ISONE_MA, VT, NH, RI (Rest of ISO New England) | Vermont | 50 | Caledonia | 5 | 6483 | GEN2 | Mcindoes | 0 | 1931 | 9999 | Hydro | [5 empty] | Non-Fossil | G | 2030 | Hydro |  | 0 | 0 | 0 | 0 | 0 | 0 | 0 | 0 | 0 | 0 | 0 | 0 | 0 | 0 | 0 | 0 | 2.3497 | 3.3471 | 3.3335 | 9.0304 | 0 | 0 | 0 | 0 | 0 | 0 | 0 | 0 | 0 | 0 | 0 | 0 | 0 | 0 | 0 | 0 | 0 | 0 | 0 | 0 | 0.036359 | 0.0032661 | 0.0046525 | 0.0046336 | 0.012552 | 0 | 0 | 0 | 0 | 0 | 2.3
6483_G_GEN3 | ISONE_MA, VT, NH, RI (Rest of ISO New England) | Vermont | 50 | Caledonia | 5 | 6483 | GEN3 | Mcindoes | 0 | 1931 | 9999 | Hydro | [5 empty] | Non-Fossil | G | 2030 | Hydro |  | 0 | 0 | 0 | 0 | 0 | 0 | 0 | 0 | 0 | 0 | 0 | 0 | 0 | 0 | 0 | 0 | 2.8605 | 4.0747 | 4.0582 | 10.9935 | 0 | 0 | 0 | 0 | 0 | 0 | 0 | 0 | 0 | 0 | 0 | 0 | 0 | 0 | 0 | 0 | 0 | 0 | 0 | 0 | 0.044263 | 0.0039762 | 0.0056639 | 0.0056409 | 0.015281 | 0 | 0 | 0 | 0 | 0 | 2.8
6483_G_GEN4 | ISONE_MA, VT, NH, RI (Rest of ISO New England) | Vermont | 50 | Caledonia | 5 | 6483 | GEN4 | Mcindoes | 0 | 1931 | 9999 | Hydro | [5 empty] | Non-Fossil | G | 2030 | Hydro |  | 0 | 0 | 0 | 0 | 0 | 0 | 0 | 0 | 0 | 0 | 0 | 0 | 0 | 0 | 0 | 0 | 2.8605 | 4.0747 | 4.0582 | 10.9935 | 0 | 0 | 0 | 0 | 0 | 0 | 0 | 0 | 0 | 0 | 0 | 0 | 0 | 0 | 0 | 0 | 0 | 0 | 0 | 0 | 0.044263 | 0.0039762 | 0.0056639 | 0.0056409 | 0.015281 | 0 | 0 | 0 | 0 | 0 | 2.8
6484_G_1 | WECC_Pacific Northwest | Oregon | 41 | Deschutes | 17 | 6484 | 1 | Bend | 0 | 1913 | 9999 | Hydro | [5 empty] | Non-Fossil | G | 2030 | Hydro |  | 0 | 0 | 0 | 0 | 0 | 0 | 0 | 0 | 0 | 0 | 0 | 0 | 0 | 0 | 0 | 0 | 0.19313 | 0.24174 | 0.2911 | 0.72597 | 0 | 0 | 0 | 0 | 0 | 0 | 0 | 0 | 0 | 0 | 0 | 0 | 0 | 0 | 0 | 0 | 0 | 0 | 0 | 0 | 0.0031616 | 0.00026845 | 0.00033601 | 0.00040463 | 0.0010091 | 0 | 0 | 0 | 0 | 0 | 0.2
6484_G_2 | WECC_Pacific Northwest | Oregon | 41 | Deschutes | 17 | 6484 | 2 | Bend | 0 | 1916 | 9999 | Hydro | [5 empty] | Non-Fossil | G | 2030 | Hydro |  | 0 | 0 | 0 | 0 | 0 | 0 | 0 | 0 | 0 | 0 | 0 | 0 | 0 | 0 | 0 | 0 | 0.2897 | 0.3626 | 0.43665 | 1.0889 | 0 | 0 | 0 | 0 | 0 | 0 | 0 | 0 | 0 | 0 | 0 | 0 | 0 | 0 | 0 | 0 | 0 | 0 | 0 | 0 | 0.0047425 | 0.00040268 | 0.00050402 | 0.00060694 | 0.0015136 | 0 | 0 | 0 | 0 | 0 | 0.3
6484_G_3 | WECC_Pacific Northwest | Oregon | 41 | Deschutes | 17 | 6484 | 3 | Bend | 0 | 1917 | 9999 | Hydro | [5 empty] | Non-Fossil | G | 2030 | Hydro |  | 0 | 0 | 0 | 0 | 0 | 0 | 0 | 0 | 0 | 0 | 0 | 0 | 0 | 0 | 0 | 0 | 0.48283 | 0.60434 | 0.72775 | 1.8149 | 0 | 0 | 0 | 0 | 0 | 0 | 0 | 0 | 0 | 0 | 0 | 0 | 0 | 0 | 0 | 0 | 0 | 0 | 0 | 0 | 0.0079041 | 0.00067113 | 0.00084003 | 0.0010116 | 0.0025227 | 0 | 0 | 0 | 0 | 0 | 0.5
6486_G_1 | NY_Zone D (North) | New York | 36 | Clinton | 19 | 6486 | 1 | Mill C | 0 | 1944 | 9999 | Hydro | [5 empty] | Non-Fossil | G | 2030 | Hydro |  | 0 | 0 | 0 | 0 | 0 | 0 | 0 | 0 | 0 | 0 | 0 | 0 | 0 | 0 | 0 | 0 | 1.0633 | 1.436 | 1.7673 | 4.2666 | 0 | 0 | 0 | 0 | 0 | 0 | 0 | 0 | 0 | 0 | 0 | 0 | 0 | 0 | 0 | 0 | 0 | 0 | 0 | 0 | 0.015808 | 0.001478 | 0.0019961 | 0.0024565 | 0.0059306 | 0 | 0 | 0 | 0 | 0 | 1
6486_G_2 | NY_Zone D (North) | New York | 36 | Clinton | 19 | 6486 | 2 | Mill C | 0 | 1943 | 9999 | Hydro | [5 empty] | Non-Fossil | G | 2030 | Hydro |  | 0 | 0 | 0 | 0 | 0 | 0 | 0 | 0 | 0 | 0 | 0 | 0 | 0 | 0 | 0 | 0 | 1.276 | 1.7232 | 2.1207 | 5.1199 | 0 | 0 | 0 | 0 | 0 | 0 | 0 | 0 | 0 | 0 | 0 | 0 | 0 | 0 | 0 | 0 | 0 | 0 | 0 | 0 | 0.01897 | 0.0017736 | 0.0023953 | 0.0029478 | 0.0071167 | 0 | 0 | 0 | 0 | 0 | 1.2
6486_G_3 | NY_Zone D (North) | New York | 36 | Clinton | 19 | 6486 | 3 | Mill C | 0 | 1984 | 9999 | Hydro | [5 empty] | Non-Fossil | G | 2030 | Hydro |  | 0 | 0 | 0 | 0 | 0 | 0 | 0 | 0 | 0 | 0 | 0 | 0 | 0 | 0 | 0 | 0 | 4.0406 | 5.4569 | 6.7156 | 16.2131 | 0 | 0 | 0 | 0 | 0 | 0 | 0 | 0 | 0 | 0 | 0 | 0 | 0 | 0 | 0 | 0 | 0 | 0 | 0 | 0 | 0.060071 | 0.0056165 | 0.0075851 | 0.0093346 | 0.022536 | 0 | 0 | 0 | 0 | 0 | 3.8
64860_G_286 | ISONE_MA, VT, NH, RI (Rest of ISO New England) | Vermont | 50 | Caledonia | 5 | 64860 | 286 | Billings Road | 0 | 2022 | 9999 | Solar PV | [5 empty] | Non-Fossil | G | 2030 | Solar |  | 0 | 0 | 0 | 0 | 0 | 0 | 0 | 0 | 0 | 0 | 0 | 0 | 0 | 0 | 0 | 0 | 0.36814 | 0.77935 | 1.2861 | 2.4336 | 0 | 0 | 0 | 0 | 0 | 0 | 0 | 0 | 0 | 0 | 0 | 0 | 0 | 0 | 0 | 0 | 0 | 0 | 0 | 0 | 0.059437 | 0 | 0 | 0 | 0 | 0 | 0 | 0 | 0 | 0 | 1.7
64863_G_284 | ISONE_MA, VT, NH, RI (Rest of ISO New England) | Vermont | 50 | Lamoille | 15 | 64863 | 284 | ER Salvage Yard | 0 | 2021 | 9999 | Solar PV | [5 empty] | Non-Fossil | G | 2030 | Solar |  | 0 | 0 | 0 | 0 | 0 | 0 | 0 | 0 | 0 | 0 | 0 | 0 | 0 | 0 | 0 | 0 | 0.45476 | 0.96272 | 1.5887 | 3.0062 | 0 | 0 | 0 | 0 | 0 | 0 | 0 | 0 | 0 | 0 | 0 | 0 | 0 | 0 | 0 | 0 | 0 | 0 | 0 | 0 | 0.073422 | 0 | 0 | 0 | 0 | 0 | 0 | 0 | 0 | 0 | 2.1
649_G_1 | SERC_Southeastern | Georgia | 13 | Burke | 33 | 649 | 1 | Vogtle | 10456 | 1987 | 9999 | Nuclear | [5 empty] | Non-Fossil | G | 2030 | Nuclear |  | 23.775 | 32.2283 | 42.9051 | 98.9084 | 0 | 0 | 0 | 0 | 0 | 0 | 0 | 0 | 0 | 0 | 0 | 0 | 2273.814 | 3082.2812 | 4103.3908 | 9459.486 | 0 | 0 | 0 | 0 | 0 | 0 | 0 | 0 | 0 | 0 | 0 | 0 | 0 | 0 | 0 | 0 | 0 | 0 | 0 | 0 | 249.8039 | 0.22866 | 0.30997 | 0.41265 | 0.95129 | 16.4647 | 22.3187 | 29.7126 | 68.496 | 0 | 1150
649_G_2 | SERC_Southeastern | Georgia | 13 | Burke | 33 | 649 | 2 | Vogtle | 10456 | 1989 | 9999 | Nuclear | [5 empty] | Non-Fossil | G | 2030 | Nuclear |  | 24.6787 | 33.4534 | 44.2304 | 102.3625 | 0 | 0 | 0 | 0 | 0 | 0 | 0 | 0 | 0 | 0 | 0 | 0 | 2360.2436 | 3199.4413 | 4230.144 | 9789.8289 | 0 | 0 | 0 | 0 | 0 | 0 | 0 | 0 | 0 | 0 | 0 | 0 | 0 | 0 | 0 | 0 | 0 | 0 | 0 | 0 | 237.3605 | 0.22767 | 0.30862 | 0.40804 | 0.94432 | 17.0905 | 23.1671 | 30.6304 | 70.888 | 0 | 1152
649_G_3 | SERC_Southeastern | Georgia | 13 | Burke | 33 | 649 | 3 | Vogtle | 10456 | 2023 | 9999 | Nuclear | [5 empty] | Non-Fossil | G | 2030 | Nuclear |  | 21.7968 | 29.5467 | 39.3351 | 90.6786 | 0 | 0 | 0 | 0 | 0 | 0 | 0 | 0 | 0 | 0 | 0 | 0 | 2084.619 | 2825.8169 | 3761.964 | 8672.4 | 0 | 0 | 0 | 0 | 0 | 0 | 0 | 0 | 0 | 0 | 0 | 0 | 0 | 0 | 0 | 0 | 0 | 0 | 0 | 0 | 123.4385 | 5.2281 | 7.087 | 9.4348 | 21.7499 | 15.0947 | 20.4617 | 27.2403 | 62.7967 | 0 | 1100
649_G_4 | SERC_Southeastern | Georgia | 13 | Burke | 33 | 649 | 4 | Vogtle | 10456 | 2023 | 9999 | Nuclear | [5 empty] | Non-Fossil | G | 2030 | Nuclear |  | 21.7968 | 29.5467 | 39.3351 | 90.6786 | 0 | 0 | 0 | 0 | 0 | 0 | 0 | 0 | 0 | 0 | 0 | 0 | 2084.619 | 2825.8169 | 3761.964 | 8672.4 | 0 | 0 | 0 | 0 | 0 | 0 | 0 | 0 | 0 | 0 | 0 | 0 | 0 | 0 | 0 | 0 | 0 | 0 | 0 | 0 | 122.0053 | 5.2281 | 7.087 | 9.4348 | 21.7499 | 15.0947 | 20.4617 | 27.2403 | 62.7967 | 0 | 1100
64975_G_628 | ISONE_MA, VT, NH, RI (Rest of ISO New England) | Vermont | 50 | Rutland | 21 | 64975 | 628 | Park St | 0 | 2014 | 9999 | Solar PV | [5 empty] | Non-Fossil | G | 2030 | Solar |  | 0 | 0 | 0 | 0 | 0 | 0 | 0 | 0 | 0 | 0 | 0 | 0 | 0 | 0 | 0 | 0 | 0.38979 | 0.82519 | 1.3617 | 2.5767 | 0 | 0 | 0 | 0 | 0 | 0 | 0 | 0 | 0 | 0 | 0 | 0 | 0 | 0 | 0 | 0 | 0 | 0 | 0 | 0 | 0.062933 | 0 | 0 | 0 | 0 | 0 | 0 | 0 | 0 | 0 | 1.8
65033_G_UNIT1 | WECC_Northern California (not including BANC) | California | 6 | Fresno | 19 | 65033 | UNIT1 | Kings River Syphon | 0 | 1990 | 9999 | Hydro | [5 empty] | Non-Fossil | G | 2030 | Hydro |  | 0 | 0 | 0 | 0 | 0 | 0 | 0 | 0 | 0 | 0 | 0 | 0 | 0 | 0 | 0 | 0 | 0.1008 | 0.1569 | 0.30771 | 0.56542 | 0 | 0 | 0 | 0 | 0 | 0 | 0 | 0 | 0 | 0 | 0 | 0 | 0 | 0 | 0 | 0 | 0 | 0 | 0 | 0 | 0.0031616 | 0.00014012 | 0.00021809 | 0.00042772 | 0.00078593 | 0 | 0 | 0 | 0 | 0 | 0.2
65033_G_UNIT2 | WECC_Northern California (not including BANC) | California | 6 | Fresno | 19 | 65033 | UNIT2 | Kings River Syphon | 0 | 1990 | 9999 | Hydro | [5 empty] | Non-Fossil | G | 2030 | Hydro |  | 0 | 0 | 0 | 0 | 0 | 0 | 0 | 0 | 0 | 0 | 0 | 0 | 0 | 0 | 0 | 0 | 0.1008 | 0.1569 | 0.30771 | 0.56542 | 0 | 0 | 0 | 0 | 0 | 0 | 0 | 0 | 0 | 0 | 0 | 0 | 0 | 0 | 0 | 0 | 0 | 0 | 0 | 0 | 0.0031616 | 0.00014012 | 0.00021809 | 0.00042772 | 0.00078593 | 0 | 0 | 0 | 0 | 0 | 0.2
65033_G_UNIT3 | WECC_Northern California (not including BANC) | California | 6 | Fresno | 19 | 65033 | UNIT3 | Kings River Syphon | 0 | 1990 | 9999 | Hydro | [5 empty] | Non-Fossil | G | 2030 | Hydro |  | 0 | 0 | 0 | 0 | 0 | 0 | 0 | 0 | 0 | 0 | 0 | 0 | 0 | 0 | 0 | 0 | 0.1008 | 0.1569 | 0.30771 | 0.56542 | 0 | 0 | 0 | 0 | 0 | 0 | 0 | 0 | 0 | 0 | 0 | 0 | 0 | 0 | 0 | 0 | 0 | 0 | 0 | 0 | 0.0031616 | 0.00014012 | 0.00021809 | 0.00042772 | 0.00078593 | 0 | 0 | 0 | 0 | 0 | 0.2
65033_G_UNIT4 | WECC_Northern California (not including BANC) | California | 6 | Fresno | 19 | 65033 | UNIT4 | Kings River Syphon | 0 | 1990 | 9999 | Hydro | [5 empty] | Non-Fossil | G | 2030 | Hydro |  | 0 | 0 | 0 | 0 | 0 | 0 | 0 | 0 | 0 | 0 | 0 | 0 | 0 | 0 | 0 | 0 | 0.1008 | 0.1569 | 0.30771 | 0.56542 | 0 | 0 | 0 | 0 | 0 | 0 | 0 | 0 | 0 | 0 | 0 | 0 | 0 | 0 | 0 | 0 | 0 | 0 | 0 | 0 | 0.0031616 | 0.00014012 | 0.00021809 | 0.00042772 | 0.00078593 | 0 | 0 | 0 | 0 | 0 | 0.2
6505_G_1 | WECC_Pacific Northwest | Oregon | 41 | Clackamas | 5 | 6505 | 1 | Oak Grove | 0 | 1924 | 9999 | Hydro | [5 empty] | Non-Fossil | G | 2030 | Hydro |  | 0 | 0 | 0 | 0 | 0 | 0 | 0 | 0 | 0 | 0 | 0 | 0 | 0 | 0 | 0 | 0 | 27.0853 | 32.6915 | 36.7184 | 96.4952 | 0 | 0 | 0 | 0 | 0 | 0 | 0 | 0 | 0 | 0 | 0 | 0 | 0 | 0 | 0 | 0 | 0 | 0 | 0 | 0 | 0.34778 | 0.037649 | 0.045441 | 0.051039 | 0.13413 | 0 | 0 | 0 | 0 | 0 | 22
6505_G_2 | WECC_Pacific Northwest | Oregon | 41 | Clackamas | 5 | 6505 | 2 | Oak Grove | 0 | 1931 | 9999 | Hydro | [5 empty] | Non-Fossil | G | 2030 | Hydro |  | 0 | 0 | 0 | 0 | 0 | 0 | 0 | 0 | 0 | 0 | 0 | 0 | 0 | 0 | 0 | 0 | 27.0853 | 32.6915 | 36.7184 | 96.4952 | 0 | 0 | 0 | 0 | 0 | 0 | 0 | 0 | 0 | 0 | 0 | 0 | 0 | 0 | 0 | 0 | 0 | 0 | 0 | 0 | 0.34778 | 0.037649 | 0.045441 | 0.051039 | 0.13413 | 0 | 0 | 0 | 0 | 0 | 22
6506_G_1 | WECC_Pacific Northwest | Idaho | 16 | Boundary | 21 | 6506 | 1 | Moyie Springs | 0 | 1941 | 9999 | Hydro | [5 empty] | Non-Fossil | G | 2030 | Hydro |  | 0 | 0 | 0 | 0 | 0 | 0 | 0 | 0 | 0 | 0 | 0 | 0 | 0 | 0 | 0 | 0 | 0.74503 | 1.3125 | 2.3374 | 4.3949 | 0 | 0 | 0 | 0 | 0 | 0 | 0 | 0 | 0 | 0 | 0 | 0 | 0 | 0 | 0 | 0 | 0 | 0 | 0 | 0 | 0.017389 | 0.0010356 | 0.0018243 | 0.003249 | 0.0061089 | 0 | 0 | 0 | 0 | 0 | 1.1
6506_G_2 | WECC_Pacific Northwest | Idaho | 16 | Boundary | 21 | 6506 | 2 | Moyie Springs | 0 | 1921 | 9999 | Hydro | [5 empty] | Non-Fossil | G | 2030 | Hydro |  | 0 | 0 | 0 | 0 | 0 | 0 | 0 | 0 | 0 | 0 | 0 | 0 | 0 | 0 | 0 | 0 | 0.27092 | 0.47726 | 0.84996 | 1.5981 | 0 | 0 | 0 | 0 | 0 | 0 | 0 | 0 | 0 | 0 | 0 | 0 | 0 | 0 | 0 | 0 | 0 | 0 | 0 | 0 | 0.0063233 | 0.00037658 | 0.00066338 | 0.0011814 | 0.0022214 | 0 | 0 | 0 | 0 | 0 | 0.4
6506_G_3 | WECC_Pacific Northwest | Idaho | 16 | Boundary | 21 | 6506 | 3 | Moyie Springs | 0 | 1950 | 9999 | Hydro | [5 empty] | Non-Fossil | G | 2030 | Hydro |  | 0 | 0 | 0 | 0 | 0 | 0 | 0 | 0 | 0 | 0 | 0 | 0 | 0 | 0 | 0 | 0 | 0.74503 | 1.3125 | 2.3374 | 4.3949 | 0 | 0 | 0 | 0 | 0 | 0 | 0 | 0 | 0 | 0 | 0 | 0 | 0 | 0 | 0 | 0 | 0 | 0 | 0 | 0 | 0.017389 | 0.0010356 | 0.0018243 | 0.003249 | 0.0061089 | 0 | 0 | 0 | 0 | 0 | 1.1
6506_G_4 | WECC_Pacific Northwest | Idaho | 16 | Boundary | 21 | 6506 | 4 | Moyie Springs | 0 | 1982 | 9999 | Hydro | [5 empty] | Non-Fossil | G | 2030 | Hydro |  | 0 | 0 | 0 | 0 | 0 | 0 | 0 | 0 | 0 | 0 | 0 | 0 | 0 | 0 | 0 | 0 | 1.1514 | 2.0283 | 3.6123 | 6.7921 | 0 | 0 | 0 | 0 | 0 | 0 | 0 | 0 | 0 | 0 | 0 | 0 | 0 | 0 | 0 | 0 | 0 | 0 | 0 | 0 | 0.026874 | 0.0016005 | 0.0028194 | 0.0050211 | 0.009441 | 0 | 0 | 0 | 0 | 0 | 1.7
6507_G_1 | WECC_Pacific Northwest | Washington | 53 | Yakima | 77 | 6507 | 1 | Drop 2 (WA) | 0 | 1942 | 9999 | Hydro | [5 empty] | Non-Fossil | G | 2030 | Hydro |  | 0 | 0 | 0 | 0 | 0 | 0 | 0 | 0 | 0 | 0 | 0 | 0 | 0 | 0 | 0 | 0 | 2.0048 | 2.4596 | 3.5783 | 8.0428 | 0 | 0 | 0 | 0 | 0 | 0 | 0 | 0 | 0 | 0 | 0 | 0 | 0 | 0 | 0 | 0 | 0 | 0 | 0 | 0 | 0.033197 | 0.0027867 | 0.0034188 | 0.0049739 | 0.011179 | 0 | 0 | 0 | 0 | 0 | 2.1
6513_G_1 | WECC_Northern Nevada | Nevada | 32 | Washoe | 31 | 6513 | 1 | Fleish | 0 | 1914 | 9999 | Hydro | [5 empty] | Non-Fossil | G | 2030 | Hydro |  | 0 | 0 | 0 | 0 | 0 | 0 | 0 | 0 | 0 | 0 | 0 | 0 | 0 | 0 | 0 | 0 | 2.292 | 3.8547 | 5.492 | 11.6386 | 0 | 0 | 0 | 0 | 0 | 0 | 0 | 0 | 0 | 0 | 0 | 0 | 0 | 0 | 0 | 0 | 0 | 0 | 0 | 0 | 0.039521 | 0.0031858 | 0.005358 | 0.0076338 | 0.016178 | 0 | 0 | 0 | 0 | 0 | 2.5
65135_G_288 | ISONE_MA, VT, NH, RI (Rest of ISO New England) | Vermont | 50 | Washington | 23 | 65135 | 288 | ER Bone Hill Solar, LLC | 0 | 2022 | 9999 | Solar PV | [5 empty] | Non-Fossil | G | 2030 | Solar |  | 0 | 0 | 0 | 0 | 0 | 0 | 0 | 0 | 0 | 0 | 0 | 0 | 0 | 0 | 0 | 0 | 0.25986 | 0.55013 | 0.90782 | 1.7178 | 0 | 0 | 0 | 0 | 0 | 0 | 0 | 0 | 0 | 0 | 0 | 0 | 0 | 0 | 0 | 0 | 0 | 0 | 0 | 0 | 0.041955 | 0 | 0 | 0 | 0 | 0 | 0 | 0 | 0 | 0 | 1.2
6515_G_GT1 | WECC_Arizona | Arizona | 4 | Santa Cruz | 23 | 6515 | GT1 | Valencia | 25000 | 1989 | 9999 | Combustion Turbine | [5 empty] | Fossil | G | 2030 | Oil |  | 0 | 0 | 0 | 0 | 0 | 0 | 0 | 0 | 0 | 0 | 0 | 0 | 0 | 0 | 0 | 0 | 0 | 0 | 0 | 0 | 0 | 0 | 0 | 0 | 0 | 0 | 0 | 0 | 0 | 0 | 0 | 0 | 0 | 0 | 0 | 0 | 0 | 0 | 0 | 0 | 0.63588 | 0 | 0 | 0 | 0 | 0 | 0 | 0 | 0 | 0 | 13.5
6515_G_GT2 | WECC_Arizona | Arizona | 4 | Santa Cruz | 23 | 6515 | GT2 | Valencia | 25000 | 1989 | 9999 | Combustion Turbine | [5 empty] | Fossil | G | 2030 | Oil |  | 0 | 0 | 0 | 0 | 0 | 0 | 0 | 0 | 0 | 0 | 0 | 0 | 0 | 0 | 0 | 0 | 0 | 0 | 0 | 0 | 0 | 0 | 0 | 0 | 0 | 0 | 0 | 0 | 0 | 0 | 0 | 0 | 0 | 0 | 0 | 0 | 0 | 0 | 0 | 0 | 0.63588 | 0 | 0 | 0 | 0 | 0 | 0 | 0 | 0 | 0 | 13.5
6515_G_GT3 | WECC_Arizona | Arizona | 4 | Santa Cruz | 23 | 6515 | GT3 | Valencia | 25000 | 1989 | 9999 | Combustion Turbine | [5 empty] | Fossil | G | 2030 | Oil |  | 0 | 0 | 0 | 0 | 0 | 0 | 0 | 0 | 0 | 0 | 0 | 0 | 0 | 0 | 0 | 0 | 0 | 0 | 0 | 0 | 0 | 0 | 0 | 0 | 0 | 0 | 0 | 0 | 0 | 0 | 0 | 0 | 0 | 0 | 0 | 0 | 0 | 0 | 0 | 0 | 0.63588 | 0 | 0 | 0 | 0 | 0 | 0 | 0 | 0 | 0 | 13.5
6515_G_GT4 | WECC_Arizona | Arizona | 4 | Santa Cruz | 23 | 6515 | GT4 | Valencia | 15616 | 2006 | 9999 | Combustion Turbine | [5 empty] | Fossil | G | 2030 | Oil |  | 0 | 0 | 0 | 0 | 0 | 0 | 0 | 0 | 0 | 0 | 0 | 0 | 0 | 0 | 0 | 0 | 0 | 0 | 0 | 0 | 0 | 0 | 0 | 0 | 0 | 0 | 0 | 0 | 0 | 0 | 0 | 0 | 0 | 0 | 0 | 0 | 0 | 0 | 0 | 0 | 0.93263 | 0 | 0 | 0 | 0 | 0 | 0 | 0 | 0 | 0 | 19.8
6516_G_IC1A | WECC_Colorado | Colorado | 8 | Otero | 89 | 6516 | IC1A | Rocky Ford | 12283 | 1964 | 9999 | Combustion Turbine | [5 empty] | Fossil | G | 2030 | Oil |  | 0 | 0 | 0 | 0 | 0 | 0 | 0 | 0 | 0 | 0 | 0 | 0 | 0 | 0 | 0 | 0 | 0 | 0 | 0 | 0 | 0 | 0 | 0 | 0 | 0 | 0 | 0 | 0 | 0 | 0 | 0 | 0 | 0 | 0 | 0 | 0 | 0 | 0 | 0 | 0 | 0.094402 | 0 | 0 | 0 | 0 | 0 | 0 | 0 | 0 | 0 | 2
6516_G_IC2 | WECC_Colorado | Colorado | 8 | Otero | 89 | 6516 | IC2 | Rocky Ford | 12283 | 1964 | 9999 | Combustion Turbine | [5 empty] | Fossil | G | 2030 | Oil |  | 0 | 0 | 0 | 0 | 0 | 0 | 0 | 0 | 0 | 0 | 0 | 0 | 0 | 0 | 0 | 0 | 0 | 0 | 0 | 0 | 0 | 0 | 0 | 0 | 0 | 0 | 0 | 0 | 0 | 0 | 0 | 0 | 0 | 0 | 0 | 0 | 0 | 0 | 0 | 0 | 0.094402 | 0 | 0 | 0 | 0 | 0 | 0 | 0 | 0 | 0 | 2
6516_G_IC3 | WECC_Colorado | Colorado | 8 | Otero | 89 | 6516 | IC3 | Rocky Ford | 12283 | 1964 | 9999 | Combustion Turbine | [5 empty] | Fossil | G | 2030 | Oil |  | 0 | 0 | 0 | 0 | 0 | 0 | 0 | 0 | 0 | 0 | 0 | 0 | 0 | 0 | 0 | 0 | 0 | 0 | 0 | 0 | 0 | 0 | 0 | 0 | 0 | 0 | 0 | 0 | 0 | 0 | 0 | 0 | 0 | 0 | 0 | 0 | 0 | 0 | 0 | 0 | 0.094402 | 0 | 0 | 0 | 0 | 0 | 0 | 0 | 0 | 0 | 2
6516_G_IC4 | WECC_Colorado | Colorado | 8 | Otero | 89 | 6516 | IC4 | Rocky Ford | 12283 | 1964 | 9999 | Combustion Turbine | [5 empty] | Fossil | G | 2030 | Oil |  | 0 | 0 | 0 | 0 | 0 | 0 | 0 | 0 | 0 | 0 | 0 | 0 | 0 | 0 | 0 | 0 | 0 | 0 | 0 | 0 | 0 | 0 | 0 | 0 | 0 | 0 | 0 | 0 | 0 | 0 | 0 | 0 | 0 | 0 | 0 | 0 | 0 | 0 | 0 | 0 | 0.094402 | 0 | 0 | 0 | 0 | 0 | 0 | 0 | 0 | 0 | 2
6516_G_IC5 | WECC_Colorado | Colorado | 8 | Otero | 89 | 6516 | IC5 | Rocky Ford | 12283 | 1964 | 9999 | Combustion Turbine | [5 empty] | Fossil | G | 2030 | Oil |  | 0 | 0 | 0 | 0 | 0 | 0 | 0 | 0 | 0 | 0 | 0 | 0 | 0 | 0 | 0 | 0 | 0 | 0 | 0 | 0 | 0 | 0 | 0 | 0 | 0 | 0 | 0 | 0 | 0 | 0 | 0 | 0 | 0 | 0 | 0 | 0 | 0 | 0 | 0 | 0 | 0.094402 | 0 | 0 | 0 | 0 | 0 | 0 | 0 | 0 | 0 | 2
65166_G_287 | ISONE_MA, VT, NH, RI (Rest of ISO New England) | Vermont | 50 | Caledonia | 5 | 65166 | 287 | ER Center Road Solar, LLC | 0 | 2022 | 9999 | Solar PV | [5 empty] | Non-Fossil | G | 2030 | Solar |  | 0 | 0 | 0 | 0 | 0 | 0 | 0 | 0 | 0 | 0 | 0 | 0 | 0 | 0 | 0 | 0 | 0.45476 | 0.96272 | 1.5887 | 3.0062 | 0 | 0 | 0 | 0 | 0 | 0 | 0 | 0 | 0 | 0 | 0 | 0 | 0 | 0 | 0 | 0 | 0 | 0 | 0 | 0 | 0.073422 | 0 | 0 | 0 | 0 | 0 | 0 | 0 | 0 | 0 | 2.1
6517_G_1 | SERC_VACAR | South Carolina | 45 | Pickens | 77 | 6517 | 1 | Keowee | 0 | 1971 | 9999 | Hydro | [5 empty] | Non-Fossil | G | 2030 | Hydro |  | 0 | 0 | 0 | 0 | 0 | 0 | 0 | 0 | 0 | 0 | 0 | 0 | 0 | 0 | 0 | 0 | 33.9791 | 36.0061 | 37.5726 | 107.5578 | 0 | 0 | 0 | 0 | 0 | 0 | 0 | 0 | 0 | 0 | 0 | 0 | 0 | 0 | 0 | 0 | 0 | 0 | 0 | 0 | 1.2014 | 0.047231 | 0.050049 | 0.052226 | 0.14951 | 0 | 0 | 0 | 0 | 0 | 76
6517_G_2 | SERC_VACAR | South Carolina | 45 | Pickens | 77 | 6517 | 2 | Keowee | 0 | 1971 | 9999 | Hydro | [5 empty] | Non-Fossil | G | 2030 | Hydro |  | 0 | 0 | 0 | 0 | 0 | 0 | 0 | 0 | 0 | 0 | 0 | 0 | 0 | 0 | 0 | 0 | 33.9791 | 36.0061 | 37.5726 | 107.5578 | 0 | 0 | 0 | 0 | 0 | 0 | 0 | 0 | 0 | 0 | 0 | 0 | 0 | 0 | 0 | 0 | 0 | 0 | 0 | 0 | 1.2014 | 0.047231 | 0.050049 | 0.052226 | 0.14951 | 0 | 0 | 0 | 0 | 0 | 76
6518_G_KB1 | WECC_Northern Nevada | California | 6 | Placer | 61 | 6518 | KB1 | Kings Beach | 11731 | 2008 | 9999 | Combustion Turbine | [5 empty] | Fossil | G | 2030 | Oil |  | 0 | 0 | 0 | 0 | 0 | 0 | 0 | 0 | 0 | 0 | 0 | 0 | 0 | 0 | 0 | 0 | 0 | 0 | 0 | 0 | 0 | 0 | 0 | 0 | 0 | 0 | 0 | 0 | 0 | 0 | 0 | 0 | 0 | 0 | 0 | 0 | 0 | 0 | 0 | 0 | 0.03945 | 0 | 0 | 0 | 0 | 0 | 0 | 0 | 0 | 0 | 2
6518_G_KB2 | WECC_Northern Nevada | California | 6 | Placer | 61 | 6518 | KB2 | Kings Beach | 11940 | 2008 | 9999 | Combustion Turbine | [5 empty] | Fossil | G | 2030 | Oil |  | 0 | 0 | 0 | 0 | 0 | 0 | 0 | 0 | 0 | 0 | 0 | 0 | 0 | 0 | 0 | 0 | 0 | 0 | 0 | 0 | 0 | 0 | 0 | 0 | 0 | 0 | 0 | 0 | 0 | 0 | 0 | 0 | 0 | 0 | 0 | 0 | 0 | 0 | 0 | 0 | 0.03945 | 0 | 0 | 0 | 0 | 0 | 0 | 0 | 0 | 0 | 2
6518_G_KB3 | WECC_Northern Nevada | California | 6 | Placer | 61 | 6518 | KB3 | Kings Beach | 11940 | 2008 | 9999 | Combustion Turbine | [5 empty] | Fossil | G | 2030 | Oil |  | 0 | 0 | 0 | 0 | 0 | 0 | 0 | 0 | 0 | 0 | 0 | 0 | 0 | 0 | 0 | 0 | 0 | 0 | 0 | 0 | 0 | 0 | 0 | 0 | 0 | 0 | 0 | 0 | 0 | 0 | 0 | 0 | 0 | 0 | 0 | 0 | 0 | 0 | 0 | 0 | 0.03945 | 0 | 0 | 0 | 0 | 0 | 0 | 0 | 0 | 0 | 2
6518_G_KB4 | WECC_Northern Nevada | California | 6 | Placer | 61 | 6518 | KB4 | Kings Beach | 11940 | 2008 | 9999 | Combustion Turbine | [5 empty] | Fossil | G | 2030 | Oil |  | 0 | 0 | 0 | 0 | 0 | 0 | 0 | 0 | 0 | 0 | 0 | 0 | 0 | 0 | 0 | 0 | 0 | 0 | 0 | 0 | 0 | 0 | 0 | 0 | 0 | 0 | 0 | 0 | 0 | 0 | 0 | 0 | 0 | 0 | 0 | 0 | 0 | 0 | 0 | 0 | 0.03945 | 0 | 0 | 0 | 0 | 0 | 0 | 0 | 0 | 0 | 2
6518_G_KB5 | WECC_Northern Nevada | California | 6 | Placer | 61 | 6518 | KB5 | Kings Beach | 11940 | 2008 | 9999 | Combustion Turbine | [5 empty] | Fossil | G | 2030 | Oil |  | 0 | 0 | 0 | 0 | 0 | 0 | 0 | 0 | 0 | 0 | 0 | 0 | 0 | 0 | 0 | 0 | 0 | 0 | 0 | 0 | 0 | 0 | 0 | 0 | 0 | 0 | 0 | 0 | 0 | 0 | 0 | 0 | 0 | 0 | 0 | 0 | 0 | 0 | 0 | 0 | 0.03945 | 0 | 0 | 0 | 0 | 0 | 0 | 0 | 0 | 0 | 2
6518_G_KB6 | WECC_Northern Nevada | California | 6 | Placer | 61 | 6518 | KB6 | Kings Beach | 11940 | 2008 | 9999 | Combustion Turbine | [5 empty] | Fossil | G | 2030 | Oil |  | 0 | 0 | 0 | 0 | 0 | 0 | 0 | 0 | 0 | 0 | 0 | 0 | 0 | 0 | 0 | 0 | 0 | 0 | 0 | 0 | 0 | 0 | 0 | 0 | 0 | 0 | 0 | 0 | 0 | 0 | 0 | 0 | 0 | 0 | 0 | 0 | 0 | 0 | 0 | 0 | 0.03945 | 0 | 0 | 0 | 0 | 0 | 0 | 0 | 0 | 0 | 2
6519_G_1 | ISONE_MA, VT, NH, RI (Rest of ISO New England) | Vermont | 50 | Addison | 1 | 6519 | 1 | Vergennes 9 | 0 | 1912 | 9999 | Hydro | [5 empty] | Non-Fossil | G | 2030 | Hydro |  | 0 | 0 | 0 | 0 | 0 | 0 | 0 | 0 | 0 | 0 | 0 | 0 | 0 | 0 | 0 | 0 | 0.74132 | 1.0562 | 1.0437 | 2.8412 | 0 | 0 | 0 | 0 | 0 | 0 | 0 | 0 | 0 | 0 | 0 | 0 | 0 | 0 | 0 | 0 | 0 | 0 | 0 | 0 | 0.011066 | 0.0010304 | 0.0014681 | 0.0014508 | 0.0039493 | 0 | 0 | 0 | 0 | 0 | 0.7
6519_G_2 | ISONE_MA, VT, NH, RI (Rest of ISO New England) | Vermont | 50 | Addison | 1 | 6519 | 2 | Vergennes 9 | 0 | 1912 | 9999 | Hydro | [5 empty] | Non-Fossil | G | 2030 | Hydro |  | 0 | 0 | 0 | 0 | 0 | 0 | 0 | 0 | 0 | 0 | 0 | 0 | 0 | 0 | 0 | 0 | 0.74132 | 1.0562 | 1.0437 | 2.8412 | 0 | 0 | 0 | 0 | 0 | 0 | 0 | 0 | 0 | 0 | 0 | 0 | 0 | 0 | 0 | 0 | 0 | 0 | 0 | 0 | 0.011066 | 0.0010304 | 0.0014681 | 0.0014508 | 0.0039493 | 0 | 0 | 0 | 0 | 0 | 0.7
6519_G_4 | ISONE_MA, VT, NH, RI (Rest of ISO New England) | Vermont | 50 | Addison | 1 | 6519 | 4 | Vergennes 9 | 0 | 1943 | 9999 | Hydro | [5 empty] | Non-Fossil | G | 2030 | Hydro |  | 0 | 0 | 0 | 0 | 0 | 0 | 0 | 0 | 0 | 0 | 0 | 0 | 0 | 0 | 0 | 0 | 1.059 | 1.5088 | 1.4911 | 4.0589 | 0 | 0 | 0 | 0 | 0 | 0 | 0 | 0 | 0 | 0 | 0 | 0 | 0 | 0 | 0 | 0 | 0 | 0 | 0 | 0 | 0.015808 | 0.0014721 | 0.0020972 | 0.0020726 | 0.0056418 | 0 | 0 | 0 | 0 | 0 | 1
6519_G_5 | ISONE_MA, VT, NH, RI (Rest of ISO New England) | Vermont | 50 | Addison | 1 | 6519 | 5 | Vergennes 9 | 10745 | 1963 | 9999 | Combustion Turbine | [5 empty] | Fossil | G | 2030 | Oil |  | 0 | 0 | 0 | 0 | 0 | 0 | 0 | 0 | 0 | 0 | 0 | 0 | 0 | 0 | 0 | 0 | 0 | 0 | 0 | 0 | 0 | 0 | 0 | 0 | 0 | 0 | 0 | 0 | 0 | 0 | 0 | 0 | 0 | 0 | 0 | 0 | 0 | 0 | 0 | 0 | 0.090324 | 0 | 0 | 0 | 0 | 0 | 0 | 0 | 0 | 0 | 2
6519_G_6 | ISONE_MA, VT, NH, RI (Rest of ISO New England) | Vermont | 50 | Addison | 1 | 6519 | 6 | Vergennes 9 | 10745 | 1964 | 9999 | Combustion Turbine | [5 empty] | Fossil | G | 2030 | Oil |  | 0 | 0 | 0 | 0 | 0 | 0 | 0 | 0 | 0 | 0 | 0 | 0 | 0 | 0 | 0 | 0 | 0 | 0 | 0 | 0 | 0 | 0 | 0 | 0 | 0 | 0 | 0 | 0 | 0 | 0 | 0 | 0 | 0 | 0 | 0 | 0 | 0 | 0 | 0 | 0 | 0.090324 | 0 | 0 | 0 | 0 | 0 | 0 | 0 | 0 | 0 | 2
6520_G_1 | ISONE_MA, VT, NH, RI (Rest of ISO New England) | Vermont | 50 | Washington | 23 | 6520 | 1 | Waterbury 22 | 0 | 1953 | 9999 | Hydro | [5 empty] | Non-Fossil | G | 2030 | Hydro |  | 0 | 0 | 0 | 0 | 0 | 0 | 0 | 0 | 0 | 0 | 0 | 0 | 0 | 0 | 0 | 0 | 5.1081 | 7.2763 | 7.2468 | 19.6312 | 0 | 0 | 0 | 0 | 0 | 0 | 0 | 0 | 0 | 0 | 0 | 0 | 0 | 0 | 0 | 0 | 0 | 0 | 0 | 0 | 0.079041 | 0.0071003 | 0.010114 | 0.010073 | 0.027287 | 0 | 0 | 0 | 0 | 0 | 5
6521_G_1 | WECC_Northern Nevada | Nevada | 32 | Churchill | 1 | 6521 | 1 | Lahontan | 0 | 1911 | 9999 | Hydro | [5 empty] | Non-Fossil | G | 2030 | Hydro |  | 0 | 0 | 0 | 0 | 0 | 0 | 0 | 0 | 0 | 0 | 0 | 0 | 0 | 0 | 0 | 0 | 0.55007 | 0.92513 | 1.3181 | 2.7933 | 0 | 0 | 0 | 0 | 0 | 0 | 0 | 0 | 0 | 0 | 0 | 0 | 0 | 0 | 0 | 0 | 0 | 0 | 0 | 0 | 0.0094849 | 0.0007646 | 0.0012859 | 0.0018321 | 0.0038826 | 0 | 0 | 0 | 0 | 0 | 0.6
6521_G_2 | WECC_Northern Nevada | Nevada | 32 | Churchill | 1 | 6521 | 2 | Lahontan | 0 | 1911 | 9999 | Hydro | [5 empty] | Non-Fossil | G | 2030 | Hydro |  | 0 | 0 | 0 | 0 | 0 | 0 | 0 | 0 | 0 | 0 | 0 | 0 | 0 | 0 | 0 | 0 | 0.55007 | 0.92513 | 1.3181 | 2.7933 | 0 | 0 | 0 | 0 | 0 | 0 | 0 | 0 | 0 | 0 | 0 | 0 | 0 | 0 | 0 | 0 | 0 | 0 | 0 | 0 | 0.0094849 | 0.0007646 | 0.0012859 | 0.0018321 | 0.0038826 | 0 | 0 | 0 | 0 | 0 | 0.6
6521_G_3 | WECC_Northern Nevada | Nevada | 32 | Churchill | 1 | 6521 | 3 | Lahontan | 0 | 1911 | 9999 | Hydro | [5 empty] | Non-Fossil | G | 2030 | Hydro |  | 0 | 0 | 0 | 0 | 0 | 0 | 0 | 0 | 0 | 0 | 0 | 0 | 0 | 0 | 0 | 0 | 0.55007 | 0.92513 | 1.3181 | 2.7933 | 0 | 0 | 0 | 0 | 0 | 0 | 0 | 0 | 0 | 0 | 0 | 0 | 0 | 0 | 0 | 0 | 0 | 0 | 0 | 0 | 0.0094849 | 0.0007646 | 0.0012859 | 0.0018321 | 0.0038826 | 0 | 0 | 0 | 0 | 0 | 0.6
65214_G_GCHOS | PJM_ATSI | Pennsylvania | 42 | Beaver | 7 | 65214 | GCHOS | Gaucho Solar | 0 | 2022 | 9999 | Solar PV | [5 empty] | Non-Fossil | G | 2030 | Solar |  | 0 | 0 | 0 | 0 | 0 | 0 | 0 | 0 | 0 | 0 | 0 | 0 | 0 | 0 | 0 | 0 | 3.4771 | 7.1724 | 12.0851 | 22.7346 | 0 | 0 | 0 | 0 | 0 | 0 | 0 | 0 | 0 | 0 | 0 | 0 | 0 | 0 | 0 | 0 | 0 | 0 | 0 | 0 | 0.63197 | 0 | 0 | 0 | 0 | 0 | 0 | 0 | 0 | 0 | 20
6522_G_1 | PJM_EMAAC | New Jersey | 34 | Warren | 41 | 6522 | 1 | Yards Creek | 0 | 1965 | 9999 | Pumped Storage | [5 empty] | Non-Fossil | G | 2030 | Pumps |  | 0 | 0 | 0 | 0 | 0 | 0 | 0 | 0 | 0 | 0 | 0 | 0 | 0 | 0 | 0 | 0 | 10.9045 | 16.5063 | 38.8148 | 66.2255 | 0 | 0 | 0 | 0 | 0 | 0 | 0 | 0 | 0 | 0 | 0 | 0 | 0 | 0 | 0 | 0 | 0 | 0 | 0 | 0 | 2.5599 | 0.00016571 | 0.00025084 | 0.00058986 | 0.0010064 | 0 | 0 | 0 | 0 | 0 | 140
6522_G_2 | PJM_EMAAC | New Jersey | 34 | Warren | 41 | 6522 | 2 | Yards Creek | 0 | 1965 | 9999 | Pumped Storage | [5 empty] | Non-Fossil | G | 2030 | Pumps |  | 0 | 0 | 0 | 0 | 0 | 0 | 0 | 0 | 0 | 0 | 0 | 0 | 0 | 0 | 0 | 0 | 10.9045 | 16.5063 | 38.8148 | 66.2255 | 0 | 0 | 0 | 0 | 0 | 0 | 0 | 0 | 0 | 0 | 0 | 0 | 0 | 0 | 0 | 0 | 0 | 0 | 0 | 0 | 2.5599 | 0.00016571 | 0.00025084 | 0.00058986 | 0.0010064 | 0 | 0 | 0 | 0 | 0 | 140
6522_G_3 | PJM_EMAAC | New Jersey | 34 | Warren | 41 | 6522 | 3 | Yards Creek | 0 | 1965 | 9999 | Pumped Storage | [5 empty] | Non-Fossil | G | 2030 | Pumps |  | 0 | 0 | 0 | 0 | 0 | 0 | 0 | 0 | 0 | 0 | 0 | 0 | 0 | 0 | 0 | 0 | 10.9045 | 16.5063 | 38.8148 | 66.2255 | 0 | 0 | 0 | 0 | 0 | 0 | 0 | 0 | 0 | 0 | 0 | 0 | 0 | 0 | 0 | 0 | 0 | 0 | 0 | 0 | 2.5599 | 0.00016571 | 0.00025084 | 0.00058986 | 0.0010064 | 0 | 0 | 0 | 0 | 0 | 140
6526_G_1 | NY_Zone D (North) | New York | 36 | Clinton | 19 | 6526 | 1 | Rainbow Falls Auscble | 0 | 1926 | 9999 | Hydro | [5 empty] | Non-Fossil | G | 2030 | Hydro |  | 0 | 0 | 0 | 0 | 0 | 0 | 0 | 0 | 0 | 0 | 0 | 0 | 0 | 0 | 0 | 0 | 1.3823 | 1.8668 | 2.2974 | 5.5466 | 0 | 0 | 0 | 0 | 0 | 0 | 0 | 0 | 0 | 0 | 0 | 0 | 0 | 0 | 0 | 0 | 0 | 0 | 0 | 0 | 0.020551 | 0.0019214 | 0.0025949 | 0.0031934 | 0.0077098 | 0 | 0 | 0 | 0 | 0 | 1.3
6526_G_2 | NY_Zone D (North) | New York | 36 | Clinton | 19 | 6526 | 2 | Rainbow Falls Auscble | 0 | 1927 | 9999 | Hydro | [5 empty] | Non-Fossil | G | 2030 | Hydro |  | 0 | 0 | 0 | 0 | 0 | 0 | 0 | 0 | 0 | 0 | 0 | 0 | 0 | 0 | 0 | 0 | 1.3823 | 1.8668 | 2.2974 | 5.5466 | 0 | 0 | 0 | 0 | 0 | 0 | 0 | 0 | 0 | 0 | 0 | 0 | 0 | 0 | 0 | 0 | 0 | 0 | 0 | 0 | 0.020551 | 0.0019214 | 0.0025949 | 0.0031934 | 0.0077098 | 0 | 0 | 0 | 0 | 0 | 1.3
6527_G_1 | NY_Zone F (Capital) | New York | 36 | Saratoga | 91 | 6527 | 1 | E J West | 0 | 1930 | 9999 | Hydro | [5 empty] | Non-Fossil | G | 2030 | Hydro |  | 0 | 0 | 0 | 0 | 0 | 0 | 0 | 0 | 0 | 0 | 0 | 0 | 0 | 0 | 0 | 0 | 11.3422 | 15.2585 | 17.5491 | 44.1499 | 0 | 0 | 0 | 0 | 0 | 0 | 0 | 0 | 0 | 0 | 0 | 0 | 0 | 0 | 0 | 0 | 0 | 0 | 0 | 0 | 0.16124 | 0.015766 | 0.021209 | 0.024393 | 0.061368 | 0 | 0 | 0 | 0 | 0 | 10.2
6527_G_2 | NY_Zone F (Capital) | New York | 36 | Saratoga | 91 | 6527 | 2 | E J West | 0 | 1930 | 9999 | Hydro | [5 empty] | Non-Fossil | G | 2030 | Hydro |  | 0 | 0 | 0 | 0 | 0 | 0 | 0 | 0 | 0 | 0 | 0 | 0 | 0 | 0 | 0 | 0 | 11.5646 | 15.5577 | 17.8933 | 45.0156 | 0 | 0 | 0 | 0 | 0 | 0 | 0 | 0 | 0 | 0 | 0 | 0 | 0 | 0 | 0 | 0 | 0 | 0 | 0 | 0 | 0.16441 | 0.016075 | 0.021625 | 0.024872 | 0.062572 | 0 | 0 | 0 | 0 | 0 | 10.4
6529_G_GEN1 | ISONE_MA, VT, NH, RI (Rest of ISO New England) | Vermont | 50 | Bennington | 3 | 6529 | GEN1 | Searsburg | 0 | 1922 | 9999 | Hydro | [5 empty] | Non-Fossil | G | 2030 | Hydro |  | 0 | 0 | 0 | 0 | 0 | 0 | 0 | 0 | 0 | 0 | 0 | 0 | 0 | 0 | 0 | 0 | 4.5973 | 6.5487 | 6.5221 | 17.6681 | 0 | 0 | 0 | 0 | 0 | 0 | 0 | 0 | 0 | 0 | 0 | 0 | 0 | 0 | 0 | 0 | 0 | 0 | 0 | 0 | 0.071137 | 0.0063903 | 0.0091027 | 0.0090657 | 0.024559 | 0 | 0 | 0 | 0 | 0 | 4.5
6531_G_1 | WECC_Northern Nevada | Nevada | 32 | Washoe | 31 | 6531 | 1 | Verdi | 0 | 1911 | 9999 | Hydro | [5 empty] | Non-Fossil | G | 2030 | Hydro |  | 0 | 0 | 0 | 0 | 0 | 0 | 0 | 0 | 0 | 0 | 0 | 0 | 0 | 0 | 0 | 0 | 1.9253 | 3.2379 | 4.6132 | 9.7764 | 0 | 0 | 0 | 0 | 0 | 0 | 0 | 0 | 0 | 0 | 0 | 0 | 0 | 0 | 0 | 0 | 0 | 0 | 0 | 0 | 0.033197 | 0.0026761 | 0.0045007 | 0.0064124 | 0.013589 | 0 | 0 | 0 | 0 | 0 | 2.1
65311_G_CDCRK | WECC_Idaho | Idaho | 16 | Bingham | 11 | 65311 | CDCRK | Cedar Creek Wind, LLC | 0 | 2023 | 9999 | Onshore Wind | [5 empty] | Non-Fossil | G | 2030 | Wind |  | 0 | 0 | 0 | 0 | 0 | 0 | 0 | 0 | 0 | 0 | 0 | 0 | 0 | 0 | 0 | 0 | 109.9613 | 161.5618 | 150.6991 | 422.2222 | 0 | 0 | 0 | 0 | 0 | 0 | 0 | 0 | 0 | 0 | 0 | 0 | 0 | 0 | 0 | 0 | 0 | 0 | 0 | 0 | 6.6784 | 0 | 0 | 0 | 0 | 0 | 0 | 0 | 0 | 0 | 160
6532_G_1 | WECC_Northern Nevada | Nevada | 32 | Washoe | 31 | 6532 | 1 | Washoe | 0 | 1904 | 9999 | Hydro | [5 empty] | Non-Fossil | G | 2030 | Hydro |  | 0 | 0 | 0 | 0 | 0 | 0 | 0 | 0 | 0 | 0 | 0 | 0 | 0 | 0 | 0 | 0 | 0.82511 | 1.3877 | 1.9771 | 4.1899 | 0 | 0 | 0 | 0 | 0 | 0 | 0 | 0 | 0 | 0 | 0 | 0 | 0 | 0 | 0 | 0 | 0 | 0 | 0 | 0 | 0.014227 | 0.0011469 | 0.0019289 | 0.0027482 | 0.005824 | 0 | 0 | 0 | 0 | 0 | 0.9
6532_G_2 | WECC_Northern Nevada | Nevada | 32 | Washoe | 31 | 6532 | 2 | Washoe | 0 | 1904 | 9999 | Hydro | [5 empty] | Non-Fossil | G | 2030 | Hydro |  | 0 | 0 | 0 | 0 | 0 | 0 | 0 | 0 | 0 | 0 | 0 | 0 | 0 | 0 | 0 | 0 | 0.82511 | 1.3877 | 1.9771 | 4.1899 | 0 | 0 | 0 | 0 | 0 | 0 | 0 | 0 | 0 | 0 | 0 | 0 | 0 | 0 | 0 | 0 | 0 | 0 | 0 | 0 | 0.014227 | 0.0011469 | 0.0019289 | 0.0027482 | 0.005824 | 0 | 0 | 0 | 0 | 0 | 0.9
6537_G_1 | WECC_Utah | Utah | 49 | Salt Lake | 35 | 6537 | 1 | Little Cottonwood | 0 | 1983 | 9999 | Hydro | [5 empty] | Non-Fossil | G | 2030 | Hydro |  | 0 | 0 | 0 | 0 | 0 | 0 | 0 | 0 | 0 | 0 | 0 | 0 | 0 | 0 | 0 | 0 | 1.6873 | 2.4061 | 3.744 | 7.8374 | 0 | 0 | 0 | 0 | 0 | 0 | 0 | 0 | 0 | 0 | 0 | 0 | 0 | 0 | 0 | 0 | 0 | 0 | 0 | 0 | 0.03794 | 0.0023454 | 0.0033445 | 0.0052041 | 0.010894 | 0 | 0 | 0 | 0 | 0 | 2.4
6537_G_2 | WECC_Utah | Utah | 49 | Salt Lake | 35 | 6537 | 2 | Little Cottonwood | 0 | 1983 | 9999 | Hydro | [5 empty] | Non-Fossil | G | 2030 | Hydro |  | 0 | 0 | 0 | 0 | 0 | 0 | 0 | 0 | 0 | 0 | 0 | 0 | 0 | 0 | 0 | 0 | 1.6873 | 2.4061 | 3.744 | 7.8374 | 0 | 0 | 0 | 0 | 0 | 0 | 0 | 0 | 0 | 0 | 0 | 0 | 0 | 0 | 0 | 0 | 0 | 0 | 0 | 0 | 0.03794 | 0.0023454 | 0.0033445 | 0.0052041 | 0.010894 | 0 | 0 | 0 | 0 | 0 | 2.4
6543_G_1 | PJM_AP | West Virginia | 54 | Jefferson | 37 | 6543 | 1 | Dam No. 4 Hydro Station | 0 | 1909 | 9999 | Hydro | [5 empty] | Non-Fossil | G | 2030 | Hydro |  | 0 | 0 | 0 | 0 | 0 | 0 | 0 | 0 | 0 | 0 | 0 | 0 | 0 | 0 | 0 | 0 | 0.61035 | 0.8079 | 0.89668 | 2.3149 | 0 | 0 | 0 | 0 | 0 | 0 | 0 | 0 | 0 | 0 | 0 | 0 | 0 | 0 | 0 | 0 | 0 | 0 | 0 | 0 | 0.0079041 | 0.00084839 | 0.001123 | 0.0012464 | 0.0032178 | 0 | 0 | 0 | 0 | 0 | 0.5
6543_G_2 | PJM_AP | West Virginia | 54 | Jefferson | 37 | 6543 | 2 | Dam No. 4 Hydro Station | 0 | 1909 | 9999 | Hydro | [5 empty] | Non-Fossil | G | 2030 | Hydro |  | 0 | 0 | 0 | 0 | 0 | 0 | 0 | 0 | 0 | 0 | 0 | 0 | 0 | 0 | 0 | 0 | 0.61035 | 0.8079 | 0.89668 | 2.3149 | 0 | 0 | 0 | 0 | 0 | 0 | 0 | 0 | 0 | 0 | 0 | 0 | 0 | 0 | 0 | 0 | 0 | 0 | 0 | 0 | 0.0079041 | 0.00084839 | 0.001123 | 0.0012464 | 0.0032178 | 0 | 0 | 0 | 0 | 0 | 0.5
6543_G_3 | PJM_AP | West Virginia | 54 | Jefferson | 37 | 6543 | 3 | Dam No. 4 Hydro Station | 0 | 1991 | 9999 | Hydro | [5 empty] | Non-Fossil | G | 2030 | Hydro |  | 0 | 0 | 0 | 0 | 0 | 0 | 0 | 0 | 0 | 0 | 0 | 0 | 0 | 0 | 0 | 0 | 1.0986 | 1.4542 | 1.614 | 4.1669 | 0 | 0 | 0 | 0 | 0 | 0 | 0 | 0 | 0 | 0 | 0 | 0 | 0 | 0 | 0 | 0 | 0 | 0 | 0 | 0 | 0.014227 | 0.0015271 | 0.0020214 | 0.0022435 | 0.005792 | 0 | 0 | 0 | 0 | 0 | 0.9
6544_G_1 | PJM_AP | West Virginia | 54 | Berkeley | 3 | 6544 | 1 | Dam No. 5 Hydro Station | 0 | 1919 | 9999 | Hydro | [5 empty] | Non-Fossil | G | 2030 | Hydro |  | 0 | 0 | 0 | 0 | 0 | 0 | 0 | 0 | 0 | 0 | 0 | 0 | 0 | 0 | 0 | 0 | 0.61035 | 0.8079 | 0.89668 | 2.3149 | 0 | 0 | 0 | 0 | 0 | 0 | 0 | 0 | 0 | 0 | 0 | 0 | 0 | 0 | 0 | 0 | 0 | 0 | 0 | 0 | 0.0079041 | 0.00084839 | 0.001123 | 0.0012464 | 0.0032178 | 0 | 0 | 0 | 0 | 0 | 0.5
6544_G_2 | PJM_AP | West Virginia | 54 | Berkeley | 3 | 6544 | 2 | Dam No. 5 Hydro Station | 0 | 1919 | 9999 | Hydro | [5 empty] | Non-Fossil | G | 2030 | Hydro |  | 0 | 0 | 0 | 0 | 0 | 0 | 0 | 0 | 0 | 0 | 0 | 0 | 0 | 0 | 0 | 0 | 0.61035 | 0.8079 | 0.89668 | 2.3149 | 0 | 0 | 0 | 0 | 0 | 0 | 0 | 0 | 0 | 0 | 0 | 0 | 0 | 0 | 0 | 0 | 0 | 0 | 0 | 0 | 0.0079041 | 0.00084839 | 0.001123 | 0.0012464 | 0.0032178 | 0 | 0 | 0 | 0 | 0 | 0.5
6546_G_1 | PJM_AP | West Virginia | 54 | Jefferson | 37 | 6546 | 1 | Millville Hydro Station | 0 | 1913 | 9999 | Hydro | [5 empty] | Non-Fossil | G | 2030 | Hydro |  | 0 | 0 | 0 | 0 | 0 | 0 | 0 | 0 | 0 | 0 | 0 | 0 | 0 | 0 | 0 | 0 | 0.73242 | 0.96948 | 1.076 | 2.7779 | 0 | 0 | 0 | 0 | 0 | 0 | 0 | 0 | 0 | 0 | 0 | 0 | 0 | 0 | 0 | 0 | 0 | 0 | 0 | 0 | 0.0094849 | 0.0010181 | 0.0013476 | 0.0014957 | 0.0038613 | 0 | 0 | 0 | 0 | 0 | 0.6
6546_G_2 | PJM_AP | West Virginia | 54 | Jefferson | 37 | 6546 | 2 | Millville Hydro Station | 0 | 1939 | 9999 | Hydro | [5 empty] | Non-Fossil | G | 2030 | Hydro |  | 0 | 0 | 0 | 0 | 0 | 0 | 0 | 0 | 0 | 0 | 0 | 0 | 0 | 0 | 0 | 0 | 0.97657 | 1.2926 | 1.4347 | 3.7039 | 0 | 0 | 0 | 0 | 0 | 0 | 0 | 0 | 0 | 0 | 0 | 0 | 0 | 0 | 0 | 0 | 0 | 0 | 0 | 0 | 0.012647 | 0.0013574 | 0.0017968 | 0.0019942 | 0.0051484 | 0 | 0 | 0 | 0 | 0 | 0.8
6546_G_3 | PJM_AP | West Virginia | 54 | Jefferson | 37 | 6546 | 3 | Millville Hydro Station | 0 | 1938 | 9999 | Hydro | [5 empty] | Non-Fossil | G | 2030 | Hydro |  | 0 | 0 | 0 | 0 | 0 | 0 | 0 | 0 | 0 | 0 | 0 | 0 | 0 | 0 | 0 | 0 | 1.2207 | 1.6158 | 1.7934 | 4.6299 | 0 | 0 | 0 | 0 | 0 | 0 | 0 | 0 | 0 | 0 | 0 | 0 | 0 | 0 | 0 | 0 | 0 | 0 | 0 | 0 | 0.015808 | 0.0016968 | 0.002246 | 0.0024928 | 0.0064355 | 0 | 0 | 0 | 0 | 0 | 1
6552_G_1 | WECC_Pacific Northwest | Oregon | 41 | Linn | 43 | 6552 | 1 | Foster | 0 | 1968 | 9999 | Hydro | [5 empty] | Non-Fossil | G | 2030 | Hydro |  | 0 | 0 | 0 | 0 | 0 | 0 | 0 | 0 | 0 | 0 | 0 | 0 | 0 | 0 | 0 | 0 | 12.3115 | 14.8598 | 16.6902 | 43.8615 | 0 | 0 | 0 | 0 | 0 | 0 | 0 | 0 | 0 | 0 | 0 | 0 | 0 | 0 | 0 | 0 | 0 | 0 | 0 | 0 | 0.15808 | 0.017113 | 0.020655 | 0.023199 | 0.060967 | 0 | 0 | 0 | 0 | 0 | 10
6552_G_2 | WECC_Pacific Northwest | Oregon | 41 | Linn | 43 | 6552 | 2 | Foster | 0 | 1968 | 9999 | Hydro | [5 empty] | Non-Fossil | G | 2030 | Hydro |  | 0 | 0 | 0 | 0 | 0 | 0 | 0 | 0 | 0 | 0 | 0 | 0 | 0 | 0 | 0 | 0 | 12.3115 | 14.8598 | 16.6902 | 43.8615 | 0 | 0 | 0 | 0 | 0 | 0 | 0 | 0 | 0 | 0 | 0 | 0 | 0 | 0 | 0 | 0 | 0 | 0 | 0 | 0 | 0.15808 | 0.017113 | 0.020655 | 0.023199 | 0.060967 | 0 | 0 | 0 | 0 | 0 | 10
6554_G_10 | MISO_Iowa-MidAmerican | Iowa | 19 | Bremer | 17 | 6554 | 10 | Waverly Municipal Electric North Plant | 11101 | 1993 | 9999 | Combustion Turbine | [5 empty] | Fossil | G | 2030 | Oil |  | 0 | 0 | 0 | 0 | 0 | 0 | 0 | 0 | 0 | 0 | 0 | 0 | 0 | 0 | 0 | 0 | 0 | 0 | 0 | 0 | 0 | 0 | 0 | 0 | 0 | 0 | 0 | 0 | 0 | 0 | 0 | 0 | 0 | 0 | 0 | 0 | 0 | 0 | 0 | 0 | 0.30158 | 0 | 0 | 0 | 0 | 0 | 0 | 0 | 0 | 0 | 7
6554_G_17 | MISO_Iowa-MidAmerican | Iowa | 19 | Bremer | 17 | 6554 | 17 | Waverly Municipal Electric North Plant | 10745 | 2015 | 9999 | Combustion Turbine | [5 empty] | Fossil | G | 2030 | Oil |  | 0 | 0 | 0 | 0 | 0 | 0 | 0 | 0 | 0 | 0 | 0 | 0 | 0 | 0 | 0 | 0 | 0 | 0 | 0 | 0 | 0 | 0 | 0 | 0 | 0 | 0 | 0 | 0 | 0 | 0 | 0 | 0 | 0 | 0 | 0 | 0 | 0 | 0 | 0 | 0 | 0.077549 | 0 | 0 | 0 | 0 | 0 | 0 | 0 | 0 | 0 | 1.8
6554_G_18 | MISO_Iowa-MidAmerican | Iowa | 19 | Bremer | 17 | 6554 | 18 | Waverly Municipal Electric North Plant | 10745 | 2015 | 9999 | Combustion Turbine | [5 empty] | Fossil | G | 2030 | Oil |  | 0 | 0 | 0 | 0 | 0 | 0 | 0 | 0 | 0 | 0 | 0 | 0 | 0 | 0 | 0 | 0 | 0 | 0 | 0 | 0 | 0 | 0 | 0 | 0 | 0 | 0 | 0 | 0 | 0 | 0 | 0 | 0 | 0 | 0 | 0 | 0 | 0 | 0 | 0 | 0 | 0.077549 | 0 | 0 | 0 | 0 | 0 | 0 | 0 | 0 | 0 | 1.8
6554_G_19 | MISO_Iowa-MidAmerican | Iowa | 19 | Bremer | 17 | 6554 | 19 | Waverly Municipal Electric North Plant | 10745 | 2015 | 9999 | Combustion Turbine | [5 empty] | Fossil | G | 2030 | Oil |  | 0 | 0 | 0 | 0 | 0 | 0 | 0 | 0 | 0 | 0 | 0 | 0 | 0 | 0 | 0 | 0 | 0 | 0 | 0 | 0 | 0 | 0 | 0 | 0 | 0 | 0 | 0 | 0 | 0 | 0 | 0 | 0 | 0 | 0 | 0 | 0 | 0 | 0 | 0 | 0 | 0.077549 | 0 | 0 | 0 | 0 | 0 | 0 | 0 | 0 | 0 | 1.8
6554_G_20 | MISO_Iowa-MidAmerican | Iowa | 19 | Bremer | 17 | 6554 | 20 | Waverly Municipal Electric North Plant | 10745 | 2015 | 9999 | Combustion Turbine | [5 empty] | Fossil | G | 2030 | Oil |  | 0 | 0 | 0 | 0 | 0 | 0 | 0 | 0 | 0 | 0 | 0 | 0 | 0 | 0 | 0 | 0 | 0 | 0 | 0 | 0 | 0 | 0 | 0 | 0 | 0 | 0 | 0 | 0 | 0 | 0 | 0 | 0 | 0 | 0 | 0 | 0 | 0 | 0 | 0 | 0 | 0.077549 | 0 | 0 | 0 | 0 | 0 | 0 | 0 | 0 | 0 | 1.8
6554_G_7 | MISO_Iowa-MidAmerican | Iowa | 19 | Bremer | 17 | 6554 | 7 | Waverly Municipal Electric North Plant | 11065 | 1958 | 9999 | Combustion Turbine | [5 empty] | Fossil | G | 2030 | NaturalGas |  | 0.00034915 | 0 | 0.010709 | 0.011058 | 0 | 0 | 0 | 0 | 0 | 0 | 0 | 0 | 0 | 0 | 0 | 0 | 0.031555 | 0 | 0.9678 | 0.99935 | 0.020439 | 0 | 0.62689 | 0.64733 | 2.4441e-11 | 0 | 7.4961e-10 | 7.7405e-10 | 0.00018522 | 0 | 0.0056807 | 0.0058659 | 0 | 0 | 0 | 0 | 0 | 0 | 0 | 0 | 0.15079 | 0.00014894 | 0 | 0.004568 | 0.0047169 | 0.00099856 | 0 | 0.022563 | 0.023561 | 0 | 3.5
6554_G_8 | MISO_Iowa-MidAmerican | Iowa | 19 | Bremer | 17 | 6554 | 8 | Waverly Municipal Electric North Plant | 11054 | 1967 | 9999 | Combustion Turbine | [5 empty] | Fossil | G | 2030 | NaturalGas |  | 0.00036874 | 0 | 0.011309 | 0.011678 | 0 | 0 | 0 | 0 | 0 | 0 | 0 | 0 | 0 | 0 | 0 | 0 | 0.033358 | 0 | 1.0231 | 1.0565 | 0.021586 | 0 | 0.66205 | 0.68364 | 2.5812e-11 | 0 | 7.9165e-10 | 8.1747e-10 | 0.00019561 | 0 | 0.0059993 | 0.0061949 | 0 | 0 | 0 | 0 | 0 | 0 | 0 | 0 | 0.15941 | 0.00015745 | 0 | 0.004829 | 0.0049865 | 0.0010546 | 0 | 0.023828 | 0.024883 | 0 | 3.7
6554_G_9 | MISO_Iowa-MidAmerican | Iowa | 19 | Bremer | 17 | 6554 | 9 | Waverly Municipal Electric North Plant | 11054 | 1967 | 9999 | Combustion Turbine | [5 empty] | Fossil | G | 2030 | NaturalGas |  | 0.00036874 | 0 | 0.011309 | 0.011678 | 0 | 0 | 0 | 0 | 0 | 0 | 0 | 0 | 0 | 0 | 0 | 0 | 0.033358 | 0 | 1.0231 | 1.0565 | 0.021586 | 0 | 0.66205 | 0.68364 | 2.5812e-11 | 0 | 7.9165e-10 | 8.1747e-10 | 0.00019561 | 0 | 0.0059993 | 0.0061949 | 0 | 0 | 0 | 0 | 0 | 0 | 0 | 0 | 0.15941 | 0.00015745 | 0 | 0.004829 | 0.0049865 | 0.0010546 | 0 | 0.023828 | 0.024883 | 0 | 3.7
6558_G_10 | MISO_Louisiana | Louisiana | 22 | Rapides | 79 | 6558 | 10 | D G Hunter | 10745 | 2016 | 9999 | Combustion Turbine | [5 empty] | Fossil | G | 2030 | NaturalGas |  | 0.0065815 | 0.0034157 | 0.027261 | 0.037258 | 0 | 0 | 0 | 0 | 0 | 0 | 0 | 0 | 0 | 0 | 0 | 0 | 0.61252 | 0.31789 | 2.5371 | 3.4675 | 0.38528 | 0.19996 | 1.5959 | 2.1811 | 4.6071e-10 | 2.391e-10 | 1.9083e-09 | 2.6081e-09 | 0.0034913 | 0.001812 | 0.014461 | 0.019765 | 0 | 0 | 0 | 0 | 0 | 0 | 0 | 0 | 0.16964 | 0.0028911 | 0.0015004 | 0.011975 | 0.016367 | 0.017709 | 0.0081272 | 0.061329 | 0.087165 | 0 | 8.6
6558_G_11 | MISO_Louisiana | Louisiana | 22 | Rapides | 79 | 6558 | 11 | D G Hunter | 10745 | 2016 | 9999 | Combustion Turbine | [5 empty] | Fossil | G | 2030 | NaturalGas |  | 0.0065815 | 0.0034157 | 0.027261 | 0.037258 | 0 | 0 | 0 | 0 | 0 | 0 | 0 | 0 | 0 | 0 | 0 | 0 | 0.61252 | 0.31789 | 2.5371 | 3.4675 | 0.38528 | 0.19996 | 1.5959 | 2.1811 | 4.6071e-10 | 2.391e-10 | 1.9083e-09 | 2.6081e-09 | 0.0034913 | 0.001812 | 0.014461 | 0.019765 | 0 | 0 | 0 | 0 | 0 | 0 | 0 | 0 | 0.16964 | 0.0028911 | 0.0015004 | 0.011975 | 0.016367 | 0.017709 | 0.0081272 | 0.061329 | 0.087165 | 0 | 8.6
6558_G_5 | MISO_Louisiana | Louisiana | 22 | Rapides | 79 | 6558 | 5 | D G Hunter | 10745 | 2016 | 9999 | Combustion Turbine | [5 empty] | Fossil | G | 2030 | NaturalGas |  | 0.0065815 | 0.0034157 | 0.027261 | 0.037258 | 0 | 0 | 0 | 0 | 0 | 0 | 0 | 0 | 0 | 0 | 0 | 0 | 0.61252 | 0.31789 | 2.5371 | 3.4675 | 0.38528 | 0.19996 | 1.5959 | 2.1811 | 4.6071e-10 | 2.391e-10 | 1.9083e-09 | 2.6081e-09 | 0.0034913 | 0.001812 | 0.014461 | 0.019765 | 0 | 0 | 0 | 0 | 0 | 0 | 0 | 0 | 0.16964 | 0.0028911 | 0.0015004 | 0.011975 | 0.016367 | 0.017709 | 0.0081272 | 0.061329 | 0.087165 | 0 | 8.6
6558_G_6 | MISO_Louisiana | Louisiana | 22 | Rapides | 79 | 6558 | 6 | D G Hunter | 10745 | 2016 | 9999 | Combustion Turbine | [5 empty] | Fossil | G | 2030 | NaturalGas |  | 0.0065815 | 0.0034157 | 0.027261 | 0.037258 | 0 | 0 | 0 | 0 | 0 | 0 | 0 | 0 | 0 | 0 | 0 | 0 | 0.61252 | 0.31789 | 2.5371 | 3.4675 | 0.38528 | 0.19996 | 1.5959 | 2.1811 | 4.6071e-10 | 2.391e-10 | 1.9083e-09 | 2.6081e-09 | 0.0034913 | 0.001812 | 0.014461 | 0.019765 | 0 | 0 | 0 | 0 | 0 | 0 | 0 | 0 | 0.16964 | 0.0028911 | 0.0015004 | 0.011975 | 0.016367 | 0.017709 | 0.0081272 | 0.061329 | 0.087165 | 0 | 8.6
6558_G_7 | MISO_Louisiana | Louisiana | 22 | Rapides | 79 | 6558 | 7 | D G Hunter | 10745 | 2016 | 9999 | Combustion Turbine | [5 empty] | Fossil | G | 2030 | NaturalGas |  | 0.0065815 | 0.0034157 | 0.027261 | 0.037258 | 0 | 0 | 0 | 0 | 0 | 0 | 0 | 0 | 0 | 0 | 0 | 0 | 0.61252 | 0.31789 | 2.5371 | 3.4675 | 0.38528 | 0.19996 | 1.5959 | 2.1811 | 4.6071e-10 | 2.391e-10 | 1.9083e-09 | 2.6081e-09 | 0.0034913 | 0.001812 | 0.014461 | 0.019765 | 0 | 0 | 0 | 0 | 0 | 0 | 0 | 0 | 0.16964 | 0.0028911 | 0.0015004 | 0.011975 | 0.016367 | 0.017709 | 0.0081272 | 0.061329 | 0.087165 | 0 | 8.6
6558_G_8 | MISO_Louisiana | Louisiana | 22 | Rapides | 79 | 6558 | 8 | D G Hunter | 10745 | 2016 | 9999 | Combustion Turbine | [5 empty] | Fossil | G | 2030 | NaturalGas |  | 0.0065815 | 0.0034157 | 0.027261 | 0.037258 | 0 | 0 | 0 | 0 | 0 | 0 | 0 | 0 | 0 | 0 | 0 | 0 | 0.61252 | 0.31789 | 2.5371 | 3.4675 | 0.38528 | 0.19996 | 1.5959 | 2.1811 | 4.6071e-10 | 2.391e-10 | 1.9083e-09 | 2.6081e-09 | 0.0034913 | 0.001812 | 0.014461 | 0.019765 | 0 | 0 | 0 | 0 | 0 | 0 | 0 | 0 | 0.16964 | 0.0028911 | 0.0015004 | 0.011975 | 0.016367 | 0.017709 | 0.0081272 | 0.061329 | 0.087165 | 0 | 8.6
6558_G_9 | MISO_Louisiana | Louisiana | 22 | Rapides | 79 | 6558 | 9 | D G Hunter | 10745 | 2016 | 9999 | Combustion Turbine | [5 empty] | Fossil | G | 2030 | NaturalGas |  | 0.0065815 | 0.0034157 | 0.027261 | 0.037258 | 0 | 0 | 0 | 0 | 0 | 0 | 0 | 0 | 0 | 0 | 0 | 0 | 0.61252 | 0.31789 | 2.5371 | 3.4675 | 0.38528 | 0.19996 | 1.5959 | 2.1811 | 4.6071e-10 | 2.391e-10 | 1.9083e-09 | 2.6081e-09 | 0.0034913 | 0.001812 | 0.014461 | 0.019765 | 0 | 0 | 0 | 0 | 0 | 0 | 0 | 0 | 0.16964 | 0.0028911 | 0.0015004 | 0.011975 | 0.016367 | 0.017709 | 0.0081272 | 0.061329 | 0.087165 | 0 | 8.6
6560_G_1 | PJM West | West Virginia | 54 | Kanawha | 39 | 6560 | 1 | London | 0 | 1935 | 9999 | Hydro | [5 empty] | Non-Fossil | G | 2030 | Hydro |  | 0 | 0 | 0 | 0 | 0 | 0 | 0 | 0 | 0 | 0 | 0 | 0 | 0 | 0 | 0 | 0 | 6.5128 | 7.8259 | 7.8053 | 22.144 | 0 | 0 | 0 | 0 | 0 | 0 | 0 | 0 | 0 | 0 | 0 | 0 | 0 | 0 | 0 | 0 | 0 | 0 | 0 | 0 | 0.07588 | 0.0090528 | 0.010878 | 0.010849 | 0.03078 | 0 | 0 | 0 | 0 | 0 | 4.8
6560_G_2 | PJM West | West Virginia | 54 | Kanawha | 39 | 6560 | 2 | London | 0 | 1935 | 9999 | Hydro | [5 empty] | Non-Fossil | G | 2030 | Hydro |  | 0 | 0 | 0 | 0 | 0 | 0 | 0 | 0 | 0 | 0 | 0 | 0 | 0 | 0 | 0 | 0 | 6.5128 | 7.8259 | 7.8053 | 22.144 | 0 | 0 | 0 | 0 | 0 | 0 | 0 | 0 | 0 | 0 | 0 | 0 | 0 | 0 | 0 | 0 | 0 | 0 | 0 | 0 | 0.07588 | 0.0090528 | 0.010878 | 0.010849 | 0.03078 | 0 | 0 | 0 | 0 | 0 | 4.8
6560_G_3 | PJM West | West Virginia | 54 | Kanawha | 39 | 6560 | 3 | London | 0 | 1935 | 9999 | Hydro | [5 empty] | Non-Fossil | G | 2030 | Hydro |  | 0 | 0 | 0 | 0 | 0 | 0 | 0 | 0 | 0 | 0 | 0 | 0 | 0 | 0 | 0 | 0 | 6.5128 | 7.8259 | 7.8053 | 22.144 | 0 | 0 | 0 | 0 | 0 | 0 | 0 | 0 | 0 | 0 | 0 | 0 | 0 | 0 | 0 | 0 | 0 | 0 | 0 | 0 | 0.07588 | 0.0090528 | 0.010878 | 0.010849 | 0.03078 | 0 | 0 | 0 | 0 | 0 | 4.8
6561_G_1 | PJM West | West Virginia | 54 | Kanawha | 39 | 6561 | 1 | Marmet | 0 | 1935 | 9999 | Hydro | [5 empty] | Non-Fossil | G | 2030 | Hydro |  | 0 | 0 | 0 | 0 | 0 | 0 | 0 | 0 | 0 | 0 | 0 | 0 | 0 | 0 | 0 | 0 | 6.5128 | 7.8259 | 7.8053 | 22.144 | 0 | 0 | 0 | 0 | 0 | 0 | 0 | 0 | 0 | 0 | 0 | 0 | 0 | 0 | 0 | 0 | 0 | 0 | 0 | 0 | 0.07588 | 0.0090528 | 0.010878 | 0.010849 | 0.03078 | 0 | 0 | 0 | 0 | 0 | 4.8
6561_G_2 | PJM West | West Virginia | 54 | Kanawha | 39 | 6561 | 2 | Marmet | 0 | 1935 | 9999 | Hydro | [5 empty] | Non-Fossil | G | 2030 | Hydro |  | 0 | 0 | 0 | 0 | 0 | 0 | 0 | 0 | 0 | 0 | 0 | 0 | 0 | 0 | 0 | 0 | 6.5128 | 7.8259 | 7.8053 | 22.144 | 0 | 0 | 0 | 0 | 0 | 0 | 0 | 0 | 0 | 0 | 0 | 0 | 0 | 0 | 0 | 0 | 0 | 0 | 0 | 0 | 0.07588 | 0.0090528 | 0.010878 | 0.010849 | 0.03078 | 0 | 0 | 0 | 0 | 0 | 4.8
6561_G_3 | PJM West | West Virginia | 54 | Kanawha | 39 | 6561 | 3 | Marmet | 0 | 1935 | 9999 | Hydro | [5 empty] | Non-Fossil | G | 2030 | Hydro |  | 0 | 0 | 0 | 0 | 0 | 0 | 0 | 0 | 0 | 0 | 0 | 0 | 0 | 0 | 0 | 0 | 6.5128 | 7.8259 | 7.8053 | 22.144 | 0 | 0 | 0 | 0 | 0 | 0 | 0 | 0 | 0 | 0 | 0 | 0 | 0 | 0 | 0 | 0 | 0 | 0 | 0 | 0 | 0.07588 | 0.0090528 | 0.010878 | 0.010849 | 0.03078 | 0 | 0 | 0 | 0 | 0 | 4.8
6562_G_1 | PJM West | West Virginia | 54 | Putnam | 79 | 6562 | 1 | Winfield | 0 | 1938 | 9999 | Hydro | [5 empty] | Non-Fossil | G | 2030 | Hydro |  | 0 | 0 | 0 | 0 | 0 | 0 | 0 | 0 | 0 | 0 | 0 | 0 | 0 | 0 | 0 | 0 | 12.0759 | 14.5106 | 14.4723 | 41.0587 | 0 | 0 | 0 | 0 | 0 | 0 | 0 | 0 | 0 | 0 | 0 | 0 | 0 | 0 | 0 | 0 | 0 | 0 | 0 | 0 | 0.14069 | 0.016785 | 0.02017 | 0.020117 | 0.057072 | 0 | 0 | 0 | 0 | 0 | 8.9
6562_G_2 | PJM West | West Virginia | 54 | Putnam | 79 | 6562 | 2 | Winfield | 0 | 1938 | 9999 | Hydro | [5 empty] | Non-Fossil | G | 2030 | Hydro |  | 0 | 0 | 0 | 0 | 0 | 0 | 0 | 0 | 0 | 0 | 0 | 0 | 0 | 0 | 0 | 0 | 6.6485 | 7.989 | 7.9679 | 22.6054 | 0 | 0 | 0 | 0 | 0 | 0 | 0 | 0 | 0 | 0 | 0 | 0 | 0 | 0 | 0 | 0 | 0 | 0 | 0 | 0 | 0.07746 | 0.0092414 | 0.011105 | 0.011075 | 0.031421 | 0 | 0 | 0 | 0 | 0 | 4.9
6562_G_3 | PJM West | West Virginia | 54 | Putnam | 79 | 6562 | 3 | Winfield | 0 | 1938 | 9999 | Hydro | [5 empty] | Non-Fossil | G | 2030 | Hydro |  | 0 | 0 | 0 | 0 | 0 | 0 | 0 | 0 | 0 | 0 | 0 | 0 | 0 | 0 | 0 | 0 | 6.6485 | 7.989 | 7.9679 | 22.6054 | 0 | 0 | 0 | 0 | 0 | 0 | 0 | 0 | 0 | 0 | 0 | 0 | 0 | 0 | 0 | 0 | 0 | 0 | 0 | 0 | 0.07746 | 0.0092414 | 0.011105 | 0.011075 | 0.031421 | 0 | 0 | 0 | 0 | 0 | 4.9
6565_G_1A | PJM_EMAAC | Maryland | 24 | Worcester | 47 | 6565 | 1A | Berlin | 25000 | 1961 | 9999 | Combustion Turbine | [5 empty] | Fossil | G | 2030 | Oil |  | 0 | 0 | 0 | 0 | 0 | 0 | 0 | 0 | 0 | 0 | 0 | 0 | 0 | 0 | 0 | 0 | 0 | 0 | 0 | 0 | 0 | 0 | 0 | 0 | 0 | 0 | 0 | 0 | 0 | 0 | 0 | 0 | 0 | 0 | 0 | 0 | 0 | 0 | 0 | 0 | 0.051548 | 0 | 0 | 0 | 0 | 0 | 0 | 0 | 0 | 0 | 1.1
6565_G_4A | PJM_EMAAC | Maryland | 24 | Worcester | 47 | 6565 | 4A | Berlin | 25000 | 2000 | 9999 | Combustion Turbine | [5 empty] | Fossil | G | 2030 | Oil |  | 0 | 0 | 0 | 0 | 0 | 0 | 0 | 0 | 0 | 0 | 0 | 0 | 0 | 0 | 0 | 0 | 0 | 0 | 0 | 0 | 0 | 0 | 0 | 0 | 0 | 0 | 0 | 0 | 0 | 0 | 0 | 0 | 0 | 0 | 0 | 0 | 0 | 0 | 0 | 0 | 4.6862e-08 | 0 | 0 | 0 | 0 | 0 | 0 | 0 | 0 | 0 | 1e-06
6565_G_5A | PJM_EMAAC | Maryland | 24 | Worcester | 47 | 6565 | 5A | Berlin | 25000 | 1989 | 9999 | Combustion Turbine | [5 empty] | Fossil | G | 2030 | Oil |  | 0 | 0 | 0 | 0 | 0 | 0 | 0 | 0 | 0 | 0 | 0 | 0 | 0 | 0 | 0 | 0 | 0 | 0 | 0 | 0 | 0 | 0 | 0 | 0 | 0 | 0 | 0 | 0 | 0 | 0 | 0 | 0 | 0 | 0 | 0 | 0 | 0 | 0 | 0 | 0 | 0.11715 | 0 | 0 | 0 | 0 | 0 | 0 | 0 | 0 | 0 | 2.5
6567_G_23 | ISONE_MA, VT, NH, RI (Rest of ISO New England) | Rhode Island | 44 | Washington | 9 | 6567 | 23 | Block Island | 10946 | 2001 | 9999 | Combustion Turbine |  |  | SCR |  |  | Fossil | G | 2030 | Oil |  | 0 | 0 | 0 | 0 | 0 | 0 | 0 | 0 | 0 | 0 | 0 | 0 | 0 | 0 | 0 | 0 | 0 | 0 | 0 | 0 | 0 | 0 | 0 | 0 | 0 | 0 | 0 | 0 | 0 | 0 | 0 | 0 | 0 | 0 | 0 | 0 | 0 | 0 | 0 | 0 | 0.026213 | 0 | 0 | 0 | 0 | 0 | 0 | 0 | 0 | 0 | 1.2 | SCR
6567_G_24 | ISONE_MA, VT, NH, RI (Rest of ISO New England) | Rhode Island | 44 | Washington | 9 | 6567 | 24 | Block Island | 10946 | 2002 | 9999 | Combustion Turbine |  |  | SCR |  |  | Fossil | G | 2030 | Oil |  | 0 | 0 | 0 | 0 | 0 | 0 | 0 | 0 | 0 | 0 | 0 | 0 | 0 | 0 | 0 | 0 | 0 | 0 | 0 | 0 | 0 | 0 | 0 | 0 | 0 | 0 | 0 | 0 | 0 | 0 | 0 | 0 | 0 | 0 | 0 | 0 | 0 | 0 | 0 | 0 | 0.034951 | 0 | 0 | 0 | 0 | 0 | 0 | 0 | 0 | 0 | 1.6 | SCR
6567_G_25 | ISONE_MA, VT, NH, RI (Rest of ISO New England) | Rhode Island | 44 | Washington | 9 | 6567 | 25 | Block Island | 10947 | 2006 | 9999 | Combustion Turbine |  |  | SCR |  |  | Fossil | G | 2030 | Oil |  | 0 | 0 | 0 | 0 | 0 | 0 | 0 | 0 | 0 | 0 | 0 | 0 | 0 | 0 | 0 | 0 | 0 | 0 | 0 | 0 | 0 | 0 | 0 | 0 | 0 | 0 | 0 | 0 | 0 | 0 | 0 | 0 | 0 | 0 | 0 | 0 | 0 | 0 | 0 | 0 | 0.03932 | 0 | 0 | 0 | 0 | 0 | 0 | 0 | 0 | 0 | 1.8 | SCR
6567_G_27 | ISONE_MA, VT, NH, RI (Rest of ISO New England) | Rhode Island | 44 | Washington | 9 | 6567 | 27 | Block Island | 10745 | 2018 | 9999 | Combustion Turbine | [5 empty] | Fossil | G | 2030 | Oil |  | 0 | 0 | 0 | 0 | 0 | 0 | 0 | 0 | 0 | 0 | 0 | 0 | 0 | 0 | 0 | 0 | 0 | 0 | 0 | 0 | 0 | 0 | 0 | 0 | 0 | 0 | 0 | 0 | 0 | 0 | 0 | 0 | 0 | 0 | 0 | 0 | 0 | 0 | 0 | 0 | 0.049313 | 0 | 0 | 0 | 0 | 0 | 0 | 0 | 0 | 0 | 2.5
6579_G_CAT8 | SPP North- (Kansas, Missouri) | Kansas | 20 | Stanton | 187 | 6579 | CAT8 | Johnson | 10766 | 2017 | 9999 | Combustion Turbine | [5 empty] | Fossil | G | 2030 | Oil |  | 0 | 0 | 0 | 0 | 0 | 0 | 0 | 0 | 0 | 0 | 0 | 0 | 0 | 0 | 0 | 0 | 0 | 0 | 0 | 0 | 0 | 0 | 0 | 0 | 0 | 0 | 0 | 0 | 0 | 0 | 0 | 0 | 0 | 0 | 0 | 0 | 0 | 0 | 0 | 0 | 0.1304 | 0 | 0 | 0 | 0 | 0 | 0 | 0 | 0 | 0 | 3
6579_G_CAT9 | SPP North- (Kansas, Missouri) | Kansas | 20 | Stanton | 187 | 6579 | CAT9 | Johnson | 11000 | 2017 | 9999 | Combustion Turbine | [5 empty] | Fossil | G | 2030 | Oil |  | 0 | 0 | 0 | 0 | 0 | 0 | 0 | 0 | 0 | 0 | 0 | 0 | 0 | 0 | 0 | 0 | 0 | 0 | 0 | 0 | 0 | 0 | 0 | 0 | 0 | 0 | 0 | 0 | 0 | 0 | 0 | 0 | 0 | 0 | 0 | 0 | 0 | 0 | 0 | 0 | 0.1304 | 0 | 0 | 0 | 0 | 0 | 0 | 0 | 0 | 0 | 3
6584_G_EP2 | FRCC | Florida | 12 | Monroe | 87 | 6584 | EP2 | Stock Island | 10745 | 2012 | 9999 | Combustion Turbine | [5 empty] | Fossil | G | 2030 | Oil |  | 0.0002664 | 0.00024218 | 0 | 0.00050858 | 0 | 0 | 0 | 0 | 0 | 0 | 0 | 0 | 0 | 0 | 0 | 0 | 0.024793 | 0.022539 | 0 | 0.047332 | 0.021497 | 0.019542 | 0 | 0.041039 | 6.3936e-08 | 5.8124e-08 | 0 | 1.2206e-07 | 0.00021975 | 0.00019977 | 0 | 0.00041952 | 0 | 0 | 0 | 0 | 0 | 0 | 0 | 0 | 0.066063 | 0.00011702 | 0.00010638 | 0 | 0.00022341 | 0.0052068 | 0.0047334 | 0 | 0.0099402 | 0 | 2.5
6584_G_GT1 | FRCC | Florida | 12 | Monroe | 87 | 6584 | GT1 | Stock Island | 11975 | 1978 | 9999 | Combustion Turbine |  |  |  | H2O |  | Fossil | G | 2030 | Oil |  | 0 | 0 | 0 | 0 | 0 | 0 | 0 | 0 | 0 | 0 | 0 | 0 | 0 | 0 | 0 | 0 | 0 | 0 | 0 | 0 | 0 | 0 | 0 | 0 | 0 | 0 | 0 | 0 | 0 | 0 | 0 | 0 | 0 | 0 | 0 | 0 | 0 | 0 | 0 | 0 | 0.82636 | 0 | 0 | 0 | 0 | 0 | 0 | 0 | 0 | 0 | 19
6584_G_GT2 | FRCC | Florida | 12 | Monroe | 87 | 6584 | GT2 | Stock Island | 11974 | 1999 | 9999 | Combustion Turbine |  |  |  | H2O |  | Fossil | G | 2030 | Oil |  | 0 | 0 | 0 | 0 | 0 | 0 | 0 | 0 | 0 | 0 | 0 | 0 | 0 | 0 | 0 | 0 | 0 | 0 | 0 | 0 | 0 | 0 | 0 | 0 | 0 | 0 | 0 | 0 | 0 | 0 | 0 | 0 | 0 | 0 | 0 | 0 | 0 | 0 | 0 | 0 | 0.73938 | 0 | 0 | 0 | 0 | 0 | 0 | 0 | 0 | 0 | 17
6584_G_GT3 | FRCC | Florida | 12 | Monroe | 87 | 6584 | GT3 | Stock Island | 11974 | 1999 | 9999 | Combustion Turbine |  |  |  | H2O |  | Fossil | G | 2030 | Oil |  | 0 | 0 | 0 | 0 | 0 | 0 | 0 | 0 | 0 | 0 | 0 | 0 | 0 | 0 | 0 | 0 | 0 | 0 | 0 | 0 | 0 | 0 | 0 | 0 | 0 | 0 | 0 | 0 | 0 | 0 | 0 | 0 | 0 | 0 | 0 | 0 | 0 | 0 | 0 | 0 | 0.73938 | 0 | 0 | 0 | 0 | 0 | 0 | 0 | 0 | 0 | 17
6584_G_GT4 | FRCC | Florida | 12 | Monroe | 87 | 6584 | GT4 | Stock Island | 11972 | 2006 | 9999 | Combustion Turbine |  |  |  | H2O |  | Fossil | G | 2030 | Oil |  | 0.0049162 | 0.0044692 | 0 | 0.0093854 | 0 | 0 | 0 | 0 | 0 | 0 | 0 | 0 | 0 | 0 | 0 | 0 | 0.41064 | 0.37331 | 0 | 0.78395 | 0.3967 | 0.36064 | 0 | 0.75734 | 1.1799e-06 | 1.0726e-06 | 0 | 2.2525e-06 | 0.0004 | 0.00036364 | 0 | 0.00076364 | 0 | 0 | 0 | 0 | 0 | 0 | 0 | 0 | 0.86791 | 0.0019382 | 0.001762 | 0 | 0.0037002 | 0.096086 | 0.087351 | 0 | 0.18344 | 0 | 44
6584_G_MSD1 | FRCC | Florida | 12 | Monroe | 87 | 6584 | MSD1 | Stock Island | 10745 | 1991 | 9999 | Combustion Turbine | [5 empty] | Fossil | G | 2030 | Oil |  | 0.0007992 | 0.00072655 | 0 | 0.0015257 | 0 | 0 | 0 | 0 | 0 | 0 | 0 | 0 | 0 | 0 | 0 | 0 | 0.074379 | 0.067617 | 0 | 0.142 | 0.06449 | 0.058627 | 0 | 0.12312 | 1.9181e-07 | 1.7437e-07 | 0 | 3.6618e-07 | 0.00075285 | 0.00068441 | 0 | 0.0014373 | 0 | 0 | 0 | 0 | 0 | 0 | 0 | 0 | 0.19819 | 0.00035107 | 0.00031915 | 0 | 0.00067022 | 0.01562 | 0.0142 | 0 | 0.029821 | 0 | 7.5
6584_G_MSD2 | FRCC | Florida | 12 | Monroe | 87 | 6584 | MSD2 | Stock Island | 10745 | 1991 | 9999 | Combustion Turbine | [5 empty] | Fossil | G | 2030 | Oil |  | 0.0007992 | 0.00072655 | 0 | 0.0015257 | 0 | 0 | 0 | 0 | 0 | 0 | 0 | 0 | 0 | 0 | 0 | 0 | 0.074379 | 0.067617 | 0 | 0.142 | 0.06449 | 0.058627 | 0 | 0.12312 | 1.9181e-07 | 1.7437e-07 | 0 | 3.6618e-07 | 0.00075285 | 0.00068441 | 0 | 0.0014373 | 0 | 0 | 0 | 0 | 0 | 0 | 0 | 0 | 0.19819 | 0.00035107 | 0.00031915 | 0 | 0.00067022 | 0.01562 | 0.0142 | 0 | 0.029821 | 0 | 7.5
6586_G_1 | ISONE_MA, VT, NH, RI (Rest of ISO New England) | Massachusetts | 25 | Essex | 9 | 6586 | 1 | Wilkins Station | 11617 | 1975 | 9999 | Combustion Turbine | [5 empty] | Fossil | G | 2030 | Oil |  | 0 | 0 | 0 | 0 | 0 | 0 | 0 | 0 | 0 | 0 | 0 | 0 | 0 | 0 | 0 | 0 | 0 | 0 | 0 | 0 | 0 | 0 | 0 | 0 | 0 | 0 | 0 | 0 | 0 | 0 | 0 | 0 | 0 | 0 | 0 | 0 | 0 | 0 | 0 | 0 | 0.1129 | 0 | 0 | 0 | 0 | 0 | 0 | 0 | 0 | 0 | 2.5
6586_G_2 | ISONE_MA, VT, NH, RI (Rest of ISO New England) | Massachusetts | 25 | Essex | 9 | 6586 | 2 | Wilkins Station | 11707 | 1975 | 9999 | Combustion Turbine | [5 empty] | Fossil | G | 2030 | Oil |  | 0 | 0 | 0 | 0 | 0 | 0 | 0 | 0 | 0 | 0 | 0 | 0 | 0 | 0 | 0 | 0 | 0 | 0 | 0 | 0 | 0 | 0 | 0 | 0 | 0 | 0 | 0 | 0 | 0 | 0 | 0 | 0 | 0 | 0 | 0 | 0 | 0 | 0 | 0 | 0 | 0.1129 | 0 | 0 | 0 | 0 | 0 | 0 | 0 | 0 | 0 | 2.5
6595_G_1 | MISO_WOTAB (including Western) | Texas | 48 | Newton | 351 | 6595 | 1 | Toledo Bend | 0 | 1969 | 9999 | Hydro | [5 empty] | Non-Fossil | G | 2030 | Hydro |  | 0 | 0 | 0 | 0 | 0 | 0 | 0 | 0 | 0 | 0 | 0 | 0 | 0 | 0 | 0 | 0 | 17.6753 | 23.8994 | 26.3352 | 67.9099 | 0 | 0 | 0 | 0 | 0 | 0 | 0 | 0 | 0 | 0 | 0 | 0 | 0 | 0 | 0 | 0 | 0 | 0 | 0 | 0 | 0.63233 | 0.024569 | 0.03322 | 0.036606 | 0.094395 | 0 | 0 | 0 | 0 | 0 | 40
6595_G_2 | MISO_WOTAB (including Western) | Texas | 48 | Newton | 351 | 6595 | 2 | Toledo Bend | 0 | 1969 | 9999 | Hydro | [5 empty] | Non-Fossil | G | 2030 | Hydro |  | 0 | 0 | 0 | 0 | 0 | 0 | 0 | 0 | 0 | 0 | 0 | 0 | 0 | 0 | 0 | 0 | 17.6753 | 23.8994 | 26.3352 | 67.9099 | 0 | 0 | 0 | 0 | 0 | 0 | 0 | 0 | 0 | 0 | 0 | 0 | 0 | 0 | 0 | 0 | 0 | 0 | 0 | 0 | 0.63233 | 0.024569 | 0.03322 | 0.036606 | 0.094395 | 0 | 0 | 0 | 0 | 0 | 40
6612_G_1 | WECC_BANC | California | 6 | El Dorado | 17 | 6612 | 1 | Union Valley | 0 | 1963 | 9999 | Hydro | [5 empty] | Non-Fossil | G | 2030 | Hydro |  | 0 | 0 | 0 | 0 | 0 | 0 | 0 | 0 | 0 | 0 | 0 | 0 | 0 | 0 | 0 | 0 | 16.8164 | 25.0414 | 43.3781 | 85.2359 | 0 | 0 | 0 | 0 | 0 | 0 | 0 | 0 | 0 | 0 | 0 | 0 | 0 | 0 | 0 | 0 | 0 | 0 | 0 | 0 | 0.6102 | 0.023375 | 0.034808 | 0.060296 | 0.11848 | 0 | 0 | 0 | 0 | 0 | 38.6
6618_G_1 | ISONE_MA, VT, NH, RI (Rest of ISO New England) | Vermont | 50 | Franklin | 11 | 6618 | 1 | Highgate Falls | 0 | 1930 | 9999 | Hydro | [5 empty] | Non-Fossil | G | 2030 | Hydro |  | 0 | 0 | 0 | 0 | 0 | 0 | 0 | 0 | 0 | 0 | 0 | 0 | 0 | 0 | 0 | 0 | 1.0216 | 1.4553 | 1.4494 | 3.9262 | 0 | 0 | 0 | 0 | 0 | 0 | 0 | 0 | 0 | 0 | 0 | 0 | 0 | 0 | 0 | 0 | 0 | 0 | 0 | 0 | 0.015808 | 0.0014201 | 0.0020228 | 0.0020146 | 0.0054575 | 0 | 0 | 0 | 0 | 0 | 1
6618_G_2 | ISONE_MA, VT, NH, RI (Rest of ISO New England) | Vermont | 50 | Franklin | 11 | 6618 | 2 | Highgate Falls | 0 | 1923 | 9999 | Hydro | [5 empty] | Non-Fossil | G | 2030 | Hydro |  | 0 | 0 | 0 | 0 | 0 | 0 | 0 | 0 | 0 | 0 | 0 | 0 | 0 | 0 | 0 | 0 | 1.0216 | 1.4553 | 1.4494 | 3.9262 | 0 | 0 | 0 | 0 | 0 | 0 | 0 | 0 | 0 | 0 | 0 | 0 | 0 | 0 | 0 | 0 | 0 | 0 | 0 | 0 | 0.015808 | 0.0014201 | 0.0020228 | 0.0020146 | 0.0054575 | 0 | 0 | 0 | 0 | 0 | 1
6618_G_4 | ISONE_MA, VT, NH, RI (Rest of ISO New England) | Vermont | 50 | Franklin | 11 | 6618 | 4 | Highgate Falls | 0 | 1990 | 9999 | Hydro | [5 empty] | Non-Fossil | G | 2030 | Hydro |  | 0 | 0 | 0 | 0 | 0 | 0 | 0 | 0 | 0 | 0 | 0 | 0 | 0 | 0 | 0 | 0 | 4.9038 | 6.9853 | 6.9569 | 18.846 | 0 | 0 | 0 | 0 | 0 | 0 | 0 | 0 | 0 | 0 | 0 | 0 | 0 | 0 | 0 | 0 | 0 | 0 | 0 | 0 | 0.07588 | 0.0068163 | 0.0097095 | 0.0096701 | 0.026196 | 0 | 0 | 0 | 0 | 0 | 4.8
6618_G_5 | ISONE_MA, VT, NH, RI (Rest of ISO New England) | Vermont | 50 | Franklin | 11 | 6618 | 5 | Highgate Falls | 0 | 2012 | 9999 | Hydro | [5 empty] | Non-Fossil | G | 2030 | Hydro |  | 0 | 0 | 0 | 0 | 0 | 0 | 0 | 0 | 0 | 0 | 0 | 0 | 0 | 0 | 0 | 0 | 0.10216 | 0.14553 | 0.14494 | 0.39262 | 0 | 0 | 0 | 0 | 0 | 0 | 0 | 0 | 0 | 0 | 0 | 0 | 0 | 0 | 0 | 0 | 0 | 0 | 0 | 0 | 0.0015808 | 0.00014201 | 0.00020228 | 0.00020146 | 0.00054575 | 0 | 0 | 0 | 0 | 0 | 0.1
6619_G_1 | WECC_Colorado | Colorado | 8 | Kit Carson | 63 | 6619 | 1 | Burlington (CO) | 14201 | 1977 | 9999 | Combustion Turbine | [5 empty] | Fossil | G | 2030 | Oil |  | 0 | 0 | 0 | 0 | 0 | 0 | 0 | 0 | 0 | 0 | 0 | 0 | 0 | 0 | 0 | 0 | 0 | 0 | 0 | 0 | 0 | 0 | 0 | 0 | 0 | 0 | 0 | 0 | 0 | 0 | 0 | 0 | 0 | 0 | 0 | 0 | 0 | 0 | 0 | 0 | 2.3601 | 0 | 0 | 0 | 0 | 0 | 0 | 0 | 0 | 0 | 50
6619_G_2 | WECC_Colorado | Colorado | 8 | Kit Carson | 63 | 6619 | 2 | Burlington (CO) | 14206 | 1977 | 9999 | Combustion Turbine | [5 empty] | Fossil | G | 2030 | Oil |  | 0 | 0 | 0 | 0 | 0 | 0 | 0 | 0 | 0 | 0 | 0 | 0 | 0 | 0 | 0 | 0 | 0 | 0 | 0 | 0 | 0 | 0 | 0 | 0 | 0 | 0 | 0 | 0 | 0 | 0 | 0 | 0 | 0 | 0 | 0 | 0 | 0 | 0 | 0 | 0 | 2.3601 | 0 | 0 | 0 | 0 | 0 | 0 | 0 | 0 | 0 | 50
6623_G_1 | SPP_WAUE | Montana | 30 | McCone | 55 | 6623 | 1 | Fort Peck | 0 | 1943 | 9999 | Hydro | [5 empty] | Non-Fossil | G | 2030 | Hydro |  | 0 | 0 | 0 | 0 | 0 | 0 | 0 | 0 | 0 | 0 | 0 | 0 | 0 | 0 | 0 | 0 | 38.8084 | 59.1341 | 88.0767 | 186.0193 | 0 | 0 | 0 | 0 | 0 | 0 | 0 | 0 | 0 | 0 | 0 | 0 | 0 | 0 | 0 | 0 | 0 | 0 | 0 | 0 | 0.79041 | 0.053944 | 0.082196 | 0.12243 | 0.25857 | 0 | 0 | 0 | 0 | 0 | 50
6623_G_3 | SPP_WAUE | Montana | 30 | McCone | 55 | 6623 | 3 | Fort Peck | 0 | 1951 | 9999 | Hydro | [5 empty] | Non-Fossil | G | 2030 | Hydro |  | 0 | 0 | 0 | 0 | 0 | 0 | 0 | 0 | 0 | 0 | 0 | 0 | 0 | 0 | 0 | 0 | 38.8084 | 59.1341 | 88.0767 | 186.0193 | 0 | 0 | 0 | 0 | 0 | 0 | 0 | 0 | 0 | 0 | 0 | 0 | 0 | 0 | 0 | 0 | 0 | 0 | 0 | 0 | 0.79041 | 0.053944 | 0.082196 | 0.12243 | 0.25857 | 0 | 0 | 0 | 0 | 0 | 50
6623_G_4 | SPP_WAUE | Montana | 30 | McCone | 55 | 6623 | 4 | Fort Peck | 0 | 1961 | 9999 | Hydro | [5 empty] | Non-Fossil | G | 2030 | Hydro |  | 0 | 0 | 0 | 0 | 0 | 0 | 0 | 0 | 0 | 0 | 0 | 0 | 0 | 0 | 0 | 0 | 38.0323 | 57.9515 | 86.3152 | 182.2989 | 0 | 0 | 0 | 0 | 0 | 0 | 0 | 0 | 0 | 0 | 0 | 0 | 0 | 0 | 0 | 0 | 0 | 0 | 0 | 0 | 0.7746 | 0.052865 | 0.080553 | 0.11998 | 0.2534 | 0 | 0 | 0 | 0 | 0 | 49
6623_G_5 | SPP_WAUE | Montana | 30 | McCone | 55 | 6623 | 5 | Fort Peck | 0 | 1961 | 9999 | Hydro | [5 empty] | Non-Fossil | G | 2030 | Hydro |  | 0 | 0 | 0 | 0 | 0 | 0 | 0 | 0 | 0 | 0 | 0 | 0 | 0 | 0 | 0 | 0 | 38.0323 | 57.9515 | 86.3152 | 182.2989 | 0 | 0 | 0 | 0 | 0 | 0 | 0 | 0 | 0 | 0 | 0 | 0 | 0 | 0 | 0 | 0 | 0 | 0 | 0 | 0 | 0.7746 | 0.052865 | 0.080553 | 0.11998 | 0.2534 | 0 | 0 | 0 | 0 | 0 | 49
6624_G_1 | SPP_WAUE | Nebraska | 31 | Cedar | 27 | 6624 | 1 | Gavins Point | 0 | 1956 | 9999 | Hydro | [5 empty] | Non-Fossil | G | 2030 | Hydro |  | 0 | 0 | 0 | 0 | 0 | 0 | 0 | 0 | 0 | 0 | 0 | 0 | 0 | 0 | 0 | 0 | 21.4519 | 32.2573 | 47.229 | 100.9382 | 0 | 0 | 0 | 0 | 0 | 0 | 0 | 0 | 0 | 0 | 0 | 0 | 0 | 0 | 0 | 0 | 0 | 0 | 0 | 0 | 0.53748 | 0.029818 | 0.044838 | 0.065648 | 0.1403 | 0 | 0 | 0 | 0 | 0 | 34
6624_G_2 | SPP_WAUE | Nebraska | 31 | Cedar | 27 | 6624 | 2 | Gavins Point | 0 | 1956 | 9999 | Hydro | [5 empty] | Non-Fossil | G | 2030 | Hydro |  | 0 | 0 | 0 | 0 | 0 | 0 | 0 | 0 | 0 | 0 | 0 | 0 | 0 | 0 | 0 | 0 | 21.4519 | 32.2573 | 47.229 | 100.9382 | 0 | 0 | 0 | 0 | 0 | 0 | 0 | 0 | 0 | 0 | 0 | 0 | 0 | 0 | 0 | 0 | 0 | 0 | 0 | 0 | 0.53748 | 0.029818 | 0.044838 | 0.065648 | 0.1403 | 0 | 0 | 0 | 0 | 0 | 34
6624_G_3 | SPP_WAUE | Nebraska | 31 | Cedar | 27 | 6624 | 3 | Gavins Point | 0 | 1957 | 9999 | Hydro | [5 empty] | Non-Fossil | G | 2030 | Hydro |  | 0 | 0 | 0 | 0 | 0 | 0 | 0 | 0 | 0 | 0 | 0 | 0 | 0 | 0 | 0 | 0 | 21.4519 | 32.2573 | 47.229 | 100.9382 | 0 | 0 | 0 | 0 | 0 | 0 | 0 | 0 | 0 | 0 | 0 | 0 | 0 | 0 | 0 | 0 | 0 | 0 | 0 | 0 | 0.53748 | 0.029818 | 0.044838 | 0.065648 | 0.1403 | 0 | 0 | 0 | 0 | 0 | 34
663_B_B2 | FRCC | Florida | 12 | Alachua | 1 | 663 | B2 | Deerhaven Generating Station | 12302 | 1981 | 9999 | Coal Steam | wall | dry | ESPH + Baghouse + Dry Scrubber + SCR | LNB + OFA | Dry Scrubber | Fossil | B | 2030 | NaturalGas | Coal to Gas | 0 | 0 | 0 | 0 | 0 | 0 | 0 | 0 | 0 | 0 | 0 | 0 | 0 | 0 | 0 | 0 | 0 | 0 | 0 | 0 | 0 | 0 | 0 | 0 | 0 | 0 | 0 | 0 | 0 | 0 | 0 | 0 | 0 | 0 | 0 | 0 | 0 | 0 | 0 | 0 | 11.5349 | 0 | 0 | 0 | 0 | 0 | 0 | 0 | 0 | 0 | 232 | Scrubber / SCR / Coal to Gas | Dry Scrubber
663_G_GT3 | FRCC | Florida | 12 | Alachua | 1 | 663 | GT3 | Deerhaven Generating Station | 15493 | 1996 | 9999 | Combustion Turbine |  |  |  | DLNB + H2O |  | Fossil | G | 2030 | NaturalGas |  | 0.010915 | 0.0099229 | 0.053665 | 0.074503 | 0 | 0 | 0 | 0 | 0 | 0 | 0 | 0 | 0 | 0 | 0 | 0 | 0.70452 | 0.64047 | 3.4638 | 4.8088 | 0.63897 | 0.58088 | 3.1416 | 4.3614 | 7.6406e-10 | 6.946e-10 | 3.7566e-09 | 5.2152e-09 | 0.00017868 | 0.00016244 | 0.0008785 | 0.0012196 | 0 | 0 | 0 | 0 | 0 | 0 | 0 | 0 | 1.4794 | 0.0033253 | 0.003023 | 0.016349 | 0.022698 | 0.0329 | 0.026343 | 0.17661 | 0.23585 | 0 | 75
6635_G_4 | ISONE_Connecticut | Connecticut | 9 | New Haven | 9 | 6635 | 4 | A L Pierce | 11843 | 2007 | 9999 | Combustion Turbine |  |  |  | DLNB + H2O |  | Fossil | G | 2030 | NaturalGas |  | 0 | 0 | 0.019868 | 0.019868 | 0 | 0 | 0 | 0 | 0 | 0 | 0 | 0 | 0 | 0 | 0 | 0 | 0 | 0 | 1.6776 | 1.6776 | 0 | 0 | 1.1631 | 1.1631 | 0 | 0 | 1.3907e-09 | 1.3907e-09 | 0 | 0 | 0.0010689 | 0.0010689 | 0 | 0 | 0 | 0 | 0 | 0 | 0 | 0 | 1.4616 | 0 | 0 | 0.010938 | 0.010938 | 0 | 0 | 0.038896 | 0.038896 | 0 | 74.1
6636_G_1 | PJM_AP | Pennsylvania | 42 | FAYETTE | 51 | 6636 | 1 | Lake Lynn Hydro Station | 0 | 1926 | 9999 | Hydro | [5 empty] | Non-Fossil | G | 2030 | Hydro |  | 0 | 0 | 0 | 0 | 0 | 0 | 0 | 0 | 0 | 0 | 0 | 0 | 0 | 0 | 0 | 0 | 7.7076 | 11.2848 | 10.1421 | 29.1346 | 0 | 0 | 0 | 0 | 0 | 0 | 0 | 0 | 0 | 0 | 0 | 0 | 0 | 0 | 0 | 0 | 0 | 0 | 0 | 0 | 0.20551 | 0.010714 | 0.015686 | 0.014098 | 0.040497 | 0 | 0 | 0 | 0 | 0 | 13
6636_G_2 | PJM_AP | Pennsylvania | 42 | FAYETTE | 51 | 6636 | 2 | Lake Lynn Hydro Station | 0 | 1929 | 9999 | Hydro | [5 empty] | Non-Fossil | G | 2030 | Hydro |  | 0 | 0 | 0 | 0 | 0 | 0 | 0 | 0 | 0 | 0 | 0 | 0 | 0 | 0 | 0 | 0 | 7.7076 | 11.2848 | 10.1421 | 29.1346 | 0 | 0 | 0 | 0 | 0 | 0 | 0 | 0 | 0 | 0 | 0 | 0 | 0 | 0 | 0 | 0 | 0 | 0 | 0 | 0 | 0.20551 | 0.010714 | 0.015686 | 0.014098 | 0.040497 | 0 | 0 | 0 | 0 | 0 | 13
6636_G_3 | PJM_AP | Pennsylvania | 42 | FAYETTE | 51 | 6636 | 3 | Lake Lynn Hydro Station | 0 | 1926 | 9999 | Hydro | [5 empty] | Non-Fossil | G | 2030 | Hydro |  | 0 | 0 | 0 | 0 | 0 | 0 | 0 | 0 | 0 | 0 | 0 | 0 | 0 | 0 | 0 | 0 | 7.7076 | 11.2848 | 10.1421 | 29.1346 | 0 | 0 | 0 | 0 | 0 | 0 | 0 | 0 | 0 | 0 | 0 | 0 | 0 | 0 | 0 | 0 | 0 | 0 | 0 | 0 | 0.20551 | 0.010714 | 0.015686 | 0.014098 | 0.040497 | 0 | 0 | 0 | 0 | 0 | 13
6636_G_4 | PJM_AP | Pennsylvania | 42 | FAYETTE | 51 | 6636 | 4 | Lake Lynn Hydro Station | 0 | 1926 | 9999 | Hydro | [5 empty] | Non-Fossil | G | 2030 | Hydro |  | 0 | 0 | 0 | 0 | 0 | 0 | 0 | 0 | 0 | 0 | 0 | 0 | 0 | 0 | 0 | 0 | 7.7076 | 11.2848 | 10.1421 | 29.1346 | 0 | 0 | 0 | 0 | 0 | 0 | 0 | 0 | 0 | 0 | 0 | 0 | 0 | 0 | 0 | 0 | 0 | 0 | 0 | 0 | 0.20551 | 0.010714 | 0.015686 | 0.014098 | 0.040497 | 0 | 0 | 0 | 0 | 0 | 13
6639_B_G1 | MISO_Indiana (including parts of Kentucky) | Kentucky | 21 | Webster | 233 | 6639 | G1 | R D Green | 11190 | 1979 | 9999 | Coal Steam | wall | dry | ESPC + Wet Scrubber + Mercury Control + DSI | LNB | Wet Scrubber | Fossil | B | 2030 | NaturalGas | Coal to Gas | 0 | 0 | 0 | 0 | 0 | 0 | 0 | 0 | 0 | 0 | 0 | 0 | 0 | 0 | 0 | 0 | 0 | 0 | 0 | 0 | 0 | 0 | 0 | 0 | 0 | 0 | 0 | 0 | 0 | 0 | 0 | 0 | 0 | 0 | 0 | 0 | 0 | 0 | 0 | 0 | 11.1921 | 0 | 0 | 0 | 0 | 0 | 0 | 0 | 0 | 0 | 231 | Scrubber / Mercury Control / DSI / Coal to Gas | Wet Scrubber
6639_B_G2 | MISO_Indiana (including parts of Kentucky) | Kentucky | 21 | Webster | 233 | 6639 | G2 | R D Green | 11119 | 1981 | 9999 | Coal Steam | wall | dry | ESPC + Wet Scrubber + Mercury Control + DSI | LNB + OFA | Wet Scrubber | Fossil | B | 2030 | NaturalGas | Coal to Gas | 0 | 0 | 0 | 0 | 0 | 0 | 0 | 0 | 0 | 0 | 0 | 0 | 0 | 0 | 0 | 0 | 0 | 0 | 0 | 0 | 0 | 0 | 0 | 0 | 0 | 0 | 0 | 0 | 0 | 0 | 0 | 0 | 0 | 0 | 0 | 0 | 0 | 0 | 0 | 0 | 10.8045 | 0 | 0 | 0 | 0 | 0 | 0 | 0 | 0 | 0 | 223 | Scrubber / Mercury Control / DSI / Coal to Gas | Wet Scrubber
664_G_8 | FRCC | Florida | 12 | Alachua | 1 | 664 | 8 | John R Kelly | 8549 | 1965 | 9999 | Combined Cycle |  |  |  | DLNB + H2O |  | Fossil | G | 2030 | NaturalGas |  | 2.9923e-10 | 1.7606e-09 | 1.2676e-08 | 1.4735e-08 | 0 | 0 | 0 | 0 | 0 | 0 | 0 | 0 | 0 | 0 | 0 | 0 | 3.5001e-08 | 2.0594e-07 | 1.4827e-06 | 1.7236e-06 | 1.7517e-08 | 1.0306e-07 | 7.4203e-07 | 8.6261e-07 | 2.0946e-17 | 1.2324e-16 | 8.8729e-16 | 1.0315e-15 | 3.7124e-12 | 2.1843e-11 | 1.5726e-10 | 1.8282e-10 | 0 | 0 | 0 | 0 | 0 | 0 | 0 | 0 | 3.7563e-08 | 1.3899e-10 | 8.1107e-10 | 4.7245e-09 | 5.6745e-09 | 9.0192e-10 | 4.6739e-09 | 4.1714e-08 | 4.729e-08 | 0 | 1e-06
664_G_CT04 | FRCC | Florida | 12 | Alachua | 1 | 664 | CT04 | John R Kelly | 8549 | 2001 | 9999 | Combined Cycle |  |  |  | DLNB + H2O |  | Fossil | G | 2030 | NaturalGas |  | 0.022442 | 0.13204 | 0.95067 | 1.1052 | 0 | 0 | 0 | 0 | 0 | 0 | 0 | 0 | 0 | 0 | 0 | 0 | 2.6251 | 15.4454 | 111.2022 | 129.2727 | 1.3138 | 7.7298 | 55.6521 | 64.6956 | 1.5709e-09 | 9.243e-09 | 6.6547e-08 | 7.7361e-08 | 0.00027843 | 0.0016382 | 0.011795 | 0.013711 | 0 | 0 | 0 | 0 | 0 | 0 | 0 | 0 | 2.8173 | 0.010424 | 0.06083 | 0.35434 | 0.42559 | 0.067644 | 0.35054 | 3.1286 | 3.5468 | 0 | 75
6641_B_1 | MISO_Arkansas | Arkansas | 5 | Independence | 63 | 6641 | 1 | Independence Steam Electric Station | 10428 | 1983 | 9999 | Coal Steam | tangential | wet | ESPC + Mercury Control | LNC3 |  | Fossil | B | 2030 |  | Coal Retirement | 0 | 0 | 0 | 0 | 0 | 0 | 0 | 0 | 0 | 0 | 0 | 0 | 0 | 0 | 0 | 0 | 0 | 0 | 0 | 0 | 0 | 0 | 0 | 0 | 0 | 0 | 0 | 0 | 0 | 0 | 0 | 0 | 0 | 0 | 0 | 0 | 0 | 0 | 0 | 0 | 0 | 0 | 0 | 0 | 0 | 0 | 0 | 0 | 0 | 0 | 809 | Mercury Control
6641_B_2 | MISO_Arkansas | Arkansas | 5 | Independence | 63 | 6641 | 2 | Independence Steam Electric Station | 10427 | 1985 | 9999 | Coal Steam | tangential | wet | ESPC + Mercury Control | LNC2 |  | Fossil | B | 2030 |  | Coal Retirement | 0 | 0 | 0 | 0 | 0 | 0 | 0 | 0 | 0 | 0 | 0 | 0 | 0 | 0 | 0 | 0 | 0 | 0 | 0 | 0 | 0 | 0 | 0 | 0 | 0 | 0 | 0 | 0 | 0 | 0 | 0 | 0 | 0 | 0 | 0 | 0 | 0 | 0 | 0 | 0 | 0 | 0 | 0 | 0 | 0 | 0 | 0 | 0 | 0 | 0 | 842 | Mercury Control
6643_G_1 | WECC_LADWP | California | 6 | Los Angeles | 37 | 6643 | 1 | Greg Avenue | 0 | 1979 | 9999 | Hydro | [5 empty] | Non-Fossil | G | 2030 | Hydro |  | 0 | 0 | 0 | 0 | 0 | 0 | 0 | 0 | 0 | 0 | 0 | 0 | 0 | 0 | 0 | 0 | 6.0564e-07 | 9.8754e-07 | 1.9053e-06 | 3.4984e-06 | 0 | 0 | 0 | 0 | 0 | 0 | 0 | 0 | 0 | 0 | 0 | 0 | 0 | 0 | 0 | 0 | 0 | 0 | 0 | 0 | 1.5808e-08 | 8.4184e-10 | 1.3727e-09 | 2.6483e-09 | 4.8628e-09 | 0 | 0 | 0 | 0 | 0 | 1e-06
6644_G_1 | WECC_Southern California Edison | California | 6 | Riverside | 65 | 6644 | 1 | Lake Mathews | 0 | 1980 | 9999 | Hydro | [5 empty] | Non-Fossil | G | 2030 | Hydro |  | 0 | 0 | 0 | 0 | 0 | 0 | 0 | 0 | 0 | 0 | 0 | 0 | 0 | 0 | 0 | 0 | 1.9591 | 3.1544 | 6.0712 | 11.1847 | 0 | 0 | 0 | 0 | 0 | 0 | 0 | 0 | 0 | 0 | 0 | 0 | 0 | 0 | 0 | 0 | 0 | 0 | 0 | 0 | 0.07746 | 0.0027231 | 0.0043846 | 0.008439 | 0.015547 | 0 | 0 | 0 | 0 | 0 | 4.9
6645_G_1 | WECC_LADWP | California | 6 | Los Angeles | 37 | 6645 | 1 | Foothill Feeder | 0 | 1981 | 9999 | Hydro | [5 empty] | Non-Fossil | G | 2030 | Hydro |  | 0 | 0 | 0 | 0 | 0 | 0 | 0 | 0 | 0 | 0 | 0 | 0 | 0 | 0 | 0 | 0 | 2.1803 | 3.5551 | 6.859 | 12.5944 | 0 | 0 | 0 | 0 | 0 | 0 | 0 | 0 | 0 | 0 | 0 | 0 | 0 | 0 | 0 | 0 | 0 | 0 | 0 | 0 | 0.05691 | 0.0030306 | 0.0049417 | 0.009534 | 0.017506 | 0 | 0 | 0 | 0 | 0 | 3.6
6645_G_2 | WECC_LADWP | California | 6 | Los Angeles | 37 | 6645 | 2 | Foothill Feeder | 0 | 1981 | 9999 | Hydro | [5 empty] | Non-Fossil | G | 2030 | Hydro |  | 0 | 0 | 0 | 0 | 0 | 0 | 0 | 0 | 0 | 0 | 0 | 0 | 0 | 0 | 0 | 0 | 2.1803 | 3.5551 | 6.859 | 12.5944 | 0 | 0 | 0 | 0 | 0 | 0 | 0 | 0 | 0 | 0 | 0 | 0 | 0 | 0 | 0 | 0 | 0 | 0 | 0 | 0 | 0.05691 | 0.0030306 | 0.0049417 | 0.009534 | 0.017506 | 0 | 0 | 0 | 0 | 0 | 3.6
6646_G_1 | WECC_Southern California Edison | California | 6 | Los Angeles | 37 | 6646 | 1 | San Dimas | 0 | 1981 | 9999 | Hydro | [5 empty] | Non-Fossil | G | 2030 | Hydro |  | 0 | 0 | 0 | 0 | 0 | 0 | 0 | 0 | 0 | 0 | 0 | 0 | 0 | 0 | 0 | 0 | 3.9581 | 6.3732 | 12.2663 | 22.5976 | 0 | 0 | 0 | 0 | 0 | 0 | 0 | 0 | 0 | 0 | 0 | 0 | 0 | 0 | 0 | 0 | 0 | 0 | 0 | 0 | 0.1565 | 0.0055018 | 0.0088588 | 0.01705 | 0.031411 | 0 | 0 | 0 | 0 | 0 | 9.9
6647_G_1 | WECC_Southern California Edison | California | 6 | Orange | 59 | 6647 | 1 | Yorba Linda | 0 | 1981 | 9999 | Hydro | [5 empty] | Non-Fossil | G | 2030 | Hydro |  | 0 | 0 | 0 | 0 | 0 | 0 | 0 | 0 | 0 | 0 | 0 | 0 | 0 | 0 | 0 | 0 | 2.039 | 3.2832 | 6.319 | 11.6412 | 0 | 0 | 0 | 0 | 0 | 0 | 0 | 0 | 0 | 0 | 0 | 0 | 0 | 0 | 0 | 0 | 0 | 0 | 0 | 0 | 0.080622 | 0.0028343 | 0.0045636 | 0.0087834 | 0.016181 | 0 | 0 | 0 | 0 | 0 | 5.1
665_G_13 | FRCC | Florida | 12 | Miami Dade | 86 | 665 | 13 | G W Ivey | 16413 | 1972 | 9999 | Combustion Turbine | [5 empty] | Fossil | G | 2030 | NaturalGas |  | 0.00029299 | 0.00026635 | 0.0013934 | 0.0019527 | 0 | 0 | 0 | 0 | 0 | 0 | 0 | 0 | 0 | 0 | 0 | 0 | 0.017851 | 0.016228 | 0.084896 | 0.11898 | 0.017151 | 0.015592 | 0.08157 | 0.11431 | 2.0509e-11 | 1.8645e-11 | 9.7538e-11 | 1.3669e-10 | 0.00063827 | 0.00058024 | 0.0030355 | 0.004254 | 0 | 0 | 0 | 0 | 0 | 0 | 0 | 0 | 0.078287 | 8.4256e-05 | 7.6597e-05 | 0.00040071 | 0.00056156 | 0.00088312 | 0.00070711 | 0.0045856 | 0.0061758 | 0 | 1.8
665_G_14 | FRCC | Florida | 12 | Miami Dade | 86 | 665 | 14 | G W Ivey | 16413 | 1972 | 9999 | Combustion Turbine | [5 empty] | Fossil | G | 2030 | NaturalGas |  | 0.00029299 | 0.00026635 | 0.0013934 | 0.0019527 | 0 | 0 | 0 | 0 | 0 | 0 | 0 | 0 | 0 | 0 | 0 | 0 | 0.017851 | 0.016228 | 0.084896 | 0.11898 | 0.017151 | 0.015592 | 0.08157 | 0.11431 | 2.0509e-11 | 1.8645e-11 | 9.7538e-11 | 1.3669e-10 | 0.00054858 | 0.00049871 | 0.002609 | 0.0036563 | 0 | 0 | 0 | 0 | 0 | 0 | 0 | 0 | 0.078287 | 8.4256e-05 | 7.6597e-05 | 0.00040071 | 0.00056156 | 0.00088312 | 0.00070711 | 0.0045856 | 0.0061758 | 0 | 1.8
665_G_15 | FRCC | Florida | 12 | Miami Dade | 86 | 665 | 15 | G W Ivey | 16413 | 1972 | 9999 | Combustion Turbine | [5 empty] | Fossil | G | 2030 | NaturalGas |  | 0.00029299 | 0.00026635 | 0.0013934 | 0.0019527 | 0 | 0 | 0 | 0 | 0 | 0 | 0 | 0 | 0 | 0 | 0 | 0 | 0.017851 | 0.016228 | 0.084896 | 0.11898 | 0.017151 | 0.015592 | 0.08157 | 0.11431 | 2.0509e-11 | 1.8645e-11 | 9.7538e-11 | 1.3669e-10 | 0.00063083 | 0.00057348 | 0.0030001 | 0.0042044 | 0 | 0 | 0 | 0 | 0 | 0 | 0 | 0 | 0.078287 | 8.4256e-05 | 7.6597e-05 | 0.00040071 | 0.00056156 | 0.00088312 | 0.00070711 | 0.0045856 | 0.0061758 | 0 | 1.8
665_G_16 | FRCC | Florida | 12 | Miami Dade | 86 | 665 | 16 | G W Ivey | 16413 | 1972 | 9999 | Combustion Turbine | [5 empty] | Fossil | G | 2030 | NaturalGas |  | 0.00029299 | 0.00026635 | 0.0013934 | 0.0019527 | 0 | 0 | 0 | 0 | 0 | 0 | 0 | 0 | 0 | 0 | 0 | 0 | 0.017851 | 0.016228 | 0.084896 | 0.11898 | 0.017151 | 0.015592 | 0.08157 | 0.11431 | 2.0509e-11 | 1.8645e-11 | 9.7538e-11 | 1.3669e-10 | 0.00063083 | 0.00057348 | 0.0030001 | 0.0042044 | 0 | 0 | 0 | 0 | 0 | 0 | 0 | 0 | 0.078287 | 8.4256e-05 | 7.6597e-05 | 0.00040071 | 0.00056156 | 0.00088312 | 0.00070711 | 0.0045856 | 0.0061758 | 0 | 1.8
665_G_17 | FRCC | Florida | 12 | Miami Dade | 86 | 665 | 17 | G W Ivey | 16413 | 1972 | 9999 | Combustion Turbine | [5 empty] | Fossil | G | 2030 | NaturalGas |  | 0.00029299 | 0.00026635 | 0.0013934 | 0.0019527 | 0 | 0 | 0 | 0 | 0 | 0 | 0 | 0 | 0 | 0 | 0 | 0 | 0.017851 | 0.016228 | 0.084896 | 0.11898 | 0.017151 | 0.015592 | 0.08157 | 0.11431 | 2.0509e-11 | 1.8645e-11 | 9.7538e-11 | 1.3669e-10 | 0.00063927 | 0.00058115 | 0.0030402 | 0.0042607 | 0 | 0 | 0 | 0 | 0 | 0 | 0 | 0 | 0.078287 | 8.4256e-05 | 7.6597e-05 | 0.00040071 | 0.00056156 | 0.00088312 | 0.00070711 | 0.0045856 | 0.0061758 | 0 | 1.8
665_G_19 | FRCC | Florida | 12 | Miami Dade | 86 | 665 | 19 | G W Ivey | 16415 | 1975 | 9999 | Combustion Turbine | [5 empty] | Fossil | G | 2030 | NaturalGas |  | 0.0013023 | 0.0011839 | 0.0061936 | 0.0086799 | 0 | 0 | 0 | 0 | 0 | 0 | 0 | 0 | 0 | 0 | 0 | 0 | 0.079337 | 0.072125 | 0.37732 | 0.52878 | 0.076238 | 0.069307 | 0.36258 | 0.50812 | 9.1163e-11 | 8.2875e-11 | 4.3356e-10 | 6.0759e-10 | 0.001258 | 0.0011436 | 0.0059828 | 0.0083845 | 0 | 0 | 0 | 0 | 0 | 0 | 0 | 0 | 0.34794 | 0.00037447 | 0.00034043 | 0.0017809 | 0.0024958 | 0.0039254 | 0.0031431 | 0.020383 | 0.027451 | 0 | 8
665_G_2 | FRCC | Florida | 12 | Miami Dade | 86 | 665 | 2 | G W Ivey | 16413 | 1970 | 9999 | Combustion Turbine | [5 empty] | Fossil | G | 2030 | NaturalGas |  | 0.00029299 | 0.00026635 | 0.0013934 | 0.0019527 | 0 | 0 | 0 | 0 | 0 | 0 | 0 | 0 | 0 | 0 | 0 | 0 | 0.017851 | 0.016228 | 0.084896 | 0.11898 | 0.017151 | 0.015592 | 0.08157 | 0.11431 | 2.0509e-11 | 1.8645e-11 | 9.7538e-11 | 1.3669e-10 | 0.00063083 | 0.00057348 | 0.0030001 | 0.0042044 | 0 | 0 | 0 | 0 | 0 | 0 | 0 | 0 | 0.078287 | 8.4256e-05 | 7.6597e-05 | 0.00040071 | 0.00056156 | 0.00088312 | 0.00070711 | 0.0045856 | 0.0061758 | 0 | 1.8
665_G_20 | FRCC | Florida | 12 | Miami Dade | 86 | 665 | 20 | G W Ivey | 16414 | 1981 | 9999 | Combustion Turbine | [5 empty] | Fossil | G | 2030 | NaturalGas |  | 0.00097668 | 0.00088789 | 0.004645 | 0.0065095 | 0 | 0 | 0 | 0 | 0 | 0 | 0 | 0 | 0 | 0 | 0 | 0 | 0.059503 | 0.054094 | 0.28299 | 0.39658 | 0.057175 | 0.051977 | 0.27192 | 0.38107 | 6.8368e-11 | 6.2153e-11 | 3.2515e-10 | 4.5567e-10 | 0.0021109 | 0.001919 | 0.010039 | 0.014069 | 0 | 0 | 0 | 0 | 0 | 0 | 0 | 0 | 0.26096 | 0.00028085 | 0.00025532 | 0.0013357 | 0.0018719 | 0.0029439 | 0.0023572 | 0.015286 | 0.020587 | 0 | 6
665_G_21 | FRCC | Florida | 12 | Miami Dade | 86 | 665 | 21 | G W Ivey | 16414 | 1981 | 9999 | Combustion Turbine | [5 empty] | Fossil | G | 2030 | NaturalGas |  | 0.00097668 | 0.00088789 | 0.004645 | 0.0065095 | 0 | 0 | 0 | 0 | 0 | 0 | 0 | 0 | 0 | 0 | 0 | 0 | 0.059503 | 0.054094 | 0.28299 | 0.39658 | 0.057175 | 0.051977 | 0.27192 | 0.38107 | 6.8368e-11 | 6.2153e-11 | 3.2515e-10 | 4.5567e-10 | 0.0021291 | 0.0019356 | 0.010126 | 0.01419 | 0 | 0 | 0 | 0 | 0 | 0 | 0 | 0 | 0.26096 | 0.00028085 | 0.00025532 | 0.0013357 | 0.0018719 | 0.0029439 | 0.0023572 | 0.015286 | 0.020587 | 0 | 6
665_G_22 | FRCC | Florida | 12 | Miami Dade | 86 | 665 | 22 | G W Ivey | 25000 | 2013 | 9999 | Combustion Turbine | [5 empty] | Fossil | G | 2030 | Oil |  | 0 | 0 | 0 | 0 | 0 | 0 | 0 | 0 | 0 | 0 | 0 | 0 | 0 | 0 | 0 | 0 | 0 | 0 | 0 | 0 | 0 | 0 | 0 | 0 | 0 | 0 | 0 | 0 | 0 | 0 | 0 | 0 | 0 | 0 | 0 | 0 | 0 | 0 | 0 | 0 | 0.0043493 | 0 | 0 | 0 | 0 | 0 | 0 | 0 | 0 | 0 | 0.1
665_G_3 | FRCC | Florida | 12 | Miami Dade | 86 | 665 | 3 | G W Ivey | 16413 | 1970 | 9999 | Combustion Turbine | [5 empty] | Fossil | G | 2030 | NaturalGas |  | 0.00029299 | 0.00026635 | 0.0013934 | 0.0019527 | 0 | 0 | 0 | 0 | 0 | 0 | 0 | 0 | 0 | 0 | 0 | 0 | 0.017851 | 0.016228 | 0.084896 | 0.11898 | 0.017151 | 0.015592 | 0.08157 | 0.11431 | 2.0509e-11 | 1.8645e-11 | 9.7538e-11 | 1.3669e-10 | 0.00063083 | 0.00057348 | 0.0030001 | 0.0042044 | 0 | 0 | 0 | 0 | 0 | 0 | 0 | 0 | 0.078287 | 8.4256e-05 | 7.6597e-05 | 0.00040071 | 0.00056156 | 0.00088312 | 0.00070711 | 0.0045856 | 0.0061758 | 0 | 1.8
6650_G_1 | MISO_Missouri | Missouri | 29 | Audrain | 7 | 6650 | 1 | Mexico | 15788 | 1978 | 9999 | Combustion Turbine | [5 empty] | Fossil | G | 2030 | Oil |  | 0 | 0 | 0 | 0 | 0 | 0 | 0 | 0 | 0 | 0 | 0 | 0 | 0 | 0 | 0 | 0 | 0 | 0 | 0 | 0 | 0 | 0 | 0 | 0 | 0 | 0 | 0 | 0 | 0 | 0 | 0 | 0 | 0 | 0 | 0 | 0 | 0 | 0 | 0 | 0 | 2.2832 | 0 | 0 | 0 | 0 | 0 | 0 | 0 | 0 | 0 | 53
6651_G_1 | MISO_Missouri | Missouri | 29 | Randolph | 175 | 6651 | 1 | Moberly | 24030 | 1978 | 9999 | Combustion Turbine | [5 empty] | Fossil | G | 2030 | Oil |  | 0 | 0 | 0 | 0 | 0 | 0 | 0 | 0 | 0 | 0 | 0 | 0 | 0 | 0 | 0 | 0 | 0 | 0 | 0 | 0 | 0 | 0 | 0 | 0 | 0 | 0 | 0 | 0 | 0 | 0 | 0 | 0 | 0 | 0 | 0 | 0 | 0 | 0 | 0 | 0 | 2.2832 | 0 | 0 | 0 | 0 | 0 | 0 | 0 | 0 | 0 | 53
6652_G_1 | MISO_Missouri | Missouri | 29 | Cole | 51 | 6652 | 1 | Moreau | 22314 | 1978 | 9999 | Combustion Turbine | [5 empty] | Fossil | G | 2030 | Oil |  | 0 | 0 | 0 | 0 | 0 | 0 | 0 | 0 | 0 | 0 | 0 | 0 | 0 | 0 | 0 | 0 | 0 | 0 | 0 | 0 | 0 | 0 | 0 | 0 | 0 | 0 | 0 | 0 | 0 | 0 | 0 | 0 | 0 | 0 | 0 | 0 | 0 | 0 | 0 | 0 | 2.2832 | 0 | 0 | 0 | 0 | 0 | 0 | 0 | 0 | 0 | 53
666_G_GT37 | FRCC | Florida | 12 | Duval | 31 | 666 | GT37 | J D Kennedy | 12606 | 2000 | 9999 | Combustion Turbine |  |  |  | DLNB + H2O |  | Fossil | G | 2030 | NaturalGas |  | 0.035854 | 0.061464 | 0.1539 | 0.25121 | 0 | 0 | 0 | 0 | 0 | 0 | 0 | 0 | 0 | 0 | 0 | 0 | 2.8442 | 4.8758 | 12.2081 | 19.9281 | 2.0989 | 3.5981 | 9.009 | 14.7061 | 2.5098e-09 | 4.3025e-09 | 1.0773e-08 | 1.7585e-08 | 0.00065183 | 0.0011174 | 0.0027978 | 0.0045671 | 0 | 0 | 0 | 0 | 0 | 0 | 0 | 0 | 3.1284 | 0.013112 | 0.022477 | 0.056279 | 0.091869 | 0.10807 | 0.16317 | 0.50646 | 0.7777 | 0 | 158.6
666_G_GT38 | FRCC | Florida | 12 | Duval | 31 | 666 | GT38 | J D Kennedy | 12607 | 2009 | 9999 | Combustion Turbine |  |  |  | DLNB |  | Fossil | G | 2030 | NaturalGas |  | 0.035857 | 0.061469 | 0.15391 | 0.25123 | 0 | 0 | 0 | 0 | 0 | 0 | 0 | 0 | 0 | 0 | 0 | 0 | 2.8442 | 4.8758 | 12.2081 | 19.9281 | 2.0991 | 3.5984 | 9.0097 | 14.7072 | 2.51e-09 | 4.3028e-09 | 1.0774e-08 | 1.7586e-08 | 0.00066013 | 0.0011316 | 0.0028334 | 0.0046252 | 0 | 0 | 0 | 0 | 0 | 0 | 0 | 0 | 3.1284 | 0.013112 | 0.022477 | 0.056279 | 0.091869 | 0.10808 | 0.16319 | 0.5065 | 0.77776 | 0 | 158.6
6664_B_101 | MISO_Iowa-MidAmerican | Iowa | 19 | Louisa | 115 | 6664 | 101 | Louisa | 10591 | 1983 | 9999 | Coal Steam | wall | dry | ESPH + Baghouse + Dry Scrubber + Mercury Control | LNBO | Dry Scrubber | Fossil | B | 2030 | Coal |  | 11.3446 | 0 | 16.041 | 27.3856 | 0 | 0 | 0 | 0 | 11.3446 | 0 | 16.041 | 27.3856 | 0 | 0 | 0 | 0 | 1071.1539 | 0 | 1514.5912 | 2585.7452 | 1215.5729 | 0 | 1718.797 | 2934.3699 | 0.0031829 | 0 | 0.0045005 | 0.0076834 | 0.97195 | 0 | 1.3743 | 2.3463 | 0.45378 | 0 | 0.64164 | 1.0954 | 0.0056723 | 0 | 0.0080205 | 0.013693 | 42.8569 | 5.4695 | 0 | 7.7337 | 13.2032 | 20.6103 | 0 | 29.1425 | 49.7528 | 0 | 746 | Scrubber / Mercury Control | Dry Scrubber
667_B_1 | FRCC | Florida | 12 | Duval | 31 | 667 | 1 | Northside Generating Station | 10368 | 2002 | 9999 | Coal Steam | FBC | dry | Baghouse + Dry Scrubber + SNCR | CF | Dry Scrubber | Fossil | B | 2030 | Pet. Coke |  | 0 | 0 | 3.1142 | 3.1142 | 0 | 0 | 0 | 0 | 0 | 0 | 0 | 0 | 0 | 0 | 0 | 0 | 0 | 0 | 300.3646 | 300.3646 | 0 | 0 | 350.5477 | 350.5477 | 0 | 0 | 0.00029037 | 0.00029037 | 0 | 0 | 0.11085 | 0.11085 | 0 | 0 | 1.7984 | 1.7984 | 0 | 0 | 0.00077854 | 0.00077854 | 12.0296 | 0 | 0 | 1.3089 | 1.3089 | 0 | 0 | 6.4541 | 6.4541 | 0 | 293 | Scrubber / SNCR | Dry Scrubber
667_B_2 | FRCC | Florida | 12 | Duval | 31 | 667 | 2 | Northside Generating Station | 10386 | 2002 | 9999 | Coal Steam | FBC | dry | Baghouse + Dry Scrubber + SNCR | CF | Dry Scrubber | Fossil | B | 2030 | Pet. Coke |  | 0 | 0 | 3.1196 | 3.1196 | 0 | 0 | 0 | 0 | 0 | 0 | 0 | 0 | 0 | 0 | 0 | 0 | 0 | 0 | 300.3646 | 300.3646 | 0 | 0 | 351.1562 | 351.1562 | 0 | 0 | 0.00029087 | 0.00029087 | 0 | 0 | 0.10455 | 0.10455 | 0 | 0 | 1.8016 | 1.8016 | 0 | 0 | 0.0007799 | 0.0007799 | 12.0296 | 0 | 0 | 1.3089 | 1.3089 | 0 | 0 | 6.4653 | 6.4653 | 0 | 293 | Scrubber / SNCR | Dry Scrubber
667_G_4 | FRCC | Florida | 12 | Duval | 31 | 667 | 4 | Northside Generating Station | 18618 | 1975 | 9999 | Combustion Turbine | [5 empty] | Fossil | G | 2030 | Oil |  | 0 | 0 | 0 | 0 | 0 | 0 | 0 | 0 | 0 | 0 | 0 | 0 | 0 | 0 | 0 | 0 | 0 | 0 | 0 | 0 | 0 | 0 | 0 | 0 | 0 | 0 | 0 | 0 | 0 | 0 | 0 | 0 | 0 | 0 | 0 | 0 | 0 | 0 | 0 | 0 | 2.3051 | 0 | 0 | 0 | 0 | 0 | 0 | 0 | 0 | 0 | 53
667_G_5 | FRCC | Florida | 12 | Duval | 31 | 667 | 5 | Northside Generating Station | 18626 | 1974 | 9999 | Combustion Turbine | [5 empty] | Fossil | G | 2030 | Oil |  | 0 | 0 | 0 | 0 | 0 | 0 | 0 | 0 | 0 | 0 | 0 | 0 | 0 | 0 | 0 | 0 | 0 | 0 | 0 | 0 | 0 | 0 | 0 | 0 | 0 | 0 | 0 | 0 | 0 | 0 | 0 | 0 | 0 | 0 | 0 | 0 | 0 | 0 | 0 | 0 | 2.3051 | 0 | 0 | 0 | 0 | 0 | 0 | 0 | 0 | 0 | 53
667_G_6 | FRCC | Florida | 12 | Duval | 31 | 667 | 6 | Northside Generating Station | 18626 | 1974 | 9999 | Combustion Turbine | [5 empty] | Fossil | G | 2030 | Oil |  | 0 | 0 | 0 | 0 | 0 | 0 | 0 | 0 | 0 | 0 | 0 | 0 | 0 | 0 | 0 | 0 | 0 | 0 | 0 | 0 | 0 | 0 | 0 | 0 | 0 | 0 | 0 | 0 | 0 | 0 | 0 | 0 | 0 | 0 | 0 | 0 | 0 | 0 | 0 | 0 | 2.3051 | 0 | 0 | 0 | 0 | 0 | 0 | 0 | 0 | 0 | 53
667_G_GT3 | FRCC | Florida | 12 | Duval | 31 | 667 | GT3 | Northside Generating Station | 18626 | 1975 | 9999 | Combustion Turbine | [5 empty] | Fossil | G | 2030 | Oil |  | 0 | 0 | 0 | 0 | 0 | 0 | 0 | 0 | 0 | 0 | 0 | 0 | 0 | 0 | 0 | 0 | 0 | 0 | 0 | 0 | 0 | 0 | 0 | 0 | 0 | 0 | 0 | 0 | 0 | 0 | 0 | 0 | 0 | 0 | 0 | 0 | 0 | 0 | 0 | 0 | 2.3051 | 0 | 0 | 0 | 0 | 0 | 0 | 0 | 0 | 0 | 53
667_G_ST3 | FRCC | Florida | 12 | Duval | 31 | 667 | ST3 | Northside Generating Station | 11615 | 1977 | 9999 | O/G Steam | wall | dry | SNCR | LNB |  | Fossil | G | 2030 | NaturalGas |  | 0 | 0 | 0 | 0 | 0 | 0 | 0 | 0 | 0 | 0 | 0 | 0 | 0 | 0 | 0 | 0 | 0 | 0 | 0 | 0 | 0 | 0 | 0 | 0 | 0 | 0 | 0 | 0 | 0 | 0 | 0 | 0 | 0 | 0 | 0 | 0 | 0 | 0 | 0 | 0 | 22.4679 | 0 | 0 | 0 | 0 | 0 | 0 | 0 | 0 | 0 | 524 | SNCR
6704_G_10 | WECC_Southern California Edison | California | 6 | Los Angeles | 37 | 6704 | 10 | Pebbly Beach Generating Station | 10745 | 1966 | 9999 | Combustion Turbine | [5 empty] | Fossil | G | 2030 | Oil |  | 0 | 0 | 0 | 0 | 0 | 0 | 0 | 0 | 0 | 0 | 0 | 0 | 0 | 0 | 0 | 0 | 0 | 0 | 0 | 0 | 0 | 0 | 0 | 0 | 0 | 0 | 0 | 0 | 0 | 0 | 0 | 0 | 0 | 0 | 0 | 0 | 0 | 0 | 0 | 0 | 0.050529 | 0 | 0 | 0 | 0 | 0 | 0 | 0 | 0 | 0 | 1.1
6704_G_12 | WECC_Southern California Edison | California | 6 | Los Angeles | 37 | 6704 | 12 | Pebbly Beach Generating Station | 10745 | 1976 | 9999 | Combustion Turbine | [5 empty] | Fossil | G | 2030 | Oil |  | 0 | 0 | 0 | 0 | 0 | 0 | 0 | 0 | 0 | 0 | 0 | 0 | 0 | 0 | 0 | 0 | 0 | 0 | 0 | 0 | 0 | 0 | 0 | 0 | 0 | 0 | 0 | 0 | 0 | 0 | 0 | 0 | 0 | 0 | 0 | 0 | 0 | 0 | 0 | 0 | 0.073497 | 0 | 0 | 0 | 0 | 0 | 0 | 0 | 0 | 0 | 1.6
6704_G_14 | WECC_Southern California Edison | California | 6 | Los Angeles | 37 | 6704 | 14 | Pebbly Beach Generating Station | 10745 | 1986 | 9999 | Combustion Turbine | [5 empty] | Fossil | G | 2030 | Oil |  | 0 | 0 | 0 | 0 | 0 | 0 | 0 | 0 | 0 | 0 | 0 | 0 | 0 | 0 | 0 | 0 | 0 | 0 | 0 | 0 | 0 | 0 | 0 | 0 | 0 | 0 | 0 | 0 | 0 | 0 | 0 | 0 | 0 | 0 | 0 | 0 | 0 | 0 | 0 | 0 | 0.06431 | 0 | 0 | 0 | 0 | 0 | 0 | 0 | 0 | 0 | 1.4
6704_G_15 | WECC_Southern California Edison | California | 6 | Los Angeles | 37 | 6704 | 15 | Pebbly Beach Generating Station | 10745 | 1995 | 9999 | Combustion Turbine | [5 empty] | Fossil | G | 2030 | Oil |  | 0 | 0 | 0 | 0 | 0 | 0 | 0 | 0 | 0 | 0 | 0 | 0 | 0 | 0 | 0 | 0 | 0 | 0 | 0 | 0 | 0 | 0 | 0 | 0 | 0 | 0 | 0 | 0 | 0 | 0 | 0 | 0 | 0 | 0 | 0 | 0 | 0 | 0 | 0 | 0 | 0.12862 | 0 | 0 | 0 | 0 | 0 | 0 | 0 | 0 | 0 | 2.8
6704_G_7 | WECC_Southern California Edison | California | 6 | Los Angeles | 37 | 6704 | 7 | Pebbly Beach Generating Station | 10745 | 1958 | 9999 | Combustion Turbine | [5 empty] | Fossil | G | 2030 | Oil |  | 0 | 0 | 0 | 0 | 0 | 0 | 0 | 0 | 0 | 0 | 0 | 0 | 0 | 0 | 0 | 0 | 0 | 0 | 0 | 0 | 0 | 0 | 0 | 0 | 0 | 0 | 0 | 0 | 0 | 0 | 0 | 0 | 0 | 0 | 0 | 0 | 0 | 0 | 0 | 0 | 0.045936 | 0 | 0 | 0 | 0 | 0 | 0 | 0 | 0 | 0 | 1
6704_G_8 | WECC_Southern California Edison | California | 6 | Los Angeles | 37 | 6704 | 8 | Pebbly Beach Generating Station | 10745 | 1963 | 9999 | Combustion Turbine | [5 empty] | Fossil | G | 2030 | Oil |  | 0 | 0 | 0 | 0 | 0 | 0 | 0 | 0 | 0 | 0 | 0 | 0 | 0 | 0 | 0 | 0 | 0 | 0 | 0 | 0 | 0 | 0 | 0 | 0 | 0 | 0 | 0 | 0 | 0 | 0 | 0 | 0 | 0 | 0 | 0 | 0 | 0 | 0 | 0 | 0 | 0.068904 | 0 | 0 | 0 | 0 | 0 | 0 | 0 | 0 | 0 | 1.5
6704_G_MT01 | WECC_LADWP | California | 6 | Los Angeles | 37 | 6704 | MT01 | Pebbly Beach Generating Station | 15276 | 2011 | 9999 | Combustion Turbine | [5 empty] | Fossil | G | 2030 | NaturalGas |  | 0 | 0 | 0 | 0 | 0 | 0 | 0 | 0 | 0 | 0 | 0 | 0 | 0 | 0 | 0 | 0 | 0 | 0 | 0 | 0 | 0 | 0 | 0 | 0 | 0 | 0 | 0 | 0 | 0 | 0 | 0 | 0 | 0 | 0 | 0 | 0 | 0 | 0 | 0 | 0 | 0.0019725 | 0 | 0 | 0 | 0 | 0 | 0 | 0 | 0 | 0 | 0.1
6704_G_MT02 | WECC_LADWP | California | 6 | Los Angeles | 37 | 6704 | MT02 | Pebbly Beach Generating Station | 15294 | 2011 | 9999 | Combustion Turbine | [5 empty] | Fossil | G | 2030 | NaturalGas |  | 0 | 0 | 0 | 0 | 0 | 0 | 0 | 0 | 0 | 0 | 0 | 0 | 0 | 0 | 0 | 0 | 0 | 0 | 0 | 0 | 0 | 0 | 0 | 0 | 0 | 0 | 0 | 0 | 0 | 0 | 0 | 0 | 0 | 0 | 0 | 0 | 0 | 0 | 0 | 0 | 0.0019725 | 0 | 0 | 0 | 0 | 0 | 0 | 0 | 0 | 0 | 0.1
6704_G_MT03 | WECC_LADWP | California | 6 | Los Angeles | 37 | 6704 | MT03 | Pebbly Beach Generating Station | 15294 | 2011 | 9999 | Combustion Turbine | [5 empty] | Fossil | G | 2030 | NaturalGas |  | 0 | 0 | 0 | 0 | 0 | 0 | 0 | 0 | 0 | 0 | 0 | 0 | 0 | 0 | 0 | 0 | 0 | 0 | 0 | 0 | 0 | 0 | 0 | 0 | 0 | 0 | 0 | 0 | 0 | 0 | 0 | 0 | 0 | 0 | 0 | 0 | 0 | 0 | 0 | 0 | 0.0019725 | 0 | 0 | 0 | 0 | 0 | 0 | 0 | 0 | 0 | 0.1
6704_G_MT04 | WECC_LADWP | California | 6 | Los Angeles | 37 | 6704 | MT04 | Pebbly Beach Generating Station | 15294 | 2011 | 9999 | Combustion Turbine | [5 empty] | Fossil | G | 2030 | NaturalGas |  | 0 | 0 | 0 | 0 | 0 | 0 | 0 | 0 | 0 | 0 | 0 | 0 | 0 | 0 | 0 | 0 | 0 | 0 | 0 | 0 | 0 | 0 | 0 | 0 | 0 | 0 | 0 | 0 | 0 | 0 | 0 | 0 | 0 | 0 | 0 | 0 | 0 | 0 | 0 | 0 | 0.0019725 | 0 | 0 | 0 | 0 | 0 | 0 | 0 | 0 | 0 | 0.1
6704_G_MT05 | WECC_LADWP | California | 6 | Los Angeles | 37 | 6704 | MT05 | Pebbly Beach Generating Station | 15294 | 2011 | 9999 | Combustion Turbine | [5 empty] | Fossil | G | 2030 | NaturalGas |  | 0 | 0 | 0 | 0 | 0 | 0 | 0 | 0 | 0 | 0 | 0 | 0 | 0 | 0 | 0 | 0 | 0 | 0 | 0 | 0 | 0 | 0 | 0 | 0 | 0 | 0 | 0 | 0 | 0 | 0 | 0 | 0 | 0 | 0 | 0 | 0 | 0 | 0 | 0 | 0 | 0.0019725 | 0 | 0 | 0 | 0 | 0 | 0 | 0 | 0 | 0 | 0.1
6704_G_MT06 | WECC_LADWP | California | 6 | Los Angeles | 37 | 6704 | MT06 | Pebbly Beach Generating Station | 15294 | 2011 | 9999 | Combustion Turbine | [5 empty] | Fossil | G | 2030 | NaturalGas |  | 0 | 0 | 0 | 0 | 0 | 0 | 0 | 0 | 0 | 0 | 0 | 0 | 0 | 0 | 0 | 0 | 0 | 0 | 0 | 0 | 0 | 0 | 0 | 0 | 0 | 0 | 0 | 0 | 0 | 0 | 0 | 0 | 0 | 0 | 0 | 0 | 0 | 0 | 0 | 0 | 0.0019725 | 0 | 0 | 0 | 0 | 0 | 0 | 0 | 0 | 0 | 0.1
6704_G_MT07 | WECC_LADWP | California | 6 | Los Angeles | 37 | 6704 | MT07 | Pebbly Beach Generating Station | 15294 | 2011 | 9999 | Combustion Turbine | [5 empty] | Fossil | G | 2030 | NaturalGas |  | 0 | 0 | 0 | 0 | 0 | 0 | 0 | 0 | 0 | 0 | 0 | 0 | 0 | 0 | 0 | 0 | 0 | 0 | 0 | 0 | 0 | 0 | 0 | 0 | 0 | 0 | 0 | 0 | 0 | 0 | 0 | 0 | 0 | 0 | 0 | 0 | 0 | 0 | 0 | 0 | 0.0019725 | 0 | 0 | 0 | 0 | 0 | 0 | 0 | 0 | 0 | 0.1
6704_G_MT08 | WECC_LADWP | California | 6 | Los Angeles | 37 | 6704 | MT08 | Pebbly Beach Generating Station | 15294 | 2011 | 9999 | Combustion Turbine | [5 empty] | Fossil | G | 2030 | NaturalGas |  | 0 | 0 | 0 | 0 | 0 | 0 | 0 | 0 | 0 | 0 | 0 | 0 | 0 | 0 | 0 | 0 | 0 | 0 | 0 | 0 | 0 | 0 | 0 | 0 | 0 | 0 | 0 | 0 | 0 | 0 | 0 | 0 | 0 | 0 | 0 | 0 | 0 | 0 | 0 | 0 | 0.0019725 | 0 | 0 | 0 | 0 | 0 | 0 | 0 | 0 | 0 | 0.1
6704_G_MT09 | WECC_LADWP | California | 6 | Los Angeles | 37 | 6704 | MT09 | Pebbly Beach Generating Station | 15294 | 2011 | 9999 | Combustion Turbine | [5 empty] | Fossil | G | 2030 | NaturalGas |  | 0 | 0 | 0 | 0 | 0 | 0 | 0 | 0 | 0 | 0 | 0 | 0 | 0 | 0 | 0 | 0 | 0 | 0 | 0 | 0 | 0 | 0 | 0 | 0 | 0 | 0 | 0 | 0 | 0 | 0 | 0 | 0 | 0 | 0 | 0 | 0 | 0 | 0 | 0 | 0 | 0.0019725 | 0 | 0 | 0 | 0 | 0 | 0 | 0 | 0 | 0 | 0.1
6704_G_MT10 | WECC_LADWP | California | 6 | Los Angeles | 37 | 6704 | MT10 | Pebbly Beach Generating Station | 15294 | 2011 | 9999 | Combustion Turbine | [5 empty] | Fossil | G | 2030 | NaturalGas |  | 0 | 0 | 0 | 0 | 0 | 0 | 0 | 0 | 0 | 0 | 0 | 0 | 0 | 0 | 0 | 0 | 0 | 0 | 0 | 0 | 0 | 0 | 0 | 0 | 0 | 0 | 0 | 0 | 0 | 0 | 0 | 0 | 0 | 0 | 0 | 0 | 0 | 0 | 0 | 0 | 0.0019725 | 0 | 0 | 0 | 0 | 0 | 0 | 0 | 0 | 0 | 0.1
6704_G_MT11 | WECC_LADWP | California | 6 | Los Angeles | 37 | 6704 | MT11 | Pebbly Beach Generating Station | 15294 | 2011 | 9999 | Combustion Turbine | [5 empty] | Fossil | G | 2030 | NaturalGas |  | 0 | 0 | 0 | 0 | 0 | 0 | 0 | 0 | 0 | 0 | 0 | 0 | 0 | 0 | 0 | 0 | 0 | 0 | 0 | 0 | 0 | 0 | 0 | 0 | 0 | 0 | 0 | 0 | 0 | 0 | 0 | 0 | 0 | 0 | 0 | 0 | 0 | 0 | 0 | 0 | 0.0019725 | 0 | 0 | 0 | 0 | 0 | 0 | 0 | 0 | 0 | 0.1
6704_G_MT14 | WECC_LADWP | California | 6 | Los Angeles | 37 | 6704 | MT14 | Pebbly Beach Generating Station | 15294 | 2011 | 9999 | Combustion Turbine | [5 empty] | Fossil | G | 2030 | NaturalGas |  | 0 | 0 | 0 | 0 | 0 | 0 | 0 | 0 | 0 | 0 | 0 | 0 | 0 | 0 | 0 | 0 | 0 | 0 | 0 | 0 | 0 | 0 | 0 | 0 | 0 | 0 | 0 | 0 | 0 | 0 | 0 | 0 | 0 | 0 | 0 | 0 | 0 | 0 | 0 | 0 | 0.0019725 | 0 | 0 | 0 | 0 | 0 | 0 | 0 | 0 | 0 | 0.1
6704_G_MT15 | WECC_LADWP | California | 6 | Los Angeles | 37 | 6704 | MT15 | Pebbly Beach Generating Station | 15294 | 2011 | 9999 | Combustion Turbine | [5 empty] | Fossil | G | 2030 | NaturalGas |  | 0 | 0 | 0 | 0 | 0 | 0 | 0 | 0 | 0 | 0 | 0 | 0 | 0 | 0 | 0 | 0 | 0 | 0 | 0 | 0 | 0 | 0 | 0 | 0 | 0 | 0 | 0 | 0 | 0 | 0 | 0 | 0 | 0 | 0 | 0 | 0 | 0 | 0 | 0 | 0 | 0.0019725 | 0 | 0 | 0 | 0 | 0 | 0 | 0 | 0 | 0 | 0.1
6704_G_MT16 | WECC_LADWP | California | 6 | Los Angeles | 37 | 6704 | MT16 | Pebbly Beach Generating Station | 15294 | 2011 | 9999 | Combustion Turbine | [5 empty] | Fossil | G | 2030 | NaturalGas |  | 0 | 0 | 0 | 0 | 0 | 0 | 0 | 0 | 0 | 0 | 0 | 0 | 0 | 0 | 0 | 0 | 0 | 0 | 0 | 0 | 0 | 0 | 0 | 0 | 0 | 0 | 0 | 0 | 0 | 0 | 0 | 0 | 0 | 0 | 0 | 0 | 0 | 0 | 0 | 0 | 0.0019725 | 0 | 0 | 0 | 0 | 0 | 0 | 0 | 0 | 0 | 0.1
6704_G_MT17 | WECC_LADWP | California | 6 | Los Angeles | 37 | 6704 | MT17 | Pebbly Beach Generating Station | 15294 | 2011 | 9999 | Combustion Turbine | [5 empty] | Fossil | G | 2030 | NaturalGas |  | 0 | 0 | 0 | 0 | 0 | 0 | 0 | 0 | 0 | 0 | 0 | 0 | 0 | 0 | 0 | 0 | 0 | 0 | 0 | 0 | 0 | 0 | 0 | 0 | 0 | 0 | 0 | 0 | 0 | 0 | 0 | 0 | 0 | 0 | 0 | 0 | 0 | 0 | 0 | 0 | 0.0019725 | 0 | 0 | 0 | 0 | 0 | 0 | 0 | 0 | 0 | 0.1
6704_G_MT18 | WECC_LADWP | California | 6 | Los Angeles | 37 | 6704 | MT18 | Pebbly Beach Generating Station | 15294 | 2011 | 9999 | Combustion Turbine | [5 empty] | Fossil | G | 2030 | NaturalGas |  | 0 | 0 | 0 | 0 | 0 | 0 | 0 | 0 | 0 | 0 | 0 | 0 | 0 | 0 | 0 | 0 | 0 | 0 | 0 | 0 | 0 | 0 | 0 | 0 | 0 | 0 | 0 | 0 | 0 | 0 | 0 | 0 | 0 | 0 | 0 | 0 | 0 | 0 | 0 | 0 | 0.0019725 | 0 | 0 | 0 | 0 | 0 | 0 | 0 | 0 | 0 | 0.1
6704_G_MT19 | WECC_LADWP | California | 6 | Los Angeles | 37 | 6704 | MT19 | Pebbly Beach Generating Station | 15294 | 2011 | 9999 | Combustion Turbine | [5 empty] | Fossil | G | 2030 | NaturalGas |  | 0 | 0 | 0 | 0 | 0 | 0 | 0 | 0 | 0 | 0 | 0 | 0 | 0 | 0 | 0 | 0 | 0 | 0 | 0 | 0 | 0 | 0 | 0 | 0 | 0 | 0 | 0 | 0 | 0 | 0 | 0 | 0 | 0 | 0 | 0 | 0 | 0 | 0 | 0 | 0 | 0.0019725 | 0 | 0 | 0 | 0 | 0 | 0 | 0 | 0 | 0 | 0.1
6704_G_MT20 | WECC_LADWP | California | 6 | Los Angeles | 37 | 6704 | MT20 | Pebbly Beach Generating Station | 15294 | 2011 | 9999 | Combustion Turbine | [5 empty] | Fossil | G | 2030 | NaturalGas |  | 0 | 0 | 0 | 0 | 0 | 0 | 0 | 0 | 0 | 0 | 0 | 0 | 0 | 0 | 0 | 0 | 0 | 0 | 0 | 0 | 0 | 0 | 0 | 0 | 0 | 0 | 0 | 0 | 0 | 0 | 0 | 0 | 0 | 0 | 0 | 0 | 0 | 0 | 0 | 0 | 0.0019725 | 0 | 0 | 0 | 0 | 0 | 0 | 0 | 0 | 0 | 0.1
6704_G_MT21 | WECC_LADWP | California | 6 | Los Angeles | 37 | 6704 | MT21 | Pebbly Beach Generating Station | 15294 | 2011 | 9999 | Combustion Turbine | [5 empty] | Fossil | G | 2030 | NaturalGas |  | 0 | 0 | 0 | 0 | 0 | 0 | 0 | 0 | 0 | 0 | 0 | 0 | 0 | 0 | 0 | 0 | 0 | 0 | 0 | 0 | 0 | 0 | 0 | 0 | 0 | 0 | 0 | 0 | 0 | 0 | 0 | 0 | 0 | 0 | 0 | 0 | 0 | 0 | 0 | 0 | 0.0019725 | 0 | 0 | 0 | 0 | 0 | 0 | 0 | 0 | 0 | 0.1
6704_G_MT22 | WECC_LADWP | California | 6 | Los Angeles | 37 | 6704 | MT22 | Pebbly Beach Generating Station | 15294 | 2011 | 9999 | Combustion Turbine | [5 empty] | Fossil | G | 2030 | NaturalGas |  | 0 | 0 | 0 | 0 | 0 | 0 | 0 | 0 | 0 | 0 | 0 | 0 | 0 | 0 | 0 | 0 | 0 | 0 | 0 | 0 | 0 | 0 | 0 | 0 | 0 | 0 | 0 | 0 | 0 | 0 | 0 | 0 | 0 | 0 | 0 | 0 | 0 | 0 | 0 | 0 | 0.0019725 | 0 | 0 | 0 | 0 | 0 | 0 | 0 | 0 | 0 | 0.1
6704_G_MT23 | WECC_LADWP | California | 6 | Los Angeles | 37 | 6704 | MT23 | Pebbly Beach Generating Station | 15294 | 2011 | 9999 | Combustion Turbine | [5 empty] | Fossil | G | 2030 | NaturalGas |  | 0 | 0 | 0 | 0 | 0 | 0 | 0 | 0 | 0 | 0 | 0 | 0 | 0 | 0 | 0 | 0 | 0 | 0 | 0 | 0 | 0 | 0 | 0 | 0 | 0 | 0 | 0 | 0 | 0 | 0 | 0 | 0 | 0 | 0 | 0 | 0 | 0 | 0 | 0 | 0 | 0.0019725 | 0 | 0 | 0 | 0 | 0 | 0 | 0 | 0 | 0 | 0.1
6704_G_MT24 | WECC_LADWP | California | 6 | Los Angeles | 37 | 6704 | MT24 | Pebbly Beach Generating Station | 15294 | 2011 | 9999 | Combustion Turbine | [5 empty] | Fossil | G | 2030 | NaturalGas |  | 0 | 0 | 0 | 0 | 0 | 0 | 0 | 0 | 0 | 0 | 0 | 0 | 0 | 0 | 0 | 0 | 0 | 0 | 0 | 0 | 0 | 0 | 0 | 0 | 0 | 0 | 0 | 0 | 0 | 0 | 0 | 0 | 0 | 0 | 0 | 0 | 0 | 0 | 0 | 0 | 0.0019725 | 0 | 0 | 0 | 0 | 0 | 0 | 0 | 0 | 0 | 0.1
6704_G_MT25 | WECC_LADWP | California | 6 | Los Angeles | 37 | 6704 | MT25 | Pebbly Beach Generating Station | 15294 | 2011 | 9999 | Combustion Turbine | [5 empty] | Fossil | G | 2030 | NaturalGas |  | 0 | 0 | 0 | 0 | 0 | 0 | 0 | 0 | 0 | 0 | 0 | 0 | 0 | 0 | 0 | 0 | 0 | 0 | 0 | 0 | 0 | 0 | 0 | 0 | 0 | 0 | 0 | 0 | 0 | 0 | 0 | 0 | 0 | 0 | 0 | 0 | 0 | 0 | 0 | 0 | 0.0019725 | 0 | 0 | 0 | 0 | 0 | 0 | 0 | 0 | 0 | 0.1
6704_G_NASB1 | WECC_LADWP | California | 6 | Los Angeles | 37 | 6704 | NASB1 | Pebbly Beach Generating Station | 0 | 2012 | 9999 | Energy Storage | [5 empty] | Non-Fossil | G | 2030 | EnerStor |  | 0 | 0 | 0 | 0 | 0 | 0 | 0 | 0 | 0 | 0 | 0 | 0 | 0 | 0 | 0 | 0 | 0 | 0.37092 | 0.46516 | 0.83608 | 0 | 0 | 0 | 0 | 0 | 0 | 0 | 0 | 0 | 0 | 0 | 0 | 0 | 0 | 0 | 0 | 0 | 0 | 0 | 0 | 0.036776 | 0 | 0.0029192 | 0.0036609 | 0.0065801 | 0 | 0 | 0 | 0 | 0 | 1
6705_B_1 | MISO_Indiana (including parts of Kentucky) | Indiana | 18 | Warrick | 173 | 6705 | 1 | Warrick | 10809 | 1960 | 9999 | Coal Steam | wall | dry | ESPC + Wet Scrubber + SNCR | LNBO | Wet Scrubber | Fossil | B | 2030 |  | Coal Retirement | 0 | 0 | 0 | 0 | 0 | 0 | 0 | 0 | 0 | 0 | 0 | 0 | 0 | 0 | 0 | 0 | 0 | 0 | 0 | 0 | 0 | 0 | 0 | 0 | 0 | 0 | 0 | 0 | 0 | 0 | 0 | 0 | 0 | 0 | 0 | 0 | 0 | 0 | 0 | 0 | 0 | 0 | 0 | 0 | 0 | 0 | 0 | 0 | 0 | 0 | 154 | Scrubber / SNCR | Wet Scrubber
6705_B_2 | MISO_Indiana (including parts of Kentucky) | Indiana | 18 | Warrick | 173 | 6705 | 2 | Warrick | 10809 | 1964 | 9999 | Coal Steam | wall | dry | ESPC + Wet Scrubber + SNCR | LNBO | Wet Scrubber | Fossil | B | 2030 |  | Coal Retirement | 0 | 0 | 0 | 0 | 0 | 0 | 0 | 0 | 0 | 0 | 0 | 0 | 0 | 0 | 0 | 0 | 0 | 0 | 0 | 0 | 0 | 0 | 0 | 0 | 0 | 0 | 0 | 0 | 0 | 0 | 0 | 0 | 0 | 0 | 0 | 0 | 0 | 0 | 0 | 0 | 0 | 0 | 0 | 0 | 0 | 0 | 0 | 0 | 0 | 0 | 146 | Scrubber / SNCR | Wet Scrubber
6705_B_3 | MISO_Indiana (including parts of Kentucky) | Indiana | 18 | Warrick | 173 | 6705 | 3 | Warrick | 10809 | 1965 | 9999 | Coal Steam | wall | dry | ESPC + Wet Scrubber + SNCR | LNBO | Wet Scrubber | Fossil | B | 2030 |  | Coal Retirement | 0 | 0 | 0 | 0 | 0 | 0 | 0 | 0 | 0 | 0 | 0 | 0 | 0 | 0 | 0 | 0 | 0 | 0 | 0 | 0 | 0 | 0 | 0 | 0 | 0 | 0 | 0 | 0 | 0 | 0 | 0 | 0 | 0 | 0 | 0 | 0 | 0 | 0 | 0 | 0 | 0 | 0 | 0 | 0 | 0 | 0 | 0 | 0 | 0 | 0 | 149 | Scrubber / SNCR | Wet Scrubber
6705_B_4 | MISO_Indiana (including parts of Kentucky) | Indiana | 18 | Warrick | 173 | 6705 | 4 | Warrick | 11131 | 1970 | 9999 | Coal Steam | cell | dry | ESPC + Wet Scrubber + SCR + Mercury Control | LNB + NH3 | Wet Scrubber | Fossil | B | 2030 | Coal |  | 5.2553 | 6.7111 | 9.271 | 21.2374 | 5.2553 | 6.7111 | 9.271 | 21.2374 | 0 | 0 | 0 | 0 | 0 | 0 | 0 | 0 | 472.1344 | 602.9156 | 832.8997 | 1907.9497 | 541.4729 | 691.4609 | 955.4302 | 2188.3641 | 0.00090336 | 0.0011536 | 0.0015806 | 0.0036375 | 0.93674 | 1.1962 | 0.32449 | 2.4574 | 0.23281 | 0.29729 | 0.41486 | 0.94496 | 0.0026277 | 0.0033555 | 0.0046402 | 0.010623 | 22.5099 | 3.1384 | 4.0078 | 5.5365 | 12.6827 | 7.3942 | 9.4424 | 13.0442 | 29.8807 | 0 | 295 | Scrubber / SCR / Mercury Control | Wet Scrubber
673_B_S-3 | FRCC | Florida | 12 | Palm Beach | 99 | 673 | S-3 | Tom G Smith | 14500 | 1967 | 9999 | O/G Steam | wall | dry |  | AA |  | Fossil | B | 2030 | NaturalGas |  | 0 | 0 | 0 | 0 | 0 | 0 | 0 | 0 | 0 | 0 | 0 | 0 | 0 | 0 | 0 | 0 | 0 | 0 | 0 | 0 | 0 | 0 | 0 | 0 | 0 | 0 | 0 | 0 | 0 | 0 | 0 | 0 | 0 | 0 | 0 | 0 | 0 | 0 | 0 | 0 | 1.324 | 0 | 0 | 0 | 0 | 0 | 0 | 0 | 0 | 0 | 26
673_G_GT1 | FRCC | Florida | 12 | Palm Beach | 99 | 673 | GT1 | Tom G Smith | 25000 | 1976 | 9999 | Combustion Turbine | [5 empty] | Fossil | G | 2030 | Oil |  | 0 | 0 | 0 | 0 | 0 | 0 | 0 | 0 | 0 | 0 | 0 | 0 | 0 | 0 | 0 | 0 | 0 | 0 | 0 | 0 | 0 | 0 | 0 | 0 | 0 | 0 | 0 | 0 | 0 | 0 | 0 | 0 | 0 | 0 | 0 | 0 | 0 | 0 | 0 | 0 | 1.1308 | 0 | 0 | 0 | 0 | 0 | 0 | 0 | 0 | 0 | 26
673_G_GT2 | FRCC | Florida | 12 | Palm Beach | 99 | 673 | GT2 | Tom G Smith | 13992 | 1978 | 9999 | Combined Cycle | [5 empty] | Fossil | G | 2030 | NaturalGas |  | 0.004066 | 0.0069361 | 0.048261 | 0.059263 | 0 | 0 | 0 | 0 | 0 | 0 | 0 | 0 | 0 | 0 | 0 | 0 | 0.29059 | 0.49572 | 3.4492 | 4.2355 | 0.23802 | 0.40604 | 2.8252 | 3.4692 | 2.8462e-10 | 4.8553e-10 | 3.3782e-09 | 4.1484e-09 | 0.00013911 | 0.00023731 | 0.0016512 | 0.0020276 | 0 | 0 | 0 | 0 | 0 | 0 | 0 | 0 | 0.78883 | 0.0011666 | 0.0019901 | 0.013696 | 0.016853 | 0.012256 | 0.018414 | 0.15882 | 0.18949 | 0 | 21
673_G_MU1 | FRCC | Florida | 12 | Palm Beach | 99 | 673 | MU1 | Tom G Smith | 18384 | 1965 | 9999 | Combustion Turbine | [5 empty] | Fossil | G | 2030 | Oil |  | 0 | 0 | 0 | 0 | 0 | 0 | 0 | 0 | 0 | 0 | 0 | 0 | 0 | 0 | 0 | 0 | 0 | 0 | 0 | 0 | 0 | 0 | 0 | 0 | 0 | 0 | 0 | 0 | 0 | 0 | 0 | 0 | 0 | 0 | 0 | 0 | 0 | 0 | 0 | 0 | 0.086986 | 0 | 0 | 0 | 0 | 0 | 0 | 0 | 0 | 0 | 2
673_G_MU2 | FRCC | Florida | 12 | Palm Beach | 99 | 673 | MU2 | Tom G Smith | 25000 | 1965 | 9999 | Combustion Turbine | [5 empty] | Fossil | G | 2030 | Oil |  | 0 | 0 | 0 | 0 | 0 | 0 | 0 | 0 | 0 | 0 | 0 | 0 | 0 | 0 | 0 | 0 | 0 | 0 | 0 | 0 | 0 | 0 | 0 | 0 | 0 | 0 | 0 | 0 | 0 | 0 | 0 | 0 | 0 | 0 | 0 | 0 | 0 | 0 | 0 | 0 | 0.086986 | 0 | 0 | 0 | 0 | 0 | 0 | 0 | 0 | 0 | 2
673_G_MU3 | FRCC | Florida | 12 | Palm Beach | 99 | 673 | MU3 | Tom G Smith | 17253 | 1965 | 9999 | Combustion Turbine | [5 empty] | Fossil | G | 2030 | Oil |  | 0 | 0 | 0 | 0 | 0 | 0 | 0 | 0 | 0 | 0 | 0 | 0 | 0 | 0 | 0 | 0 | 0 | 0 | 0 | 0 | 0 | 0 | 0 | 0 | 0 | 0 | 0 | 0 | 0 | 0 | 0 | 0 | 0 | 0 | 0 | 0 | 0 | 0 | 0 | 0 | 0.086986 | 0 | 0 | 0 | 0 | 0 | 0 | 0 | 0 | 0 | 2
673_G_MU4 | FRCC | Florida | 12 | Palm Beach | 99 | 673 | MU4 | Tom G Smith | 17253 | 1965 | 9999 | Combustion Turbine | [5 empty] | Fossil | G | 2030 | Oil |  | 0 | 0 | 0 | 0 | 0 | 0 | 0 | 0 | 0 | 0 | 0 | 0 | 0 | 0 | 0 | 0 | 0 | 0 | 0 | 0 | 0 | 0 | 0 | 0 | 0 | 0 | 0 | 0 | 0 | 0 | 0 | 0 | 0 | 0 | 0 | 0 | 0 | 0 | 0 | 0 | 0.086986 | 0 | 0 | 0 | 0 | 0 | 0 | 0 | 0 | 0 | 2
673_G_MU5 | FRCC | Florida | 12 | Palm Beach | 99 | 673 | MU5 | Tom G Smith | 17253 | 1965 | 9999 | Combustion Turbine | [5 empty] | Fossil | G | 2030 | Oil |  | 0 | 0 | 0 | 0 | 0 | 0 | 0 | 0 | 0 | 0 | 0 | 0 | 0 | 0 | 0 | 0 | 0 | 0 | 0 | 0 | 0 | 0 | 0 | 0 | 0 | 0 | 0 | 0 | 0 | 0 | 0 | 0 | 0 | 0 | 0 | 0 | 0 | 0 | 0 | 0 | 0.086986 | 0 | 0 | 0 | 0 | 0 | 0 | 0 | 0 | 0 | 2
673_G_S5 | FRCC | Florida | 12 | Palm Beach | 99 | 673 | S5 | Tom G Smith | 13992 | 1978 | 9999 | Combined Cycle | [5 empty] | Fossil | G | 2030 | NaturalGas |  | 0.0019362 | 0.0033029 | 0.022981 | 0.02822 | 0 | 0 | 0 | 0 | 0 | 0 | 0 | 0 | 0 | 0 | 0 | 0 | 0.13838 | 0.23606 | 1.6425 | 2.0169 | 0.11334 | 0.19335 | 1.3453 | 1.652 | 1.3553e-10 | 2.312e-10 | 1.6087e-09 | 1.9754e-09 | 6.6243e-05 | 0.000113 | 0.00078626 | 0.00096551 | 0 | 0 | 0 | 0 | 0 | 0 | 0 | 0 | 0.37563 | 0.00055553 | 0.00094767 | 0.0065221 | 0.0080253 | 0.005836 | 0.0087685 | 0.075629 | 0.090234 | 0 | 10
6741_G_1 | MISO_Minnesota and Western Wisconsin | Minnesota | 27 | Pine | 115 | 6741 | 1 | Rock Lake CT | 15120 | 1978 | 9999 | Combustion Turbine | [5 empty] | Fossil | G | 2030 | Oil |  | 0 | 0 | 0 | 0 | 0 | 0 | 0 | 0 | 0 | 0 | 0 | 0 | 0 | 0 | 0 | 0 | 0 | 0 | 0 | 0 | 0 | 0 | 0 | 0 | 0 | 0 | 0 | 0 | 0 | 0 | 0 | 0 | 0 | 0 | 0 | 0 | 0 | 0 | 0 | 0 | 0.95441 | 0 | 0 | 0 | 0 | 0 | 0 | 0 | 0 | 0 | 22.1
675_G_2 | FRCC | Florida | 12 | Polk | 105 | 675 | 2 | Larsen Memorial | 19923 | 1962 | 9999 | Combustion Turbine | [5 empty] | Fossil | G | 2030 | NaturalGas |  | 0.0018947 | 0.0017225 | 0.00089127 | 0.0045084 | 0 | 0 | 0 | 0 | 0 | 0 | 0 | 0 | 0 | 0 | 0 | 0 | 0.095102 | 0.086456 | 0.044736 | 0.22629 | 0.11092 | 0.10083 | 0.052175 | 0.26392 | 1.3263e-10 | 1.2057e-10 | 6.2389e-11 | 3.1559e-10 | 0.0022128 | 0.0020117 | 0.0010409 | 0.0052654 | 0 | 0 | 0 | 0 | 0 | 0 | 0 | 0 | 0.43493 | 0.00052877 | 0.0004807 | 0.00024873 | 0.0012582 | 0.005711 | 0.0045728 | 0.0029331 | 0.013217 | 0 | 10
675_G_3 | FRCC | Florida | 12 | Polk | 105 | 675 | 3 | Larsen Memorial | 19931 | 1962 | 9999 | Combustion Turbine | [5 empty] | Fossil | G | 2030 | NaturalGas |  | 0.0017059 | 0.0015508 | 0.00080246 | 0.0040592 | 0 | 0 | 0 | 0 | 0 | 0 | 0 | 0 | 0 | 0 | 0 | 0 | 0.085592 | 0.077811 | 0.040262 | 0.20366 | 0.099865 | 0.090786 | 0.046976 | 0.23763 | 1.1942e-10 | 1.0856e-10 | 5.6172e-11 | 2.8415e-10 | 0.00029136 | 0.00026488 | 0.00013706 | 0.0006933 | 0 | 0 | 0 | 0 | 0 | 0 | 0 | 0 | 0.39144 | 0.00047589 | 0.00043263 | 0.00022386 | 0.0011324 | 0.005142 | 0.0041172 | 0.0026408 | 0.0119 | 0 | 9
675_G_5 | FRCC | Florida | 12 | Polk | 105 | 675 | 5 | Larsen Memorial | 11430 | 1956 | 9999 | Combined Cycle |  |  |  | H2O |  | Fossil | G | 2030 | NaturalGas |  | 0.0056661 | 0.031477 | 0.2383 | 0.27544 | 0 | 0 | 0 | 0 | 0 | 0 | 0 | 0 | 0 | 0 | 0 | 0 | 0.49572 | 2.7539 | 20.8484 | 24.098 | 0.33169 | 1.8427 | 13.9499 | 16.1243 | 3.9662e-10 | 2.2034e-09 | 1.6681e-08 | 1.9281e-08 | 0.00012396 | 0.00068867 | 0.0052136 | 0.0060262 | 0 | 0 | 0 | 0 | 0 | 0 | 0 | 0 | 1.1367 | 0.0019984 | 0.010989 | 0.06678 | 0.079768 | 0.017079 | 0.083565 | 0.78422 | 0.88486 | 0 | 29
675_G_8 | FRCC | Florida | 12 | Polk | 105 | 675 | 8 | Larsen Memorial | 11430 | 1992 | 9999 | Combined Cycle |  |  |  | H2O |  | Fossil | G | 2030 | NaturalGas |  | 0.014849 | 0.082492 | 0.6245 | 0.72184 | 0 | 0 | 0 | 0 | 0 | 0 | 0 | 0 | 0 | 0 | 0 | 0 | 1.2991 | 7.2172 | 54.6372 | 63.1535 | 0.86926 | 4.8291 | 36.5584 | 42.2568 | 1.0394e-09 | 5.7744e-09 | 4.3715e-08 | 5.0529e-08 | 0.00032487 | 0.0018048 | 0.013663 | 0.015793 | 0 | 0 | 0 | 0 | 0 | 0 | 0 | 0 | 2.9789 | 0.0052372 | 0.028799 | 0.17501 | 0.20905 | 0.044757 | 0.219 | 2.0552 | 2.3189 | 0 | 76
676_G_5CT | FRCC | Florida | 12 | Polk | 105 | 676 | 5CT | C D McIntosh Jr | 7296 | 2001 | 9999 | Combined Cycle |  |  | SCR |  |  | Fossil | G | 2030 | NaturalGas |  | 2.1489 | 2.9419 | 3.8801 | 8.9709 | 0 | 0 | 0 | 0 | 0 | 0 | 0 | 0 | 0 | 0 | 0 | 0 | 294.5368 | 403.2161 | 531.8141 | 1229.5671 | 125.799 | 172.2168 | 227.142 | 525.1577 | 1.5043e-07 | 2.0593e-07 | 2.7161e-07 | 6.2796e-07 | 0.026715 | 0.036572 | 0.048236 | 0.11152 | 0 | 0 | 0 | 0 | 0 | 0 | 0 | 0 | 7.3671 | 0.67566 | 0.92496 | 1.22 | 2.8206 | 6.4773 | 7.81 | 12.7691 | 27.0565 | 0 | 215 | SCR
676_G_5ST | FRCC | Florida | 12 | Polk | 105 | 676 | 5ST | C D McIntosh Jr | 7296 | 2002 | 9999 | Combined Cycle | other |  | SCR | LNB |  | Fossil | G | 2030 | NaturalGas |  | 1.2294 | 1.683 | 2.2198 | 5.1322 | 0 | 0 | 0 | 0 | 0 | 0 | 0 | 0 | 0 | 0 | 0 | 0 | 168.5024 | 230.6771 | 304.2472 | 703.4267 | 71.9687 | 98.524 | 129.9463 | 300.4391 | 8.6058e-08 | 1.1781e-07 | 1.5539e-07 | 3.5925e-07 | 0.015283 | 0.020923 | 0.027596 | 0.063802 | 0 | 0 | 0 | 0 | 0 | 0 | 0 | 0 | 4.2146 | 0.38654 | 0.52916 | 0.69793 | 1.6136 | 3.7056 | 4.4681 | 7.3051 | 15.4788 | 0 | 123 | SCR
676_G_GT1 | FRCC | Florida | 12 | Polk | 105 | 676 | GT1 | C D McIntosh Jr | 10745 | 1973 | 9999 | Combustion Turbine | [5 empty] | Fossil | G | 2030 | NaturalGas |  | 0.0031213 | 0.010553 | 0.045838 | 0.059512 | 0 | 0 | 0 | 0 | 0 | 0 | 0 | 0 | 0 | 0 | 0 | 0 | 0.29049 | 0.98214 | 4.266 | 5.5386 | 0.18272 | 0.61778 | 2.6834 | 3.4839 | 2.1849e-10 | 7.3872e-10 | 3.2087e-09 | 4.1659e-09 | 0.0019215 | 0.0064964 | 0.028217 | 0.036635 | 0 | 0 | 0 | 0 | 0 | 0 | 0 | 0 | 0.69589 | 0.0016151 | 0.0054607 | 0.023719 | 0.030795 | 0.0094083 | 0.028016 | 0.15085 | 0.18827 | 0 | 16
676_G_GT2 | FRCC | Florida | 12 | Polk | 105 | 676 | GT2 | C D McIntosh Jr | 10745 | 2020 | 9999 | Combustion Turbine | [5 empty] | Fossil | G | 2030 | NaturalGas |  | 0.040098 | 0.29441 | 1.2085 | 1.543 | 0 | 0 | 0 | 0 | 0 | 0 | 0 | 0 | 0 | 0 | 0 | 0 | 3.7318 | 27.3995 | 112.4728 | 143.6041 | 2.3474 | 17.2346 | 70.7468 | 90.3287 | 2.8069e-09 | 2.0609e-08 | 8.4596e-08 | 1.0801e-07 | 0.00022054 | 0.0016192 | 0.0066469 | 0.0084866 | 0 | 0 | 0 | 0 | 0 | 0 | 0 | 0 | 2.2684 | 0.017204 | 0.12631 | 0.5185 | 0.66201 | 0.12086 | 0.78159 | 3.9771 | 4.8796 | 0 | 115
676_G_IC1 | FRCC | Florida | 12 | Polk | 105 | 676 | IC1 | C D McIntosh Jr | 11882 | 1970 | 9999 | Combustion Turbine | [5 empty] | Fossil | G | 2030 | Oil |  | 0.00029459 | 0.00026781 | 0 | 0.0005624 | 0 | 0 | 0 | 0 | 0 | 0 | 0 | 0 | 0 | 0 | 0 | 0 | 0.024793 | 0.022539 | 0 | 0.047332 | 0.023771 | 0.02161 | 0 | 0.045382 | 7.0701e-08 | 6.4274e-08 | 0 | 1.3498e-07 | 0.00064669 | 0.0005879 | 0 | 0.0012346 | 0 | 0 | 0 | 0 | 0 | 0 | 0 | 0 | 0.10873 | 0.00011702 | 0.00010638 | 0 | 0.00022341 | 0.0057577 | 0.0052343 | 0 | 0.010992 | 0 | 2.5
676_G_IC2 | FRCC | Florida | 12 | Polk | 105 | 676 | IC2 | C D McIntosh Jr | 12059 | 1970 | 9999 | Combustion Turbine | [5 empty] | Fossil | G | 2030 | Oil |  | 0.00029898 | 0.0002718 | 0 | 0.00057078 | 0 | 0 | 0 | 0 | 0 | 0 | 0 | 0 | 0 | 0 | 0 | 0 | 0.024793 | 0.022539 | 0 | 0.047332 | 0.024125 | 0.021932 | 0 | 0.046058 | 7.1755e-08 | 6.5232e-08 | 0 | 1.3699e-07 | 0.00024662 | 0.0002242 | 0 | 0.00047082 | 0 | 0 | 0 | 0 | 0 | 0 | 0 | 0 | 0.10873 | 0.00011702 | 0.00010638 | 0 | 0.00022341 | 0.0058435 | 0.0053123 | 0 | 0.011156 | 0 | 2.5
6761_B_101 | WECC_Colorado | Colorado | 8 | Larimer | 69 | 6761 | 101 | Rawhide | 10091 | 1984 | 9999 | Coal Steam | tangential | dry | Baghouse + Dry Scrubber + Mercury Control | LNC3 | Dry Scrubber | Fossil | B | 2030 |  | Coal Retirement | 0 | 0 | 0 | 0 | 0 | 0 | 0 | 0 | 0 | 0 | 0 | 0 | 0 | 0 | 0 | 0 | 0 | 0 | 0 | 0 | 0 | 0 | 0 | 0 | 0 | 0 | 0 | 0 | 0 | 0 | 0 | 0 | 0 | 0 | 0 | 0 | 0 | 0 | 0 | 0 | 0 | 0 | 0 | 0 | 0 | 0 | 0 | 0 | 0 | 0 | 280 | Scrubber / Mercury Control | Dry Scrubber
6761_G_A | WECC_Colorado | Colorado | 8 | Larimer | 69 | 6761 | A | Rawhide | 11879 | 2002 | 9999 | Combustion Turbine |  |  |  | DLNB |  | Fossil | G | 2030 | NaturalGas |  | 0 | 0 | 0 | 0 | 0 | 0 | 0 | 0 | 0 | 0 | 0 | 0 | 0 | 0 | 0 | 0 | 0 | 0 | 0 | 0 | 0 | 0 | 0 | 0 | 0 | 0 | 0 | 0 | 0 | 0 | 0 | 0 | 0 | 0 | 0 | 0 | 0 | 0 | 0 | 0 | 1.2821 | 0 | 0 | 0 | 0 | 0 | 0 | 0 | 0 | 0 | 65
6761_G_B | WECC_Colorado | Colorado | 8 | Larimer | 69 | 6761 | B | Rawhide | 11879 | 2002 | 9999 | Combustion Turbine |  |  |  | DLNB |  | Fossil | G | 2030 | NaturalGas |  | 0 | 0 | 0 | 0 | 0 | 0 | 0 | 0 | 0 | 0 | 0 | 0 | 0 | 0 | 0 | 0 | 0 | 0 | 0 | 0 | 0 | 0 | 0 | 0 | 0 | 0 | 0 | 0 | 0 | 0 | 0 | 0 | 0 | 0 | 0 | 0 | 0 | 0 | 0 | 0 | 1.2821 | 0 | 0 | 0 | 0 | 0 | 0 | 0 | 0 | 0 | 65
6761_G_C | WECC_Colorado | Colorado | 8 | Larimer | 69 | 6761 | C | Rawhide | 11879 | 2002 | 9999 | Combustion Turbine |  |  |  | DLNB |  | Fossil | G | 2030 | NaturalGas |  | 0 | 0 | 0 | 0 | 0 | 0 | 0 | 0 | 0 | 0 | 0 | 0 | 0 | 0 | 0 | 0 | 0 | 0 | 0 | 0 | 0 | 0 | 0 | 0 | 0 | 0 | 0 | 0 | 0 | 0 | 0 | 0 | 0 | 0 | 0 | 0 | 0 | 0 | 0 | 0 | 1.2821 | 0 | 0 | 0 | 0 | 0 | 0 | 0 | 0 | 0 | 65
6761_G_D | WECC_Colorado | Colorado | 8 | Larimer | 69 | 6761 | D | Rawhide | 11879 | 2004 | 9999 | Combustion Turbine |  |  |  | DLNB |  | Fossil | G | 2030 | NaturalGas |  | 0 | 0 | 0 | 0 | 0 | 0 | 0 | 0 | 0 | 0 | 0 | 0 | 0 | 0 | 0 | 0 | 0 | 0 | 0 | 0 | 0 | 0 | 0 | 0 | 0 | 0 | 0 | 0 | 0 | 0 | 0 | 0 | 0 | 0 | 0 | 0 | 0 | 0 | 0 | 0 | 1.2821 | 0 | 0 | 0 | 0 | 0 | 0 | 0 | 0 | 0 | 65
6761_G_F | WECC_Colorado | Colorado | 8 | Larimer | 69 | 6761 | F | Rawhide | 11879 | 2008 | 9999 | Combustion Turbine |  |  |  | DLNB |  | Fossil | G | 2030 | NaturalGas |  | 0 | 0 | 0 | 0 | 0 | 0 | 0 | 0 | 0 | 0 | 0 | 0 | 0 | 0 | 0 | 0 | 0 | 0 | 0 | 0 | 0 | 0 | 0 | 0 | 0 | 0 | 0 | 0 | 0 | 0 | 0 | 0 | 0 | 0 | 0 | 0 | 0 | 0 | 0 | 0 | 2.5248 | 0 | 0 | 0 | 0 | 0 | 0 | 0 | 0 | 0 | 128
6768_B_1 | SPP West (Oklahoma, Arkansas, Louisiana) | Missouri | 29 | Scott | 201 | 6768 | 1 | Sikeston Power Station | 10648 | 1981 | 9999 | Coal Steam | wall | dry | ESPC + Mercury Control | LNB + OFA |  | Fossil | B | 2030 |  | Coal Retirement | 0 | 0 | 0 | 0 | 0 | 0 | 0 | 0 | 0 | 0 | 0 | 0 | 0 | 0 | 0 | 0 | 0 | 0 | 0 | 0 | 0 | 0 | 0 | 0 | 0 | 0 | 0 | 0 | 0 | 0 | 0 | 0 | 0 | 0 | 0 | 0 | 0 | 0 | 0 | 0 | 0 | 0 | 0 | 0 | 0 | 0 | 0 | 0 | 0 | 0 | 240 | Mercury Control
6772_B_1 | SPP West (Oklahoma, Arkansas, Louisiana) | Oklahoma | 40 | Choctaw | 23 | 6772 | 1 | Hugo | 11061 | 1982 | 9999 | Coal Steam | wall | dry | ESPC + Mercury Control + DSI | LNBO |  | Fossil | B | 2030 |  | Coal Retirement | 0 | 0 | 0 | 0 | 0 | 0 | 0 | 0 | 0 | 0 | 0 | 0 | 0 | 0 | 0 | 0 | 0 | 0 | 0 | 0 | 0 | 0 | 0 | 0 | 0 | 0 | 0 | 0 | 0 | 0 | 0 | 0 | 0 | 0 | 0 | 0 | 0 | 0 | 0 | 0 | 0 | 0 | 0 | 0 | 0 | 0 | 0 | 0 | 0 | 0 | 440 | Mercury Control / DSI
6776_G_1 | PJM_EMAAC | New Jersey | 34 | Cumberland | 11 | 6776 | 1 | West Station (NJ) | 16148 | 1972 | 9999 | Combustion Turbine |  |  | SCR | H2O |  | Fossil | G | 2030 |  | CT Retirement | 0 | 0 | 0 | 0 | 0 | 0 | 0 | 0 | 0 | 0 | 0 | 0 | 0 | 0 | 0 | 0 | 0 | 0 | 0 | 0 | 0 | 0 | 0 | 0 | 0 | 0 | 0 | 0 | 0 | 0 | 0 | 0 | 0 | 0 | 0 | 0 | 0 | 0 | 0 | 0 | 0 | 0 | 0 | 0 | 0 | 0 | 0 | 0 | 0 | 0 | 22.9 | SCR
678_G_1 | ISONE_MA, VT, NH, RI (Rest of ISO New England) | Vermont | 50 | Lamoille | 15 | 678 | 1 | W K Sanders | 0 | 1983 | 9999 | Hydro | [5 empty] | Non-Fossil | G | 2030 | Hydro |  | 0 | 0 | 0 | 0 | 0 | 0 | 0 | 0 | 0 | 0 | 0 | 0 | 0 | 0 | 0 | 0 | 0.71514 | 1.0187 | 1.0145 | 2.7484 | 0 | 0 | 0 | 0 | 0 | 0 | 0 | 0 | 0 | 0 | 0 | 0 | 0 | 0 | 0 | 0 | 0 | 0 | 0 | 0 | 0.011066 | 0.00099404 | 0.001416 | 0.0014102 | 0.0038202 | 0 | 0 | 0 | 0 | 0 | 0.7
678_G_2 | ISONE_MA, VT, NH, RI (Rest of ISO New England) | Vermont | 50 | Lamoille | 15 | 678 | 2 | W K Sanders | 0 | 1983 | 9999 | Hydro | [5 empty] | Non-Fossil | G | 2030 | Hydro |  | 0 | 0 | 0 | 0 | 0 | 0 | 0 | 0 | 0 | 0 | 0 | 0 | 0 | 0 | 0 | 0 | 0.71514 | 1.0187 | 1.0145 | 2.7484 | 0 | 0 | 0 | 0 | 0 | 0 | 0 | 0 | 0 | 0 | 0 | 0 | 0 | 0 | 0 | 0 | 0 | 0 | 0 | 0 | 0.011066 | 0.00099404 | 0.001416 | 0.0014102 | 0.0038202 | 0 | 0 | 0 | 0 | 0 | 0.7
6789_G_1 | SERC_VACAR | South Carolina | 45 | Berkeley | 15 | 6789 | 1 | St Stephen | 0 | 1985 | 9999 | Hydro | [5 empty] | Non-Fossil | G | 2030 | Hydro |  | 0 | 0 | 0 | 0 | 0 | 0 | 0 | 0 | 0 | 0 | 0 | 0 | 0 | 0 | 0 | 0 | 12.5186 | 13.2654 | 13.8425 | 39.6266 | 0 | 0 | 0 | 0 | 0 | 0 | 0 | 0 | 0 | 0 | 0 | 0 | 0 | 0 | 0 | 0 | 0 | 0 | 0 | 0 | 0.44263 | 0.017401 | 0.018439 | 0.019241 | 0.055081 | 0 | 0 | 0 | 0 | 0 | 28
6789_G_2 | SERC_VACAR | South Carolina | 45 | Berkeley | 15 | 6789 | 2 | St Stephen | 0 | 1985 | 9999 | Hydro | [5 empty] | Non-Fossil | G | 2030 | Hydro |  | 0 | 0 | 0 | 0 | 0 | 0 | 0 | 0 | 0 | 0 | 0 | 0 | 0 | 0 | 0 | 0 | 12.5186 | 13.2654 | 13.8425 | 39.6266 | 0 | 0 | 0 | 0 | 0 | 0 | 0 | 0 | 0 | 0 | 0 | 0 | 0 | 0 | 0 | 0 | 0 | 0 | 0 | 0 | 0.44263 | 0.017401 | 0.018439 | 0.019241 | 0.055081 | 0 | 0 | 0 | 0 | 0 | 28
6789_G_3 | SERC_VACAR | South Carolina | 45 | Berkeley | 15 | 6789 | 3 | St Stephen | 0 | 1985 | 9999 | Hydro | [5 empty] | Non-Fossil | G | 2030 | Hydro |  | 0 | 0 | 0 | 0 | 0 | 0 | 0 | 0 | 0 | 0 | 0 | 0 | 0 | 0 | 0 | 0 | 12.5186 | 13.2654 | 13.8425 | 39.6266 | 0 | 0 | 0 | 0 | 0 | 0 | 0 | 0 | 0 | 0 | 0 | 0 | 0 | 0 | 0 | 0 | 0 | 0 | 0 | 0 | 0.44263 | 0.017401 | 0.018439 | 0.019241 | 0.055081 | 0 | 0 | 0 | 0 | 0 | 28
6791_G_1 | SPP North- (Kansas, Missouri) | Kansas | 20 | Butler | 15 | 6791 | 1 | Augusta Electric Plant No 2 | 18000 | 1968 | 9999 | Combustion Turbine | [5 empty] | Fossil | G | 2030 | NaturalGas |  | 0.0013578 | 0.00030823 | 0.0019234 | 0.0035894 | 0 | 0 | 0 | 0 | 0 | 0 | 0 | 0 | 0 | 0 | 0 | 0 | 0.075731 | 0.017192 | 0.10728 | 0.2002 | 0.079485 | 0.018044 | 0.11259 | 0.21012 | 9.5045e-11 | 2.1576e-11 | 1.3464e-10 | 2.5126e-10 | 0.001833 | 0.00041611 | 0.0025965 | 0.0048457 | 0 | 0 | 0 | 0 | 0 | 0 | 0 | 0 | 0.17386 | 0.00035745 | 8.1144e-05 | 0.00050634 | 0.00094494 | 0.0038027 | 0.00075171 | 0.0041968 | 0.0087512 | 0 | 4
6791_G_2 | SPP North- (Kansas, Missouri) | Kansas | 20 | Butler | 15 | 6791 | 2 | Augusta Electric Plant No 2 | 18000 | 1968 | 9999 | Combustion Turbine | [5 empty] | Fossil | G | 2030 | NaturalGas |  | 0.0013578 | 0.00030823 | 0.0019234 | 0.0035894 | 0 | 0 | 0 | 0 | 0 | 0 | 0 | 0 | 0 | 0 | 0 | 0 | 0.075731 | 0.017192 | 0.10728 | 0.2002 | 0.079485 | 0.018044 | 0.11259 | 0.21012 | 9.5045e-11 | 2.1576e-11 | 1.3464e-10 | 2.5126e-10 | 0.001833 | 0.00041611 | 0.0025965 | 0.0048457 | 0 | 0 | 0 | 0 | 0 | 0 | 0 | 0 | 0.17386 | 0.00035745 | 8.1144e-05 | 0.00050634 | 0.00094494 | 0.0038027 | 0.00075171 | 0.0041968 | 0.0087512 | 0 | 4
6791_G_3 | SPP North- (Kansas, Missouri) | Kansas | 20 | Butler | 15 | 6791 | 3 | Augusta Electric Plant No 2 | 18000 | 1981 | 9999 | Combustion Turbine | [5 empty] | Fossil | G | 2030 | NaturalGas |  | 0.0020367 | 0.00046234 | 0.0028851 | 0.0053841 | 0 | 0 | 0 | 0 | 0 | 0 | 0 | 0 | 0 | 0 | 0 | 0 | 0.1136 | 0.025787 | 0.16091 | 0.3003 | 0.11923 | 0.027066 | 0.16889 | 0.31518 | 1.4257e-10 | 3.2364e-11 | 2.0195e-10 | 3.7689e-10 | 0.0027495 | 0.00062417 | 0.0038948 | 0.0072685 | 0 | 0 | 0 | 0 | 0 | 0 | 0 | 0 | 0.2608 | 0.00053618 | 0.00012172 | 0.00075952 | 0.0014174 | 0.005704 | 0.0011276 | 0.0062952 | 0.013127 | 0 | 6
6791_G_4 | SPP North- (Kansas, Missouri) | Kansas | 20 | Butler | 15 | 6791 | 4 | Augusta Electric Plant No 2 | 18000 | 2005 | 9999 | Combustion Turbine | [5 empty] | Fossil | G | 2030 | NaturalGas |  | 0.0020706 | 0.00047005 | 0.0029331 | 0.0054738 | 0 | 0 | 0 | 0 | 0 | 0 | 0 | 0 | 0 | 0 | 0 | 0 | 0.11549 | 0.026217 | 0.1636 | 0.3053 | 0.12121 | 0.027517 | 0.17171 | 0.32044 | 1.4494e-10 | 3.2903e-11 | 2.0532e-10 | 3.8317e-10 | 0.0010984 | 0.00024935 | 0.001556 | 0.0029037 | 0 | 0 | 0 | 0 | 0 | 0 | 0 | 0 | 0.26514 | 0.00054511 | 0.00012374 | 0.00077217 | 0.001441 | 0.0057991 | 0.0011464 | 0.0064001 | 0.013346 | 0 | 6.1
682_G_1 | WECC_Northern California (not including BANC) | California | 6 | Fresno | 19 | 682 | 1 | Kerckhoff 2 | 0 | 1983 | 9999 | Hydro | [5 empty] | Non-Fossil | G | 2030 | Hydro |  | 0 | 0 | 0 | 0 | 0 | 0 | 0 | 0 | 0 | 0 | 0 | 0 | 0 | 0 | 0 | 0 | 76.6986 | 122.313 | 231.7818 | 430.7934 | 0 | 0 | 0 | 0 | 0 | 0 | 0 | 0 | 0 | 0 | 0 | 0 | 0 | 0 | 0 | 0 | 0 | 0 | 0 | 0 | 2.4503 | 0.10661 | 0.17002 | 0.32218 | 0.5988 | 0 | 0 | 0 | 0 | 0 | 155
6823_B_W1 | MISO_Indiana (including parts of Kentucky) | Kentucky | 21 | Ohio | 183 | 6823 | W1 | D B Wilson | 10643 | 1984 | 9999 | Coal Steam | wall | dry | ESPC + Wet Scrubber + SCR + Mercury Control + DSI | LNB | Wet Scrubber | Fossil | B | 2030 | Coal |  | 6.7254 | 0 | 0 | 6.7254 | 6.7254 | 0 | 0 | 6.7254 | 0 | 0 | 0 | 0 | 0 | 0 | 0 | 0 | 631.9088 | 0 | 0 | 631.9088 | 700.4548 | 0 | 0 | 700.4548 | 0.0014341 | 0 | 0 | 0.0014341 | 0.26784 | 0 | 0 | 0.26784 | 0.73576 | 0 | 0 | 0.73576 | 0.0048701 | 0 | 0 | 0.0048701 | 25.3956 | 4.181 | 0 | 0 | 4.181 | 13.0767 | 0 | 0 | 13.0767 | 0 | 417 | Scrubber / SCR / Mercury Control / DSI | Wet Scrubber
6824_G_1 | MISO_Minnesota and Western Wisconsin | Minnesota | 27 | Carver | 19 | 6824 | 1 | St Bonifacius | 16117 | 1978 | 9999 | Combustion Turbine | [5 empty] | Fossil | G | 2030 | Oil |  | 0 | 0 | 0 | 0 | 0 | 0 | 0 | 0 | 0 | 0 | 0 | 0 | 0 | 0 | 0 | 0 | 0 | 0 | 0 | 0 | 0 | 0 | 0 | 0 | 0 | 0 | 0 | 0 | 0 | 0 | 0 | 0 | 0 | 0 | 0 | 0 | 0 | 0 | 0 | 0 | 2.5955 | 0 | 0 | 0 | 0 | 0 | 0 | 0 | 0 | 0 | 60.1
683_G_A | FRCC | Florida | 12 | Brevard | 9 | 683 | A | Indian River Plant | 25000 | 1989 | 9999 | Combustion Turbine | [5 empty] | Fossil | G | 2030 | NaturalGas |  | 0.0086747 | 0.0078861 | 0.0041833 | 0.020744 | 0 | 0 | 0 | 0 | 0 | 0 | 0 | 0 | 0 | 0 | 0 | 0 | 0.34699 | 0.31544 | 0.16733 | 0.82976 | 0.50782 | 0.46165 | 0.24489 | 1.2144 | 6.0723e-10 | 5.5203e-10 | 2.9283e-10 | 1.4521e-09 | 0.0030359 | 0.0027599 | 0.001464 | 0.0072599 | 0 | 0 | 0 | 0 | 0 | 0 | 0 | 0 | 1.5279 | 0.0021774 | 0.0019794 | 0.00105 | 0.0052068 | 0.026147 | 0.020936 | 0.013767 | 0.06085 | 0 | 37
683_G_B | FRCC | Florida | 12 | Brevard | 9 | 683 | B | Indian River Plant | 25000 | 1989 | 9999 | Combustion Turbine | [5 empty] | Fossil | G | 2030 | NaturalGas |  | 0.0086747 | 0.0078861 | 0.0041833 | 0.020744 | 0 | 0 | 0 | 0 | 0 | 0 | 0 | 0 | 0 | 0 | 0 | 0 | 0.34699 | 0.31544 | 0.16733 | 0.82976 | 0.50782 | 0.46165 | 0.24489 | 1.2144 | 6.0723e-10 | 5.5203e-10 | 2.9283e-10 | 1.4521e-09 | 0.0030366 | 0.0027605 | 0.0014644 | 0.0072615 | 0 | 0 | 0 | 0 | 0 | 0 | 0 | 0 | 1.5279 | 0.0021774 | 0.0019794 | 0.00105 | 0.0052068 | 0.026147 | 0.020936 | 0.013767 | 0.06085 | 0 | 37
683_G_C | FRCC | Florida | 12 | Brevard | 9 | 683 | C | Indian River Plant | 18700 | 1992 | 9999 | Combustion Turbine |  |  |  | H2O |  | Fossil | G | 2030 | NaturalGas |  | 0.01894 | 0.017218 | 0.0091336 | 0.045292 | 0 | 0 | 0 | 0 | 0 | 0 | 0 | 0 | 0 | 0 | 0 | 0 | 1.0128 | 0.92076 | 0.48843 | 2.422 | 1.1087 | 1.0079 | 0.53468 | 2.6514 | 1.3258e-09 | 1.2053e-09 | 6.3935e-10 | 3.1704e-09 | 0.00069311 | 0.0006301 | 0.00033424 | 0.0016574 | 0 | 0 | 0 | 0 | 0 | 0 | 0 | 0 | 4.4599 | 0.0063555 | 0.0057778 | 0.0030649 | 0.015198 | 0.057088 | 0.04571 | 0.030058 | 0.13286 | 0 | 108
683_G_D | FRCC | Florida | 12 | Brevard | 9 | 683 | D | Indian River Plant | 18700 | 1992 | 9999 | Combustion Turbine |  |  |  | H2O |  | Fossil | G | 2030 | NaturalGas |  | 0.01894 | 0.017218 | 0.0091336 | 0.045292 | 0 | 0 | 0 | 0 | 0 | 0 | 0 | 0 | 0 | 0 | 0 | 0 | 1.0128 | 0.92076 | 0.48843 | 2.422 | 1.1087 | 1.0079 | 0.53468 | 2.6514 | 1.3258e-09 | 1.2053e-09 | 6.3935e-10 | 3.1704e-09 | 0.00061413 | 0.0005583 | 0.00029616 | 0.0014686 | 0 | 0 | 0 | 0 | 0 | 0 | 0 | 0 | 4.4599 | 0.0063555 | 0.0057778 | 0.0030649 | 0.015198 | 0.057088 | 0.04571 | 0.030058 | 0.13286 | 0 | 108
688_G_2 | FRCC | Florida | 12 | Leon | 73 | 688 | 2 | Arvah B Hopkins | 7905 | 1977 | 9999 | Combined Cycle | wall | dry | SCR | FR |  | Fossil | G | 2030 | NaturalGas |  | 0.13881 | 0.39829 | 1.6526 | 2.1897 | 0 | 0 | 0 | 0 | 0 | 0 | 0 | 0 | 0 | 0 | 0 | 0 | 17.5601 | 50.3849 | 209.0602 | 277.0052 | 8.1261 | 23.3161 | 96.7444 | 128.1866 | 9.7169e-09 | 2.788e-08 | 1.1568e-07 | 1.5328e-07 | 0.0012014 | 0.0034471 | 0.014303 | 0.018951 | 0 | 0 | 0 | 0 | 0 | 0 | 0 | 0 | 5.4955 | 0.071779 | 0.20595 | 0.69734 | 0.97507 | 0.41841 | 1.0574 | 5.4386 | 6.9144 | 0 | 141 | SCR
688_G_CT 2A | FRCC | Florida | 12 | Leon | 73 | 688 | CT 2A | Arvah B Hopkins | 7905 | 2008 | 9999 | Combined Cycle |  |  | SCR | DLNB + H2O |  | Fossil | G | 2030 | NaturalGas |  | 0.15653 | 0.44914 | 1.8636 | 2.4693 | 0 | 0 | 0 | 0 | 0 | 0 | 0 | 0 | 0 | 0 | 0 | 0 | 19.8018 | 56.817 | 235.7487 | 312.3676 | 9.1635 | 26.2926 | 109.0948 | 144.5508 | 1.0957e-08 | 3.144e-08 | 1.3045e-07 | 1.7285e-07 | 0.0013547 | 0.0038871 | 0.016129 | 0.021371 | 0 | 0 | 0 | 0 | 0 | 0 | 0 | 0 | 5.0225 | 0.080942 | 0.23225 | 0.78636 | 1.0995 | 0.47182 | 1.1924 | 6.1329 | 7.7971 | 0 | 159 | SCR
688_G_GT3 | FRCC | Florida | 12 | Leon | 73 | 688 | GT3 | Arvah B Hopkins | 10745 | 2005 | 9999 | Combustion Turbine |  |  | SCR | H2O |  | Fossil | G | 2030 | NaturalGas |  | 0.0088064 | 0.029774 | 0.48114 | 0.51972 | 0 | 0 | 0 | 0 | 0 | 0 | 0 | 0 | 0 | 0 | 0 | 0 | 0.81958 | 2.771 | 44.7778 | 48.3684 | 0.51553 | 1.743 | 28.1658 | 30.4243 | 6.1645e-10 | 2.0842e-09 | 3.368e-08 | 3.638e-08 | 7.3049e-05 | 0.00024697 | 0.003991 | 0.0043111 | 0 | 0 | 0 | 0 | 0 | 0 | 0 | 0 | 1.0048 | 0.0042372 | 0.014326 | 0.2315 | 0.25006 | 0.026544 | 0.079043 | 1.5834 | 1.689 | 0 | 46 | SCR
688_G_GT4 | FRCC | Florida | 12 | Leon | 73 | 688 | GT4 | Arvah B Hopkins | 10745 | 2005 | 9999 | Combustion Turbine |  |  | SCR | H2O |  | Fossil | G | 2030 | NaturalGas |  | 0.0088064 | 0.029774 | 0.48114 | 0.51972 | 0 | 0 | 0 | 0 | 0 | 0 | 0 | 0 | 0 | 0 | 0 | 0 | 0.81958 | 2.771 | 44.7778 | 48.3684 | 0.51553 | 1.743 | 28.1658 | 30.4243 | 6.1645e-10 | 2.0842e-09 | 3.368e-08 | 3.638e-08 | 8.4497e-05 | 0.00028568 | 0.0046165 | 0.0049867 | 0 | 0 | 0 | 0 | 0 | 0 | 0 | 0 | 1.0048 | 0.0042372 | 0.014326 | 0.2315 | 0.25006 | 0.026544 | 0.079043 | 1.5834 | 1.689 | 0 | 46 | SCR
688_G_IC1 | FRCC | Florida | 12 | Leon | 73 | 688 | IC1 | Arvah B Hopkins | 10745 | 2019 | 9999 | Combustion Turbine | [5 empty] | Fossil | G | 2030 | NaturalGas |  | 0.0037635 | 0.012724 | 0.19854 | 0.21503 | 0 | 0 | 0 | 0 | 0 | 0 | 0 | 0 | 0 | 0 | 0 | 0 | 0.35026 | 1.1842 | 18.4774 | 20.0119 | 0.22032 | 0.74488 | 11.6225 | 12.5877 | 2.6345e-10 | 8.907e-10 | 1.3898e-08 | 1.5052e-08 | 0.0019964 | 0.0067499 | 0.10532 | 0.11407 | 0 | 0 | 0 | 0 | 0 | 0 | 0 | 0 | 0.36492 | 0.0016532 | 0.0055894 | 0.087213 | 0.094456 | 0.011344 | 0.03378 | 0.65338 | 0.6985 | 0 | 18.5
688_G_IC2 | FRCC | Florida | 12 | Leon | 73 | 688 | IC2 | Arvah B Hopkins | 10745 | 2019 | 9999 | Combustion Turbine | [5 empty] | Fossil | G | 2030 | NaturalGas |  | 0.0037635 | 0.012724 | 0.19854 | 0.21503 | 0 | 0 | 0 | 0 | 0 | 0 | 0 | 0 | 0 | 0 | 0 | 0 | 0.35026 | 1.1842 | 18.4774 | 20.0119 | 0.22032 | 0.74488 | 11.6225 | 12.5877 | 2.6345e-10 | 8.907e-10 | 1.3898e-08 | 1.5052e-08 | 0.0019964 | 0.0067499 | 0.10532 | 0.11407 | 0 | 0 | 0 | 0 | 0 | 0 | 0 | 0 | 0.36492 | 0.0016532 | 0.0055894 | 0.087213 | 0.094456 | 0.011344 | 0.03378 | 0.65338 | 0.6985 | 0 | 18.5
688_G_IC3 | FRCC | Florida | 12 | Leon | 73 | 688 | IC3 | Arvah B Hopkins | 10745 | 2019 | 9999 | Combustion Turbine | [5 empty] | Fossil | G | 2030 | NaturalGas |  | 0.0037635 | 0.012724 | 0.19854 | 0.21503 | 0 | 0 | 0 | 0 | 0 | 0 | 0 | 0 | 0 | 0 | 0 | 0 | 0.35026 | 1.1842 | 18.4774 | 20.0119 | 0.22032 | 0.74488 | 11.6225 | 12.5877 | 2.6345e-10 | 8.907e-10 | 1.3898e-08 | 1.5052e-08 | 0.0019964 | 0.0067499 | 0.10532 | 0.11407 | 0 | 0 | 0 | 0 | 0 | 0 | 0 | 0 | 0.36492 | 0.0016532 | 0.0055894 | 0.087213 | 0.094456 | 0.011344 | 0.03378 | 0.65338 | 0.6985 | 0 | 18.5
688_G_IC4 | FRCC | Florida | 12 | Leon | 73 | 688 | IC4 | Arvah B Hopkins | 10745 | 2019 | 9999 | Combustion Turbine | [5 empty] | Fossil | G | 2030 | NaturalGas |  | 0.0037635 | 0.012724 | 0.19854 | 0.21503 | 0 | 0 | 0 | 0 | 0 | 0 | 0 | 0 | 0 | 0 | 0 | 0 | 0.35026 | 1.1842 | 18.4774 | 20.0119 | 0.22032 | 0.74488 | 11.6225 | 12.5877 | 2.6345e-10 | 8.907e-10 | 1.3898e-08 | 1.5052e-08 | 0.0019964 | 0.0067499 | 0.10532 | 0.11407 | 0 | 0 | 0 | 0 | 0 | 0 | 0 | 0 | 0.36492 | 0.0016532 | 0.0055894 | 0.087213 | 0.094456 | 0.011344 | 0.03378 | 0.65338 | 0.6985 | 0 | 18.5
689_G_8 | FRCC | Florida | 12 | Wakulla | 129 | 689 | 8 | S O Purdom | 7781 | 2000 | 9999 | Combined Cycle |  |  |  | DLNB + H2O |  | Fossil | G | 2030 | NaturalGas |  | 0.14923 | 0.59401 | 1.7767 | 2.5199 | 0 | 0 | 0 | 0 | 0 | 0 | 0 | 0 | 0 | 0 | 0 | 0 | 19.1791 | 76.3405 | 228.3353 | 323.8549 | 8.7361 | 34.7731 | 104.0066 | 147.5158 | 1.0446e-08 | 4.158e-08 | 1.2437e-07 | 1.7639e-07 | 0.0021884 | 0.0087108 | 0.026054 | 0.036953 | 0 | 0 | 0 | 0 | 0 | 0 | 0 | 0 | 5.3615 | 0.075535 | 0.24325 | 0.72757 | 1.0464 | 0.44982 | 1.577 | 5.8469 | 7.8737 | 0 | 154
689_G_9 | FRCC | Florida | 12 | Wakulla | 129 | 689 | 9 | S O Purdom | 7781 | 2000 | 9999 | Combined Cycle | other | dry |  | LNB |  | Fossil | G | 2030 | NaturalGas |  | 0.069771 | 0.27772 | 0.83065 | 1.1781 | 0 | 0 | 0 | 0 | 0 | 0 | 0 | 0 | 0 | 0 | 0 | 0 | 8.9669 | 35.6917 | 106.7541 | 151.4127 | 4.0844 | 16.2575 | 48.6265 | 68.9684 | 4.884e-09 | 1.944e-08 | 5.8146e-08 | 8.247e-08 | 0.0010232 | 0.0040726 | 0.012181 | 0.017277 | 0 | 0 | 0 | 0 | 0 | 0 | 0 | 0 | 2.5067 | 0.035315 | 0.11373 | 0.34016 | 0.4892 | 0.2103 | 0.73728 | 2.7336 | 3.6812 | 0 | 72
690_G_1A | FRCC | Florida | 12 | Gadsden | 39 | 690 | 1A | J Woodruff | 0 | 2003 | 9999 | Hydro | [5 empty] | Non-Fossil | G | 2030 | Hydro |  | 0 | 0 | 0 | 0 | 0 | 0 | 0 | 0 | 0 | 0 | 0 | 0 | 0 | 0 | 0 | 0 | 16.0271 | 19.0929 | 20.4263 | 55.5463 | 0 | 0 | 0 | 0 | 0 | 0 | 0 | 0 | 0 | 0 | 0 | 0 | 0 | 0 | 0 | 0 | 0 | 0 | 0 | 0 | 0.22922 | 0.022278 | 0.026539 | 0.028393 | 0.077209 | 0 | 0 | 0 | 0 | 0 | 14.5
690_G_2A | FRCC | Florida | 12 | Gadsden | 39 | 690 | 2A | J Woodruff | 0 | 2002 | 9999 | Hydro | [5 empty] | Non-Fossil | G | 2030 | Hydro |  | 0 | 0 | 0 | 0 | 0 | 0 | 0 | 0 | 0 | 0 | 0 | 0 | 0 | 0 | 0 | 0 | 16.0271 | 19.0929 | 20.4263 | 55.5463 | 0 | 0 | 0 | 0 | 0 | 0 | 0 | 0 | 0 | 0 | 0 | 0 | 0 | 0 | 0 | 0 | 0 | 0 | 0 | 0 | 0.22922 | 0.022278 | 0.026539 | 0.028393 | 0.077209 | 0 | 0 | 0 | 0 | 0 | 14.5
690_G_3A | FRCC | Florida | 12 | Gadsden | 39 | 690 | 3A | J Woodruff | 0 | 2001 | 9999 | Hydro | [5 empty] | Non-Fossil | G | 2030 | Hydro |  | 0 | 0 | 0 | 0 | 0 | 0 | 0 | 0 | 0 | 0 | 0 | 0 | 0 | 0 | 0 | 0 | 16.0271 | 19.0929 | 20.4263 | 55.5463 | 0 | 0 | 0 | 0 | 0 | 0 | 0 | 0 | 0 | 0 | 0 | 0 | 0 | 0 | 0 | 0 | 0 | 0 | 0 | 0 | 0.22922 | 0.022278 | 0.026539 | 0.028393 | 0.077209 | 0 | 0 | 0 | 0 | 0 | 14.5
692_G_10 | WECC_Wyoming | Wyoming | 56 | Carbon | 7 | 692 | 10 | Medicine Bow | 0 | 2000 | 9999 | Onshore Wind | [5 empty] | Non-Fossil | G | 2030 | Wind |  | 0 | 0 | 0 | 0 | 0 | 0 | 0 | 0 | 0 | 0 | 0 | 0 | 0 | 0 | 0 | 0 | 0.64696 | 0.75793 | 0.59857 | 2.0035 | 0 | 0 | 0 | 0 | 0 | 0 | 0 | 0 | 0 | 0 | 0 | 0 | 0 | 0 | 0 | 0 | 0 | 0 | 0 | 0 | 0.029482 | 0 | 0 | 0 | 0 | 0 | 0 | 0 | 0 | 0 | 0.7
692_G_11 | WECC_Wyoming | Wyoming | 56 | Carbon | 7 | 692 | 11 | Medicine Bow | 0 | 2000 | 9999 | Onshore Wind | [5 empty] | Non-Fossil | G | 2030 | Wind |  | 0 | 0 | 0 | 0 | 0 | 0 | 0 | 0 | 0 | 0 | 0 | 0 | 0 | 0 | 0 | 0 | 0.64696 | 0.75793 | 0.59857 | 2.0035 | 0 | 0 | 0 | 0 | 0 | 0 | 0 | 0 | 0 | 0 | 0 | 0 | 0 | 0 | 0 | 0 | 0 | 0 | 0 | 0 | 0.029482 | 0 | 0 | 0 | 0 | 0 | 0 | 0 | 0 | 0 | 0.7
692_G_1A | WECC_Wyoming | Wyoming | 56 | Carbon | 7 | 692 | 1A | Medicine Bow | 0 | 1998 | 9999 | Onshore Wind | [5 empty] | Non-Fossil | G | 2030 | Wind |  | 0 | 0 | 0 | 0 | 0 | 0 | 0 | 0 | 0 | 0 | 0 | 0 | 0 | 0 | 0 | 0 | 0.55454 | 0.64965 | 0.51306 | 1.7173 | 0 | 0 | 0 | 0 | 0 | 0 | 0 | 0 | 0 | 0 | 0 | 0 | 0 | 0 | 0 | 0 | 0 | 0 | 0 | 0 | 0.02527 | 0 | 0 | 0 | 0 | 0 | 0 | 0 | 0 | 0 | 0.6
692_G_2A | WECC_Wyoming | Wyoming | 56 | Carbon | 7 | 692 | 2A | Medicine Bow | 0 | 1998 | 9999 | Onshore Wind | [5 empty] | Non-Fossil | G | 2030 | Wind |  | 0 | 0 | 0 | 0 | 0 | 0 | 0 | 0 | 0 | 0 | 0 | 0 | 0 | 0 | 0 | 0 | 0.55454 | 0.64965 | 0.51306 | 1.7173 | 0 | 0 | 0 | 0 | 0 | 0 | 0 | 0 | 0 | 0 | 0 | 0 | 0 | 0 | 0 | 0 | 0 | 0 | 0 | 0 | 0.02527 | 0 | 0 | 0 | 0 | 0 | 0 | 0 | 0 | 0 | 0.6
692_G_5 | WECC_Wyoming | Wyoming | 56 | Carbon | 7 | 692 | 5 | Medicine Bow | 0 | 1999 | 9999 | Onshore Wind | [5 empty] | Non-Fossil | G | 2030 | Wind |  | 0 | 0 | 0 | 0 | 0 | 0 | 0 | 0 | 0 | 0 | 0 | 0 | 0 | 0 | 0 | 0 | 0.64696 | 0.75793 | 0.59857 | 2.0035 | 0 | 0 | 0 | 0 | 0 | 0 | 0 | 0 | 0 | 0 | 0 | 0 | 0 | 0 | 0 | 0 | 0 | 0 | 0 | 0 | 0.029482 | 0 | 0 | 0 | 0 | 0 | 0 | 0 | 0 | 0 | 0.7
692_G_6 | WECC_Wyoming | Wyoming | 56 | Carbon | 7 | 692 | 6 | Medicine Bow | 0 | 1999 | 9999 | Onshore Wind | [5 empty] | Non-Fossil | G | 2030 | Wind |  | 0 | 0 | 0 | 0 | 0 | 0 | 0 | 0 | 0 | 0 | 0 | 0 | 0 | 0 | 0 | 0 | 0.64696 | 0.75793 | 0.59857 | 2.0035 | 0 | 0 | 0 | 0 | 0 | 0 | 0 | 0 | 0 | 0 | 0 | 0 | 0 | 0 | 0 | 0 | 0 | 0 | 0 | 0 | 0.029482 | 0 | 0 | 0 | 0 | 0 | 0 | 0 | 0 | 0 | 0.7
692_G_7 | WECC_Wyoming | Wyoming | 56 | Carbon | 7 | 692 | 7 | Medicine Bow | 0 | 1999 | 9999 | Onshore Wind | [5 empty] | Non-Fossil | G | 2030 | Wind |  | 0 | 0 | 0 | 0 | 0 | 0 | 0 | 0 | 0 | 0 | 0 | 0 | 0 | 0 | 0 | 0 | 0.64696 | 0.75793 | 0.59857 | 2.0035 | 0 | 0 | 0 | 0 | 0 | 0 | 0 | 0 | 0 | 0 | 0 | 0 | 0 | 0 | 0 | 0 | 0 | 0 | 0 | 0 | 0.029482 | 0 | 0 | 0 | 0 | 0 | 0 | 0 | 0 | 0 | 0.7
692_G_8 | WECC_Wyoming | Wyoming | 56 | Carbon | 7 | 692 | 8 | Medicine Bow | 0 | 1999 | 9999 | Onshore Wind | [5 empty] | Non-Fossil | G | 2030 | Wind |  | 0 | 0 | 0 | 0 | 0 | 0 | 0 | 0 | 0 | 0 | 0 | 0 | 0 | 0 | 0 | 0 | 0.64696 | 0.75793 | 0.59857 | 2.0035 | 0 | 0 | 0 | 0 | 0 | 0 | 0 | 0 | 0 | 0 | 0 | 0 | 0 | 0 | 0 | 0 | 0 | 0 | 0 | 0 | 0.029482 | 0 | 0 | 0 | 0 | 0 | 0 | 0 | 0 | 0 | 0.7
692_G_9 | WECC_Wyoming | Wyoming | 56 | Carbon | 7 | 692 | 9 | Medicine Bow | 0 | 1999 | 9999 | Onshore Wind | [5 empty] | Non-Fossil | G | 2030 | Wind |  | 0 | 0 | 0 | 0 | 0 | 0 | 0 | 0 | 0 | 0 | 0 | 0 | 0 | 0 | 0 | 0 | 0.64696 | 0.75793 | 0.59857 | 2.0035 | 0 | 0 | 0 | 0 | 0 | 0 | 0 | 0 | 0 | 0 | 0 | 0 | 0 | 0 | 0 | 0 | 0 | 0 | 0 | 0 | 0.029482 | 0 | 0 | 0 | 0 | 0 | 0 | 0 | 0 | 0 | 0.7
696_G_10 | FRCC | Florida | 12 | Monroe | 87 | 696 | 10 | Marathon Generating Plant | 12283 | 1998 | 9999 | Combustion Turbine | [5 empty] | Fossil | G | 2030 | Oil |  | 0 | 0 | 0 | 0 | 0 | 0 | 0 | 0 | 0 | 0 | 0 | 0 | 0 | 0 | 0 | 0 | 0 | 0 | 0 | 0 | 0 | 0 | 0 | 0 | 0 | 0 | 0 | 0 | 0 | 0 | 0 | 0 | 0 | 0 | 0 | 0 | 0 | 0 | 0 | 0 | 0.15222 | 0 | 0 | 0 | 0 | 0 | 0 | 0 | 0 | 0 | 3.5
696_G_11 | FRCC | Florida | 12 | Monroe | 87 | 696 | 11 | Marathon Generating Plant | 12283 | 2001 | 9999 | Combustion Turbine | [5 empty] | Fossil | G | 2030 | Oil |  | 0 | 0 | 0 | 0 | 0 | 0 | 0 | 0 | 0 | 0 | 0 | 0 | 0 | 0 | 0 | 0 | 0 | 0 | 0 | 0 | 0 | 0 | 0 | 0 | 0 | 0 | 0 | 0 | 0 | 0 | 0 | 0 | 0 | 0 | 0 | 0 | 0 | 0 | 0 | 0 | 0.15222 | 0 | 0 | 0 | 0 | 0 | 0 | 0 | 0 | 0 | 3.5
696_G_8 | FRCC | Florida | 12 | Monroe | 87 | 696 | 8 | Marathon Generating Plant | 12283 | 1989 | 9999 | Combustion Turbine | [5 empty] | Fossil | G | 2030 | Oil |  | 0 | 0 | 0 | 0 | 0 | 0 | 0 | 0 | 0 | 0 | 0 | 0 | 0 | 0 | 0 | 0 | 0 | 0 | 0 | 0 | 0 | 0 | 0 | 0 | 0 | 0 | 0 | 0 | 0 | 0 | 0 | 0 | 0 | 0 | 0 | 0 | 0 | 0 | 0 | 0 | 0.086986 | 0 | 0 | 0 | 0 | 0 | 0 | 0 | 0 | 0 | 2
696_G_9 | FRCC | Florida | 12 | Monroe | 87 | 696 | 9 | Marathon Generating Plant | 12283 | 1989 | 9999 | Combustion Turbine | [5 empty] | Fossil | G | 2030 | Oil |  | 0 | 0 | 0 | 0 | 0 | 0 | 0 | 0 | 0 | 0 | 0 | 0 | 0 | 0 | 0 | 0 | 0 | 0 | 0 | 0 | 0 | 0 | 0 | 0 | 0 | 0 | 0 | 0 | 0 | 0 | 0 | 0 | 0 | 0 | 0 | 0 | 0 | 0 | 0 | 0 | 0.086986 | 0 | 0 | 0 | 0 | 0 | 0 | 0 | 0 | 0 | 2
698_G_1 | MISO_Missouri | Missouri | 29 | Grundy | 79 | 698 | 1 | Trenton North | 12307 | 1974 | 9999 | Combustion Turbine | [5 empty] | Fossil | G | 2030 | Oil |  | 0 | 0 | 0 | 0 | 0 | 0 | 0 | 0 | 0 | 0 | 0 | 0 | 0 | 0 | 0 | 0 | 0 | 0 | 0 | 0 | 0 | 0 | 0 | 0 | 0 | 0 | 0 | 0 | 0 | 0 | 0 | 0 | 0 | 0 | 0 | 0 | 0 | 0 | 0 | 0 | 0.11631 | 0 | 0 | 0 | 0 | 0 | 0 | 0 | 0 | 0 | 2.7
698_G_2 | MISO_Missouri | Missouri | 29 | Grundy | 79 | 698 | 2 | Trenton North | 12282 | 1974 | 9999 | Combustion Turbine | [5 empty] | Fossil | G | 2030 | Oil |  | 0 | 0 | 0 | 0 | 0 | 0 | 0 | 0 | 0 | 0 | 0 | 0 | 0 | 0 | 0 | 0 | 0 | 0 | 0 | 0 | 0 | 0 | 0 | 0 | 0 | 0 | 0 | 0 | 0 | 0 | 0 | 0 | 0 | 0 | 0 | 0 | 0 | 0 | 0 | 0 | 0.11631 | 0 | 0 | 0 | 0 | 0 | 0 | 0 | 0 | 0 | 2.7
698_G_3 | MISO_Missouri | Missouri | 29 | Grundy | 79 | 698 | 3 | Trenton North | 12282 | 1974 | 9999 | Combustion Turbine | [5 empty] | Fossil | G | 2030 | Oil |  | 0 | 0 | 0 | 0 | 0 | 0 | 0 | 0 | 0 | 0 | 0 | 0 | 0 | 0 | 0 | 0 | 0 | 0 | 0 | 0 | 0 | 0 | 0 | 0 | 0 | 0 | 0 | 0 | 0 | 0 | 0 | 0 | 0 | 0 | 0 | 0 | 0 | 0 | 0 | 0 | 0.11631 | 0 | 0 | 0 | 0 | 0 | 0 | 0 | 0 | 0 | 2.7
698_G_4 | MISO_Missouri | Missouri | 29 | Grundy | 79 | 698 | 4 | Trenton North | 12282 | 1974 | 9999 | Combustion Turbine | [5 empty] | Fossil | G | 2030 | Oil |  | 0 | 0 | 0 | 0 | 0 | 0 | 0 | 0 | 0 | 0 | 0 | 0 | 0 | 0 | 0 | 0 | 0 | 0 | 0 | 0 | 0 | 0 | 0 | 0 | 0 | 0 | 0 | 0 | 0 | 0 | 0 | 0 | 0 | 0 | 0 | 0 | 0 | 0 | 0 | 0 | 0.11631 | 0 | 0 | 0 | 0 | 0 | 0 | 0 | 0 | 0 | 2.7
698_G_5 | MISO_Missouri | Missouri | 29 | Grundy | 79 | 698 | 5 | Trenton North | 12282 | 1975 | 9999 | Combustion Turbine | [5 empty] | Fossil | G | 2030 | Oil |  | 0 | 0 | 0 | 0 | 0 | 0 | 0 | 0 | 0 | 0 | 0 | 0 | 0 | 0 | 0 | 0 | 0 | 0 | 0 | 0 | 0 | 0 | 0 | 0 | 0 | 0 | 0 | 0 | 0 | 0 | 0 | 0 | 0 | 0 | 0 | 0 | 0 | 0 | 0 | 0 | 0.11631 | 0 | 0 | 0 | 0 | 0 | 0 | 0 | 0 | 0 | 2.7
7_B_1 | SERC_Southeastern | Alabama | 1 | Etowah | 55 | 7 | 1 | Gadsden | 10947 | 1949 | 9999 | O/G Steam | tangential | dry |  |  |  | Fossil | B | 2030 | NaturalGas |  | 0.43721 | 0 | 1.3155 | 1.7527 | 0 | 0 | 0 | 0 | 0 | 0 | 0 | 0 | 0 | 0 | 0 | 0 | 39.9392 | 0 | 120.171 | 160.1101 | 25.5945 | 0 | 77.0101 | 102.6046 | 3.0605e-08 | 0 | 9.2086e-08 | 1.2269e-07 | 0.02697 | 0 | 0.081147 | 0.10812 | 0 | 0 | 0 | 0 | 0 | 0 | 0 | 0 | 0.96259 | 0.035129 | 0 | 0.1057 | 0.14083 | 1.2561 | 0 | 3.5141 | 4.7702 | 0 | 64
7_B_2 | SERC_Southeastern | Alabama | 1 | Etowah | 55 | 7 | 2 | Gadsden | 10947 | 1949 | 9999 | O/G Steam | tangential | dry |  |  |  | Fossil | B | 2030 | NaturalGas |  | 0.45088 | 0 | 1.3566 | 1.8075 | 0 | 0 | 0 | 0 | 0 | 0 | 0 | 0 | 0 | 0 | 0 | 0 | 41.1873 | 0 | 123.9263 | 165.1136 | 26.3943 | 0 | 79.4166 | 105.811 | 3.1561e-08 | 0 | 9.4964e-08 | 1.2652e-07 | 0.026793 | 0 | 0.080617 | 0.10741 | 0 | 0 | 0 | 0 | 0 | 0 | 0 | 0 | 0.99267 | 0.036227 | 0 | 0.109 | 0.14523 | 1.2953 | 0 | 3.6239 | 4.9192 | 0 | 66
7011_G_10 | SPP North- (Kansas, Missouri) | Kansas | 20 | Stevens | 189 | 7011 | 10 | Hugoton 2 | 10745 | 1983 | 9999 | Combustion Turbine | [5 empty] | Fossil | G | 2030 | NaturalGas |  | 0.0024398 | 0.0015491 | 0.0037738 | 0.0077627 | 0 | 0 | 0 | 0 | 0 | 0 | 0 | 0 | 0 | 0 | 0 | 0 | 0.22719 | 0.14425 | 0.35142 | 0.72287 | 0.14282 | 0.090682 | 0.22092 | 0.45443 | 1.7078e-10 | 1.0843e-10 | 2.6417e-10 | 5.4339e-10 | 0.0020125 | 0.0012778 | 0.003113 | 0.0064033 | 0 | 0 | 0 | 0 | 0 | 0 | 0 | 0 | 0.17386 | 0.0010724 | 0.00068086 | 0.0016587 | 0.0034119 | 0.006833 | 0.0037779 | 0.0082345 | 0.018845 | 0 | 4
7011_G_11 | SPP North- (Kansas, Missouri) | Kansas | 20 | Stevens | 189 | 7011 | 11 | Hugoton 2 | 10745 | 1997 | 9999 | Combustion Turbine | [5 empty] | Fossil | G | 2030 | NaturalGas |  | 0.0013419 | 0.00085199 | 0.0020756 | 0.0042695 | 0 | 0 | 0 | 0 | 0 | 0 | 0 | 0 | 0 | 0 | 0 | 0 | 0.12496 | 0.079337 | 0.19328 | 0.39758 | 0.078554 | 0.049875 | 0.12151 | 0.24994 | 9.3932e-11 | 5.9639e-11 | 1.4529e-10 | 2.9886e-10 | 0.0011069 | 0.00070279 | 0.0017121 | 0.0035218 | 0 | 0 | 0 | 0 | 0 | 0 | 0 | 0 | 0.095625 | 0.00058979 | 0.00037447 | 0.00091229 | 0.0018766 | 0.0037581 | 0.0020778 | 0.004529 | 0.010365 | 0 | 2.2
7011_G_12 | SPP North- (Kansas, Missouri) | Kansas | 20 | Stevens | 189 | 7011 | 12 | Hugoton 2 | 10745 | 1997 | 9999 | Combustion Turbine | [5 empty] | Fossil | G | 2030 | NaturalGas |  | 0.0017078 | 0.0010843 | 0.0026417 | 0.0054339 | 0 | 0 | 0 | 0 | 0 | 0 | 0 | 0 | 0 | 0 | 0 | 0 | 0.15904 | 0.10097 | 0.246 | 0.50601 | 0.099977 | 0.063478 | 0.15464 | 0.3181 | 1.1955e-10 | 7.5904e-11 | 1.8492e-10 | 3.8037e-10 | 0.0014088 | 0.00089446 | 0.0021791 | 0.0044823 | 0 | 0 | 0 | 0 | 0 | 0 | 0 | 0 | 0.12171 | 0.00075065 | 0.0004766 | 0.0011611 | 0.0023883 | 0.0047831 | 0.0026445 | 0.0057642 | 0.013192 | 0 | 2.8
7011_G_13 | SPP North- (Kansas, Missouri) | Kansas | 20 | Stevens | 189 | 7011 | 13 | Hugoton 2 | 10745 | 1998 | 9999 | Combustion Turbine | [5 empty] | Fossil | G | 2030 | NaturalGas |  | 0.00030515 | 0.00019375 | 0.000472 | 0.0009709 | 0 | 0 | 0 | 0 | 0 | 0 | 0 | 0 | 0 | 0 | 0 | 0 | 0.028399 | 0.018031 | 0.043928 | 0.090358 | 0.017863 | 0.011342 | 0.027631 | 0.056836 | 2.136e-11 | 1.3562e-11 | 3.304e-11 | 6.7963e-11 | 0.00016187 | 0.00010278 | 0.00025039 | 0.00051504 | 0 | 0 | 0 | 0 | 0 | 0 | 0 | 0 | 0.021733 | 0.00013404 | 8.5107e-05 | 0.00020734 | 0.00042649 | 0.00085461 | 0.00047251 | 0.0010299 | 0.002357 | 0 | 0.5
7011_G_7 | SPP North- (Kansas, Missouri) | Kansas | 20 | Stevens | 189 | 7011 | 7 | Hugoton 2 | 10745 | 1964 | 9999 | Combustion Turbine | [5 empty] | Fossil | G | 2030 | NaturalGas |  | 0.0012199 | 0.00077453 | 0.0018869 | 0.0038813 | 0 | 0 | 0 | 0 | 0 | 0 | 0 | 0 | 0 | 0 | 0 | 0 | 0.1136 | 0.072125 | 0.17571 | 0.36143 | 0.071412 | 0.045341 | 0.11046 | 0.22721 | 8.5392e-11 | 5.4217e-11 | 1.3208e-10 | 2.7169e-10 | 0.0010063 | 0.0006389 | 0.0015565 | 0.0032016 | 0 | 0 | 0 | 0 | 0 | 0 | 0 | 0 | 0.086932 | 0.00053618 | 0.00034043 | 0.00082936 | 0.001706 | 0.0034165 | 0.0018889 | 0.0041173 | 0.0094227 | 0 | 2
7011_G_8 | SPP North- (Kansas, Missouri) | Kansas | 20 | Stevens | 189 | 7011 | 8 | Hugoton 2 | 10745 | 1971 | 9999 | Combustion Turbine | [5 empty] | Fossil | G | 2030 | NaturalGas |  | 0.0010979 | 0.00069708 | 0.0016982 | 0.0034932 | 0 | 0 | 0 | 0 | 0 | 0 | 0 | 0 | 0 | 0 | 0 | 0 | 0.10224 | 0.064912 | 0.15814 | 0.32529 | 0.064271 | 0.040807 | 0.099414 | 0.20449 | 7.6853e-11 | 4.8796e-11 | 1.1888e-10 | 2.4452e-10 | 0.00090564 | 0.00057501 | 0.0014008 | 0.0028815 | 0 | 0 | 0 | 0 | 0 | 0 | 0 | 0 | 0.078239 | 0.00048256 | 0.00030639 | 0.00074642 | 0.0015354 | 0.0030748 | 0.0017 | 0.0037055 | 0.0084804 | 0 | 1.8
7011_G_9A | SPP North- (Kansas, Missouri) | Kansas | 20 | Stevens | 189 | 7011 | 9A | Hugoton 2 | 10745 | 1994 | 9999 | Combustion Turbine | [5 empty] | Fossil | G | 2030 | NaturalGas |  | 0.0024398 | 0.0015491 | 0.0037738 | 0.0077627 | 0 | 0 | 0 | 0 | 0 | 0 | 0 | 0 | 0 | 0 | 0 | 0 | 0.22719 | 0.14425 | 0.35142 | 0.72287 | 0.14282 | 0.090682 | 0.22092 | 0.45443 | 1.7078e-10 | 1.0843e-10 | 2.6417e-10 | 5.4339e-10 | 0.0020125 | 0.0012778 | 0.003113 | 0.0064033 | 0 | 0 | 0 | 0 | 0 | 0 | 0 | 0 | 0.17386 | 0.0010724 | 0.00068086 | 0.0016587 | 0.0034119 | 0.006833 | 0.0037779 | 0.0082345 | 0.018845 | 0 | 4
7012_G_2 | WECC_Idaho | Idaho | 16 | Bonneville | 19 | 7012 | 2 | Lower No 1 | 0 | 1982 | 9999 | Hydro | [5 empty] | Non-Fossil | G | 2030 | Hydro |  | 0 | 0 | 0 | 0 | 0 | 0 | 0 | 0 | 0 | 0 | 0 | 0 | 0 | 0 | 0 | 0 | 5.8246 | 8.0252 | 13.0017 | 26.8515 | 0 | 0 | 0 | 0 | 0 | 0 | 0 | 0 | 0 | 0 | 0 | 0 | 0 | 0 | 0 | 0 | 0 | 0 | 0 | 0 | 0.12647 | 0.0080963 | 0.011155 | 0.018072 | 0.037324 | 0 | 0 | 0 | 0 | 0 | 8
7013_B_4 | SPP North- (Kansas, Missouri) | Kansas | 20 | Cowley | 35 | 7013 | 4 | East 12th Street | 13598 | 1971 | 9999 | O/G Steam | wall | dry |  |  |  | Fossil | B | 2030 | NaturalGas |  | 0 | 0 | 0 | 0 | 0 | 0 | 0 | 0 | 0 | 0 | 0 | 0 | 0 | 0 | 0 | 0 | 0 | 0 | 0 | 0 | 0 | 0 | 0 | 0 | 0 | 0 | 0 | 0 | 0 | 0 | 0 | 0 | 0 | 0 | 0 | 0 | 0 | 0 | 0 | 0 | 1.3271 | 0 | 0 | 0 | 0 | 0 | 0 | 0 | 0 | 0 | 26
7013_G_5 | SPP North- (Kansas, Missouri) | Kansas | 20 | Cowley | 35 | 7013 | 5 | East 12th Street | 16553 | 2002 | 9999 | Combustion Turbine | [5 empty] | Fossil | G | 2030 | Oil |  | 0 | 0 | 0 | 0 | 0 | 0 | 0 | 0 | 0 | 0 | 0 | 0 | 0 | 0 | 0 | 0 | 0 | 0 | 0 | 0 | 0 | 0 | 0 | 0 | 0 | 0 | 0 | 0 | 0 | 0 | 0 | 0 | 0 | 0 | 0 | 0 | 0 | 0 | 0 | 0 | 0.069546 | 0 | 0 | 0 | 0 | 0 | 0 | 0 | 0 | 0 | 1.6
7015_G_1 | WECC_Utah | Utah | 49 | Sanpete | 39 | 7015 | 1 | Unit 4 | 0 | 1993 | 9999 | Hydro | [5 empty] | Non-Fossil | G | 2030 | Hydro |  | 0 | 0 | 0 | 0 | 0 | 0 | 0 | 0 | 0 | 0 | 0 | 0 | 0 | 0 | 0 | 0 | 0.77336 | 1.1028 | 1.716 | 3.5922 | 0 | 0 | 0 | 0 | 0 | 0 | 0 | 0 | 0 | 0 | 0 | 0 | 0 | 0 | 0 | 0 | 0 | 0 | 0 | 0 | 0.017389 | 0.001075 | 0.0015329 | 0.0023852 | 0.0049931 | 0 | 0 | 0 | 0 | 0 | 1.1
7018_G_10 | SPP North- (Kansas, Missouri) | Kansas | 20 | Neosho | 133 | 7018 | 10 | Chanute 3 | 11875 | 1986 | 9999 | Combustion Turbine | [5 empty] | Fossil | G | 2030 | NaturalGas |  | 0.0015452 | 0.00035077 | 0.0021888 | 0.0040848 | 0 | 0 | 0 | 0 | 0 | 0 | 0 | 0 | 0 | 0 | 0 | 0 | 0.13064 | 0.029655 | 0.18505 | 0.34534 | 0.090456 | 0.020534 | 0.12813 | 0.23912 | 1.0816e-10 | 2.4554e-11 | 1.5322e-10 | 2.8594e-10 | 0.002086 | 0.00047354 | 0.0029549 | 0.0055145 | 0 | 0 | 0 | 0 | 0 | 0 | 0 | 0 | 0.29992 | 0.0006166 | 0.00013997 | 0.00087344 | 0.00163 | 0.0043275 | 0.00085546 | 0.004776 | 0.009959 | 0 | 6.9
7018_G_11 | SPP North- (Kansas, Missouri) | Kansas | 20 | Neosho | 133 | 7018 | 11 | Chanute 3 | 11876 | 1986 | 9999 | Combustion Turbine | [5 empty] | Fossil | G | 2030 | NaturalGas |  | 0.0031767 | 0.00088653 | 0.0021977 | 0.006261 | 0 | 0 | 0 | 0 | 0 | 0 | 0 | 0 | 0 | 0 | 0 | 0 | 0.26749 | 0.074649 | 0.18505 | 0.52719 | 0.18597 | 0.051898 | 0.12865 | 0.36652 | 2.2237e-10 | 6.2057e-11 | 1.5384e-10 | 4.3827e-10 | 0.0042886 | 0.0011968 | 0.0029669 | 0.0084523 | 0 | 0 | 0 | 0 | 0 | 0 | 0 | 0 | 0.29992 | 0.0012626 | 0.00035234 | 0.00087344 | 0.0024884 | 0.0088969 | 0.0021621 | 0.0047953 | 0.015854 | 0 | 6.9
7018_G_12 | SPP North- (Kansas, Missouri) | Kansas | 20 | Neosho | 133 | 7018 | 12 | Chanute 3 | 11876 | 1991 | 9999 | Combustion Turbine | [5 empty] | Fossil | G | 2030 | Oil |  | 0 | 0 | 0 | 0 | 0 | 0 | 0 | 0 | 0 | 0 | 0 | 0 | 0 | 0 | 0 | 0 | 0 | 0 | 0 | 0 | 0 | 0 | 0 | 0 | 0 | 0 | 0 | 0 | 0 | 0 | 0 | 0 | 0 | 0 | 0 | 0 | 0 | 0 | 0 | 0 | 0.23906 | 0 | 0 | 0 | 0 | 0 | 0 | 0 | 0 | 0 | 5.5
7018_G_13 | SPP North- (Kansas, Missouri) | Kansas | 20 | Neosho | 133 | 7018 | 13 | Chanute 3 | 11878 | 1991 | 9999 | Combustion Turbine | [5 empty] | Fossil | G | 2030 | Oil |  | 0 | 0 | 0 | 0 | 0 | 0 | 0 | 0 | 0 | 0 | 0 | 0 | 0 | 0 | 0 | 0 | 0 | 0 | 0 | 0 | 0 | 0 | 0 | 0 | 0 | 0 | 0 | 0 | 0 | 0 | 0 | 0 | 0 | 0 | 0 | 0 | 0 | 0 | 0 | 0 | 0.25645 | 0 | 0 | 0 | 0 | 0 | 0 | 0 | 0 | 0 | 5.9
7018_G_9 | SPP North- (Kansas, Missouri) | Kansas | 20 | Neosho | 133 | 7018 | 9 | Chanute 3 | 11876 | 1985 | 9999 | Combustion Turbine | [5 empty] | Fossil | G | 2030 | NaturalGas |  | 0.0015453 | 0.0003508 | 0.002189 | 0.0040851 | 0 | 0 | 0 | 0 | 0 | 0 | 0 | 0 | 0 | 0 | 0 | 0 | 0.13064 | 0.029655 | 0.18505 | 0.34534 | 0.090463 | 0.020536 | 0.12815 | 0.23914 | 1.0817e-10 | 2.4556e-11 | 1.5323e-10 | 2.8596e-10 | 0.0020862 | 0.00047358 | 0.0029552 | 0.0055149 | 0 | 0 | 0 | 0 | 0 | 0 | 0 | 0 | 0.29992 | 0.0006166 | 0.00013997 | 0.00087344 | 0.00163 | 0.0043279 | 0.00085554 | 0.0047764 | 0.0099599 | 0 | 6.9
702_G_1 | SERC_Southeastern | Alabama | 1 | Lee | 81 | 702 | 1 | Bartletts Ferry | 0 | 1926 | 9999 | Hydro | [5 empty] | Non-Fossil | G | 2030 | Hydro |  | 0 | 0 | 0 | 0 | 0 | 0 | 0 | 0 | 0 | 0 | 0 | 0 | 0 | 0 | 0 | 0 | 11.7911 | 12.2417 | 10.2598 | 34.2926 | 0 | 0 | 0 | 0 | 0 | 0 | 0 | 0 | 0 | 0 | 0 | 0 | 0 | 0 | 0 | 0 | 0 | 0 | 0 | 0 | 0.25926 | 0.01639 | 0.017016 | 0.014261 | 0.047667 | 0 | 0 | 0 | 0 | 0 | 16.4
702_G_2 | SERC_Southeastern | Alabama | 1 | Lee | 81 | 702 | 2 | Bartletts Ferry | 0 | 1926 | 9999 | Hydro | [5 empty] | Non-Fossil | G | 2030 | Hydro |  | 0 | 0 | 0 | 0 | 0 | 0 | 0 | 0 | 0 | 0 | 0 | 0 | 0 | 0 | 0 | 0 | 11.7911 | 12.2417 | 10.2598 | 34.2926 | 0 | 0 | 0 | 0 | 0 | 0 | 0 | 0 | 0 | 0 | 0 | 0 | 0 | 0 | 0 | 0 | 0 | 0 | 0 | 0 | 0.25926 | 0.01639 | 0.017016 | 0.014261 | 0.047667 | 0 | 0 | 0 | 0 | 0 | 16.4
702_G_3 | SERC_Southeastern | Alabama | 1 | Lee | 81 | 702 | 3 | Bartletts Ferry | 0 | 1928 | 9999 | Hydro | [5 empty] | Non-Fossil | G | 2030 | Hydro |  | 0 | 0 | 0 | 0 | 0 | 0 | 0 | 0 | 0 | 0 | 0 | 0 | 0 | 0 | 0 | 0 | 11.7911 | 12.2417 | 10.2598 | 34.2926 | 0 | 0 | 0 | 0 | 0 | 0 | 0 | 0 | 0 | 0 | 0 | 0 | 0 | 0 | 0 | 0 | 0 | 0 | 0 | 0 | 0.25926 | 0.01639 | 0.017016 | 0.014261 | 0.047667 | 0 | 0 | 0 | 0 | 0 | 16.4
702_G_4 | SERC_Southeastern | Alabama | 1 | Lee | 81 | 702 | 4 | Bartletts Ferry | 0 | 1951 | 9999 | Hydro | [5 empty] | Non-Fossil | G | 2030 | Hydro |  | 0 | 0 | 0 | 0 | 0 | 0 | 0 | 0 | 0 | 0 | 0 | 0 | 0 | 0 | 0 | 0 | 15.7455 | 16.3471 | 13.7006 | 45.7932 | 0 | 0 | 0 | 0 | 0 | 0 | 0 | 0 | 0 | 0 | 0 | 0 | 0 | 0 | 0 | 0 | 0 | 0 | 0 | 0 | 0.3462 | 0.021886 | 0.022723 | 0.019044 | 0.063653 | 0 | 0 | 0 | 0 | 0 | 21.9
702_G_5 | SERC_Southeastern | Alabama | 1 | Lee | 81 | 702 | 5 | Bartletts Ferry | 0 | 1985 | 9999 | Hydro | [5 empty] | Non-Fossil | G | 2030 | Hydro |  | 0 | 0 | 0 | 0 | 0 | 0 | 0 | 0 | 0 | 0 | 0 | 0 | 0 | 0 | 0 | 0 | 42.4193 | 44.0402 | 36.9104 | 123.3699 | 0 | 0 | 0 | 0 | 0 | 0 | 0 | 0 | 0 | 0 | 0 | 0 | 0 | 0 | 0 | 0 | 0 | 0 | 0 | 0 | 0.93269 | 0.058963 | 0.061216 | 0.051305 | 0.17148 | 0 | 0 | 0 | 0 | 0 | 59
702_G_6 | SERC_Southeastern | Alabama | 1 | Lee | 81 | 702 | 6 | Bartletts Ferry | 0 | 1985 | 9999 | Hydro | [5 empty] | Non-Fossil | G | 2030 | Hydro |  | 0 | 0 | 0 | 0 | 0 | 0 | 0 | 0 | 0 | 0 | 0 | 0 | 0 | 0 | 0 | 0 | 42.4193 | 44.0402 | 36.9104 | 123.3699 | 0 | 0 | 0 | 0 | 0 | 0 | 0 | 0 | 0 | 0 | 0 | 0 | 0 | 0 | 0 | 0 | 0 | 0 | 0 | 0 | 0.93269 | 0.058963 | 0.061216 | 0.051305 | 0.17148 | 0 | 0 | 0 | 0 | 0 | 59
7028_G_K1 | WECC_Utah | Utah | 49 | Utah | 49 | 7028 | K1 | Whitehead | 11420 | 1986 | 9999 | Combustion Turbine | [5 empty] | Fossil | G | 2030 | NaturalGas |  | 0 | 0.00012149 | 0.10643 | 0.10655 | 0 | 0 | 0 | 0 | 0 | 0 | 0 | 0 | 0 | 0 | 0 | 0 | 0 | 0.010638 | 9.3193 | 9.33 | 0 | 0.0071121 | 6.2302 | 6.2373 | 0 | 8.5043e-12 | 7.4499e-09 | 7.4584e-09 | 0 | 0.00014845 | 0.13004 | 0.13019 | 0 | 0 | 0 | 0 | 0 | 0 | 0 | 0 | 0.25707 | 0 | 5.0213e-05 | 0.043987 | 0.044038 | 0 | 0.00028779 | 0.22404 | 0.22433 | 0 | 5.9
7028_G_K2 | WECC_Utah | Utah | 49 | Utah | 49 | 7028 | K2 | Whitehead | 11421 | 1986 | 9999 | Combustion Turbine | [5 empty] | Fossil | G | 2030 | NaturalGas |  | 0 | 0.00012356 | 0.10824 | 0.10836 | 0 | 0 | 0 | 0 | 0 | 0 | 0 | 0 | 0 | 0 | 0 | 0 | 0 | 0.010819 | 9.4773 | 9.4881 | 0 | 0.0072332 | 6.3364 | 6.3436 | 0 | 8.6492e-12 | 7.5768e-09 | 7.5855e-09 | 0 | 6.5546e-05 | 0.057419 | 0.057484 | 0 | 0 | 0 | 0 | 0 | 0 | 0 | 0 | 0.26142 | 0 | 5.1064e-05 | 0.044733 | 0.044784 | 0 | 0.00029269 | 0.22785 | 0.22815 | 0 | 6
7028_G_K3 | WECC_Utah | Utah | 49 | Utah | 49 | 7028 | K3 | Whitehead | 11420 | 2000 | 9999 | Combustion Turbine | [5 empty] | Fossil | G | 2030 | NaturalGas |  | 0 | 0.00012149 | 0.10643 | 0.10655 | 0 | 0 | 0 | 0 | 0 | 0 | 0 | 0 | 0 | 0 | 0 | 0 | 0 | 0.010638 | 9.3193 | 9.33 | 0 | 0.0071121 | 6.2302 | 6.2373 | 0 | 8.5043e-12 | 7.4499e-09 | 7.4584e-09 | 0 | 0.00015737 | 0.13786 | 0.13802 | 0 | 0 | 0 | 0 | 0 | 0 | 0 | 0 | 0.25707 | 0 | 5.0213e-05 | 0.043987 | 0.044038 | 0 | 0.00028779 | 0.22404 | 0.22433 | 0 | 5.9
7028_G_K4 | WECC_Utah | Utah | 49 | Utah | 49 | 7028 | K4 | Whitehead | 11419 | 2002 | 9999 | Combustion Turbine | [5 empty] | Fossil | G | 2030 | NaturalGas |  | 0 | 8.2359e-05 | 0.072148 | 0.07223 | 0 | 0 | 0 | 0 | 0 | 0 | 0 | 0 | 0 | 0 | 0 | 0 | 0 | 0.0072125 | 6.3182 | 6.3254 | 0 | 0.0048213 | 4.2235 | 4.2283 | 0 | 5.7651e-12 | 5.0503e-09 | 5.0561e-09 | 0 | 4.369e-05 | 0.038272 | 0.038316 | 0 | 0 | 0 | 0 | 0 | 0 | 0 | 0 | 0.17428 | 0 | 3.4043e-05 | 0.029822 | 0.029856 | 0 | 0.00019509 | 0.15188 | 0.15207 | 0 | 4
7028_G_K6CAT | WECC_Utah | Utah | 49 | Utah | 49 | 7028 | K6CAT | Whitehead | 10745 | 2016 | 9999 | Combustion Turbine | [5 empty] | Fossil | G | 2030 | NaturalGas |  | 0 | 4.8436e-05 | 0.042431 | 0.042479 | 0 | 0 | 0 | 0 | 0 | 0 | 0 | 0 | 0 | 0 | 0 | 0 | 0 | 0.0045078 | 3.9489 | 3.9534 | 0 | 0.0028355 | 2.4839 | 2.4867 | 0 | 3.3905e-12 | 2.9701e-09 | 2.9735e-09 | 0 | 2.5694e-05 | 0.022508 | 0.022534 | 0 | 0 | 0 | 0 | 0 | 0 | 0 | 0 | 0.049313 | 0 | 2.1277e-05 | 0.018639 | 0.01866 | 0 | 0.00011474 | 0.08932 | 0.089435 | 0 | 2.5
7028_G_K7CAT | WECC_Utah | Utah | 49 | Utah | 49 | 7028 | K7CAT | Whitehead | 10745 | 2016 | 9999 | Combustion Turbine | [5 empty] | Fossil | G | 2030 | NaturalGas |  | 0 | 4.8436e-05 | 0.042431 | 0.042479 | 0 | 0 | 0 | 0 | 0 | 0 | 0 | 0 | 0 | 0 | 0 | 0 | 0 | 0.0045078 | 3.9489 | 3.9534 | 0 | 0.0028355 | 2.4839 | 2.4867 | 0 | 3.3905e-12 | 2.9701e-09 | 2.9735e-09 | 0 | 2.5694e-05 | 0.022508 | 0.022534 | 0 | 0 | 0 | 0 | 0 | 0 | 0 | 0 | 0.049313 | 0 | 2.1277e-05 | 0.018639 | 0.01866 | 0 | 0.00011474 | 0.08932 | 0.089435 | 0 | 2.5
703_B_1BLR | SERC_Southeastern | Georgia | 13 | Bartow | 15 | 703 | 1BLR | Bowen | 10032 | 1971 | 9999 | Coal Steam | tangential | dry | ESPC + PM Scrubber + Wet Scrubber + SCR + Mercury Control | LNC2 | Wet Scrubber | Fossil | B | 2030 |  | Coal Retirement | 0 | 0 | 0 | 0 | 0 | 0 | 0 | 0 | 0 | 0 | 0 | 0 | 0 | 0 | 0 | 0 | 0 | 0 | 0 | 0 | 0 | 0 | 0 | 0 | 0 | 0 | 0 | 0 | 0 | 0 | 0 | 0 | 0 | 0 | 0 | 0 | 0 | 0 | 0 | 0 | 0 | 0 | 0 | 0 | 0 | 0 | 0 | 0 | 0 | 0 | 724 | Scrubber / SCR / Mercury Control | Wet Scrubber
703_B_2BLR | SERC_Southeastern | Georgia | 13 | Bartow | 15 | 703 | 2BLR | Bowen | 9954 | 1972 | 9999 | Coal Steam | tangential | dry | ESPC + PM Scrubber + Wet Scrubber + SCR + Mercury Control | LNC2 | Wet Scrubber | Fossil | B | 2030 |  | Coal Retirement | 0 | 0 | 0 | 0 | 0 | 0 | 0 | 0 | 0 | 0 | 0 | 0 | 0 | 0 | 0 | 0 | 0 | 0 | 0 | 0 | 0 | 0 | 0 | 0 | 0 | 0 | 0 | 0 | 0 | 0 | 0 | 0 | 0 | 0 | 0 | 0 | 0 | 0 | 0 | 0 | 0 | 0 | 0 | 0 | 0 | 0 | 0 | 0 | 0 | 0 | 724 | Scrubber / SCR / Mercury Control | Wet Scrubber
703_B_3BLR | SERC_Southeastern | Georgia | 13 | Bartow | 15 | 703 | 3BLR | Bowen | 9780 | 1974 | 9999 | Coal Steam | tangential | dry | ESPC + Baghouse + PM Scrubber + Wet Scrubber + SCR + Mercury Control | LNC2 | Wet Scrubber | Fossil | B | 2030 | Coal |  | 9.4404 | 0 | 17.7407 | 27.1811 | 9.4404 | 0 | 17.7407 | 27.1811 | 0 | 0 | 0 | 0 | 0 | 0 | 0 | 0 | 965.2765 | 0 | 1813.9757 | 2779.2521 | 980.7122 | 0 | 1842.983 | 2823.6952 | 0.001895 | 0 | 0.0035612 | 0.0054562 | 0.40433 | 0 | 0.75983 | 1.1642 | 0.56537 | 0 | 1.0625 | 1.6278 | 0.0047202 | 0 | 0.0088703 | 0.013591 | 49.2933 | 6.4344 | 0 | 12.0917 | 18.526 | 19.0646 | 0 | 35.8268 | 54.8915 | 0 | 892 | Scrubber / SCR / Mercury Control | Wet Scrubber
703_B_4BLR | SERC_Southeastern | Georgia | 13 | Bartow | 15 | 703 | 4BLR | Bowen | 9726 | 1975 | 9999 | Coal Steam | tangential | dry | ESPC + Baghouse + PM Scrubber + Wet Scrubber + SCR + Mercury Control | LNC2 | Wet Scrubber | Fossil | B | 2030 | Coal |  | 9.3883 | 0 | 17.6427 | 27.031 | 9.3883 | 0 | 17.6427 | 27.031 | 0 | 0 | 0 | 0 | 0 | 0 | 0 | 0 | 965.2765 | 0 | 1813.9757 | 2779.2521 | 975.2972 | 0 | 1832.807 | 2808.1043 | 0.0018845 | 0 | 0.0035415 | 0.005426 | 0.4758 | 0 | 0.89413 | 1.3699 | 0.56224 | 0 | 1.0566 | 1.6188 | 0.0046941 | 0 | 0.0088214 | 0.013516 | 49.2933 | 6.4344 | 0 | 12.0917 | 18.526 | 18.9594 | 0 | 35.629 | 54.5884 | 0 | 892 | Scrubber / SCR / Mercury Control | Wet Scrubber
7030_B_U1 | ERCOT_Rest | Texas | 48 | Robertson | 395 | 7030 | U1 | Major Oak Power | 11608 | 1990 | 9999 | Coal Steam | FBC | wet | Baghouse + Reagent Injection + SNCR + Mercury Control + DSI | ROFA | Reagent Injection | Fossil | B | 2030 | Coal |  | 1.5456 | 0 | 0 | 1.5456 | 0 | 0 | 0 | 0 | 0 | 0 | 0 | 0 | 1.5456 | 0 | 0 | 1.5456 | 133.152 | 0 | 0 | 133.152 | 164.3003 | 0 | 0 | 164.3003 | 0.0011324 | 0 | 0 | 0.0011324 | 0.15163 | 0 | 0 | 0.15163 | 0.50997 | 0 | 0 | 0.50997 | 1.573e-05 | 0 | 0 | 1.573e-05 | 6.6576 | 1.3436 | 0 | 0 | 1.3436 | 1.957 | 0 | 0 | 1.957 | 0 | 152 | SNCR / Mercury Control / DSI
7030_B_U2 | ERCOT_Rest | Texas | 48 | Robertson | 395 | 7030 | U2 | Major Oak Power | 11407 | 1991 | 9999 | Coal Steam | FBC | wet | Baghouse + Reagent Injection + SNCR + Mercury Control + DSI | ROFA | Reagent Injection | Fossil | B | 2030 | Coal |  | 1.5289 | 0 | 0 | 1.5289 | 0 | 0 | 0 | 0 | 0 | 0 | 0 | 0 | 1.5289 | 0 | 0 | 1.5289 | 134.028 | 0 | 0 | 134.028 | 162.5175 | 0 | 0 | 162.5175 | 0.0011201 | 0 | 0 | 0.0011201 | 0.14023 | 0 | 0 | 0.14023 | 0.50444 | 0 | 0 | 0.50444 | 1.5559e-05 | 0 | 0 | 1.5559e-05 | 6.7014 | 1.3524 | 0 | 0 | 1.3524 | 1.9357 | 0 | 0 | 1.9357 | 0 | 153 | SNCR / Mercury Control / DSI
7032_G_1 | PJM_Dominion | Virginia | 51 | Surry | 181 | 7032 | 1 | Gravel Neck | 12716 | 1970 | 9999 | Combustion Turbine | [5 empty] | Fossil | G | 2030 | Oil |  | 0 | 0 | 0 | 0 | 0 | 0 | 0 | 0 | 0 | 0 | 0 | 0 | 0 | 0 | 0 | 0 | 0 | 0 | 0 | 0 | 0 | 0 | 0 | 0 | 0 | 0 | 0 | 0 | 0 | 0 | 0 | 0 | 0 | 0 | 0 | 0 | 0 | 0 | 0 | 0 | 0.55513 | 0 | 0 | 0 | 0 | 0 | 0 | 0 | 0 | 0 | 12
7032_G_2 | PJM_Dominion | Virginia | 51 | Surry | 181 | 7032 | 2 | Gravel Neck | 12717 | 1970 | 9999 | Combustion Turbine | [5 empty] | Fossil | G | 2030 | Oil |  | 0 | 0 | 0 | 0 | 0 | 0 | 0 | 0 | 0 | 0 | 0 | 0 | 0 | 0 | 0 | 0 | 0 | 0 | 0 | 0 | 0 | 0 | 0 | 0 | 0 | 0 | 0 | 0 | 0 | 0 | 0 | 0 | 0 | 0 | 0 | 0 | 0 | 0 | 0 | 0 | 0.74017 | 0 | 0 | 0 | 0 | 0 | 0 | 0 | 0 | 0 | 16
7032_G_3 | PJM_Dominion | Virginia | 51 | Surry | 181 | 7032 | 3 | Gravel Neck | 12717 | 1989 | 9999 | Combustion Turbine |  |  |  | H2O |  | Fossil | G | 2030 | NaturalGas |  | 0.018374 | 0 | 0.0097888 | 0.028163 | 0 | 0 | 0 | 0 | 0 | 0 | 0 | 0 | 0 | 0 | 0 | 0 | 1.4448 | 0 | 0.76974 | 2.2146 | 1.0756 | 0 | 0.57304 | 1.6486 | 1.2862e-09 | 0 | 6.8522e-10 | 1.9714e-09 | 0.0013963 | 0 | 0.0007439 | 0.0021402 | 0 | 0 | 0 | 0 | 0 | 0 | 0 | 0 | 3.7237 | 0.0094202 | 0 | 0.0050187 | 0.014439 | 0.05513 | 0 | 0.019896 | 0.075026 | 0 | 85
7032_G_4 | PJM_Dominion | Virginia | 51 | Surry | 181 | 7032 | 4 | Gravel Neck | 12717 | 1989 | 9999 | Combustion Turbine |  |  |  | H2O |  | Fossil | G | 2030 | NaturalGas |  | 0.018374 | 0 | 0.0097888 | 0.028163 | 0 | 0 | 0 | 0 | 0 | 0 | 0 | 0 | 0 | 0 | 0 | 0 | 1.4448 | 0 | 0.76974 | 2.2146 | 1.0756 | 0 | 0.57304 | 1.6486 | 1.2862e-09 | 0 | 6.8522e-10 | 1.9714e-09 | 0.0014984 | 0 | 0.00079828 | 0.0022967 | 0 | 0 | 0 | 0 | 0 | 0 | 0 | 0 | 3.7237 | 0.0094202 | 0 | 0.0050187 | 0.014439 | 0.05513 | 0 | 0.019896 | 0.075026 | 0 | 85
7032_G_5 | PJM_Dominion | Virginia | 51 | Surry | 181 | 7032 | 5 | Gravel Neck | 12717 | 1989 | 9999 | Combustion Turbine |  |  |  | H2O |  | Fossil | G | 2030 | NaturalGas |  | 0.018374 | 0 | 0.0097888 | 0.028163 | 0 | 0 | 0 | 0 | 0 | 0 | 0 | 0 | 0 | 0 | 0 | 0 | 1.4448 | 0 | 0.76974 | 2.2146 | 1.0756 | 0 | 0.57304 | 1.6486 | 1.2862e-09 | 0 | 6.8522e-10 | 1.9714e-09 | 0.001402 | 0 | 0.00074693 | 0.0021489 | 0 | 0 | 0 | 0 | 0 | 0 | 0 | 0 | 3.7237 | 0.0094202 | 0 | 0.0050187 | 0.014439 | 0.05513 | 0 | 0.019896 | 0.075026 | 0 | 85
7032_G_6 | PJM_Dominion | Virginia | 51 | Surry | 181 | 7032 | 6 | Gravel Neck | 12717 | 1989 | 9999 | Combustion Turbine |  |  |  | H2O |  | Fossil | G | 2030 | NaturalGas |  | 0.018374 | 0 | 0.0097888 | 0.028163 | 0 | 0 | 0 | 0 | 0 | 0 | 0 | 0 | 0 | 0 | 0 | 0 | 1.4448 | 0 | 0.76974 | 2.2146 | 1.0756 | 0 | 0.57304 | 1.6486 | 1.2862e-09 | 0 | 6.8522e-10 | 1.9714e-09 | 0.0014349 | 0 | 0.00076446 | 0.0021994 | 0 | 0 | 0 | 0 | 0 | 0 | 0 | 0 | 3.7237 | 0.0094202 | 0 | 0.0050187 | 0.014439 | 0.05513 | 0 | 0.019896 | 0.075026 | 0 | 85
7034_G_1 | WECC_Utah | Utah | 49 | Cache | 5 | 7034 | 1 | Hydro II | 0 | 1986 | 9999 | Hydro | [5 empty] | Non-Fossil | G | 2030 | Hydro |  | 0 | 0 | 0 | 0 | 0 | 0 | 0 | 0 | 0 | 0 | 0 | 0 | 0 | 0 | 0 | 0 | 2.6784 | 3.7527 | 5.8359 | 12.2669 | 0 | 0 | 0 | 0 | 0 | 0 | 0 | 0 | 0 | 0 | 0 | 0 | 0 | 0 | 0 | 0 | 0 | 0 | 0 | 0 | 0.049006 | 0.0037229 | 0.0052162 | 0.0081119 | 0.017051 | 0 | 0 | 0 | 0 | 0 | 3.1
7034_G_2 | WECC_Utah | Utah | 49 | Cache | 5 | 7034 | 2 | Hydro II | 0 | 1986 | 9999 | Hydro | [5 empty] | Non-Fossil | G | 2030 | Hydro |  | 0 | 0 | 0 | 0 | 0 | 0 | 0 | 0 | 0 | 0 | 0 | 0 | 0 | 0 | 0 | 0 | 2.6784 | 3.7527 | 5.8359 | 12.2669 | 0 | 0 | 0 | 0 | 0 | 0 | 0 | 0 | 0 | 0 | 0 | 0 | 0 | 0 | 0 | 0 | 0 | 0 | 0 | 0 | 0.049006 | 0.0037229 | 0.0052162 | 0.0081119 | 0.017051 | 0 | 0 | 0 | 0 | 0 | 3.1
7039_G_1 | WECC_Wyoming | Wyoming | 56 | Teton | 39 | 7039 | 1 | Lake (WY) | 10745 | 1967 | 9999 | Combustion Turbine | [5 empty] | Fossil | G | 2030 | Oil |  | 0 | 0 | 0 | 0 | 0 | 0 | 0 | 0 | 0 | 0 | 0 | 0 | 0 | 0 | 0 | 0 | 0 | 0 | 0 | 0 | 0 | 0 | 0 | 0 | 0 | 0 | 0 | 0 | 0 | 0 | 0 | 0 | 0 | 0 | 0 | 0 | 0 | 0 | 0 | 0 | 0.11881 | 0 | 0 | 0 | 0 | 0 | 0 | 0 | 0 | 0 | 2.7
704_G_1 | SERC_Southeastern | Georgia | 13 | Rabun | 241 | 704 | 1 | Burton Dam | 0 | 1927 | 9999 | Hydro | [5 empty] | Non-Fossil | G | 2030 | Hydro |  | 0 | 0 | 0 | 0 | 0 | 0 | 0 | 0 | 0 | 0 | 0 | 0 | 0 | 0 | 0 | 0 | 2.0798 | 2.2598 | 2.7636 | 7.1033 | 0 | 0 | 0 | 0 | 0 | 0 | 0 | 0 | 0 | 0 | 0 | 0 | 0 | 0 | 0 | 0 | 0 | 0 | 0 | 0 | 0.07588 | 0.002891 | 0.0031411 | 0.0038415 | 0.0098736 | 0 | 0 | 0 | 0 | 0 | 4.8
704_G_2 | SERC_Southeastern | Georgia | 13 | Rabun | 241 | 704 | 2 | Burton Dam | 0 | 1927 | 9999 | Hydro | [5 empty] | Non-Fossil | G | 2030 | Hydro |  | 0 | 0 | 0 | 0 | 0 | 0 | 0 | 0 | 0 | 0 | 0 | 0 | 0 | 0 | 0 | 0 | 2.0798 | 2.2598 | 2.7636 | 7.1033 | 0 | 0 | 0 | 0 | 0 | 0 | 0 | 0 | 0 | 0 | 0 | 0 | 0 | 0 | 0 | 0 | 0 | 0 | 0 | 0 | 0.07588 | 0.002891 | 0.0031411 | 0.0038415 | 0.0098736 | 0 | 0 | 0 | 0 | 0 | 4.8
7040_G_1 | SPP West (Oklahoma, Arkansas, Louisiana) | Arkansas | 5 | Crawford | 33 | 7040 | 1 | Ellis Hydro | 0 | 1988 | 9999 | Hydro | [5 empty] | Non-Fossil | G | 2030 | Hydro |  | 0 | 0 | 0 | 0 | 0 | 0 | 0 | 0 | 0 | 0 | 0 | 0 | 0 | 0 | 0 | 0 | 2.7918 | 2.8004 | 4.5602 | 10.1524 | 0 | 0 | 0 | 0 | 0 | 0 | 0 | 0 | 0 | 0 | 0 | 0 | 0 | 0 | 0 | 0 | 0 | 0 | 0 | 0 | 0.079041 | 0.0038805 | 0.0038925 | 0.0063387 | 0.014112 | 0 | 0 | 0 | 0 | 0 | 5
7040_G_2 | SPP West (Oklahoma, Arkansas, Louisiana) | Arkansas | 5 | Crawford | 33 | 7040 | 2 | Ellis Hydro | 0 | 1988 | 9999 | Hydro | [5 empty] | Non-Fossil | G | 2030 | Hydro |  | 0 | 0 | 0 | 0 | 0 | 0 | 0 | 0 | 0 | 0 | 0 | 0 | 0 | 0 | 0 | 0 | 3.3501 | 3.3605 | 5.4723 | 12.1828 | 0 | 0 | 0 | 0 | 0 | 0 | 0 | 0 | 0 | 0 | 0 | 0 | 0 | 0 | 0 | 0 | 0 | 0 | 0 | 0 | 0.094849 | 0.0046567 | 0.004671 | 0.0076065 | 0.016934 | 0 | 0 | 0 | 0 | 0 | 6
7040_G_3 | SPP West (Oklahoma, Arkansas, Louisiana) | Arkansas | 5 | Crawford | 33 | 7040 | 3 | Ellis Hydro | 0 | 1988 | 9999 | Hydro | [5 empty] | Non-Fossil | G | 2030 | Hydro |  | 0 | 0 | 0 | 0 | 0 | 0 | 0 | 0 | 0 | 0 | 0 | 0 | 0 | 0 | 0 | 0 | 3.3501 | 3.3605 | 5.4723 | 12.1828 | 0 | 0 | 0 | 0 | 0 | 0 | 0 | 0 | 0 | 0 | 0 | 0 | 0 | 0 | 0 | 0 | 0 | 0 | 0 | 0 | 0.094849 | 0.0046567 | 0.004671 | 0.0076065 | 0.016934 | 0 | 0 | 0 | 0 | 0 | 6
7051_G_1 | ISONE_MA, VT, NH, RI (Rest of ISO New England) | Vermont | 50 | Washington | 23 | 7051 | 1 | Wrightsville Hydro Plant | 0 | 1985 | 9999 | Hydro | [5 empty] | Non-Fossil | G | 2030 | Hydro |  | 0 | 0 | 0 | 0 | 0 | 0 | 0 | 0 | 0 | 0 | 0 | 0 | 0 | 0 | 0 | 0 | 0.1059 | 0.15088 | 0.14911 | 0.40589 | 0 | 0 | 0 | 0 | 0 | 0 | 0 | 0 | 0 | 0 | 0 | 0 | 0 | 0 | 0 | 0 | 0 | 0 | 0 | 0 | 0.0015808 | 0.00014721 | 0.00020972 | 0.00020726 | 0.00056418 | 0 | 0 | 0 | 0 | 0 | 0.1
7051_G_2 | ISONE_MA, VT, NH, RI (Rest of ISO New England) | Vermont | 50 | Washington | 23 | 7051 | 2 | Wrightsville Hydro Plant | 0 | 1985 | 9999 | Hydro | [5 empty] | Non-Fossil | G | 2030 | Hydro |  | 0 | 0 | 0 | 0 | 0 | 0 | 0 | 0 | 0 | 0 | 0 | 0 | 0 | 0 | 0 | 0 | 0.21181 | 0.30176 | 0.29821 | 0.81178 | 0 | 0 | 0 | 0 | 0 | 0 | 0 | 0 | 0 | 0 | 0 | 0 | 0 | 0 | 0 | 0 | 0 | 0 | 0 | 0 | 0.0031616 | 0.00029441 | 0.00041944 | 0.00041451 | 0.0011284 | 0 | 0 | 0 | 0 | 0 | 0.2
7051_G_3 | ISONE_MA, VT, NH, RI (Rest of ISO New England) | Vermont | 50 | Washington | 23 | 7051 | 3 | Wrightsville Hydro Plant | 0 | 1985 | 9999 | Hydro | [5 empty] | Non-Fossil | G | 2030 | Hydro |  | 0 | 0 | 0 | 0 | 0 | 0 | 0 | 0 | 0 | 0 | 0 | 0 | 0 | 0 | 0 | 0 | 0.42361 | 0.60352 | 0.59642 | 1.6236 | 0 | 0 | 0 | 0 | 0 | 0 | 0 | 0 | 0 | 0 | 0 | 0 | 0 | 0 | 0 | 0 | 0 | 0 | 0 | 0 | 0.0063233 | 0.00058882 | 0.00083889 | 0.00082903 | 0.0022567 | 0 | 0 | 0 | 0 | 0 | 0.4
7056_G_1 | ISONE_MA, VT, NH, RI (Rest of ISO New England) | Vermont | 50 | Washington | 23 | 7056 | 1 | Bolton Falls | 0 | 1986 | 9999 | Hydro | [5 empty] | Non-Fossil | G | 2030 | Hydro |  | 0 | 0 | 0 | 0 | 0 | 0 | 0 | 0 | 0 | 0 | 0 | 0 | 0 | 0 | 0 | 0 | 3.9843 | 5.6755 | 5.6525 | 15.3123 | 0 | 0 | 0 | 0 | 0 | 0 | 0 | 0 | 0 | 0 | 0 | 0 | 0 | 0 | 0 | 0 | 0 | 0 | 0 | 0 | 0.061652 | 0.0055382 | 0.007889 | 0.007857 | 0.021284 | 0 | 0 | 0 | 0 | 0 | 3.9
7056_G_2 | ISONE_MA, VT, NH, RI (Rest of ISO New England) | Vermont | 50 | Washington | 23 | 7056 | 2 | Bolton Falls | 0 | 1986 | 9999 | Hydro | [5 empty] | Non-Fossil | G | 2030 | Hydro |  | 0 | 0 | 0 | 0 | 0 | 0 | 0 | 0 | 0 | 0 | 0 | 0 | 0 | 0 | 0 | 0 | 3.9843 | 5.6755 | 5.6525 | 15.3123 | 0 | 0 | 0 | 0 | 0 | 0 | 0 | 0 | 0 | 0 | 0 | 0 | 0 | 0 | 0 | 0 | 0 | 0 | 0 | 0 | 0.061652 | 0.0055382 | 0.007889 | 0.007857 | 0.021284 | 0 | 0 | 0 | 0 | 0 | 3.9
7058_G_1 | MISO_Minnesota and Western Wisconsin | Wisconsin | 55 | Douglas | 31 | 7058 | 1 | Solon Diesel | 16822 | 1988 | 9999 | Combustion Turbine | [5 empty] | Fossil | G | 2030 | Oil |  | 0 | 0 | 0 | 0 | 0 | 0 | 0 | 0 | 0 | 0 | 0 | 0 | 0 | 0 | 0 | 0 | 0 | 0 | 0 | 0 | 0 | 0 | 0 | 0 | 0 | 0 | 0 | 0 | 0 | 0 | 0 | 0 | 0 | 0 | 0 | 0 | 0 | 0 | 0 | 0 | 0.034549 | 0 | 0 | 0 | 0 | 0 | 0 | 0 | 0 | 0 | 0.8
7058_G_2 | MISO_Minnesota and Western Wisconsin | Wisconsin | 55 | Douglas | 31 | 7058 | 2 | Solon Diesel | 17606 | 1988 | 9999 | Combustion Turbine | [5 empty] | Fossil | G | 2030 | Oil |  | 0 | 0 | 0 | 0 | 0 | 0 | 0 | 0 | 0 | 0 | 0 | 0 | 0 | 0 | 0 | 0 | 0 | 0 | 0 | 0 | 0 | 0 | 0 | 0 | 0 | 0 | 0 | 0 | 0 | 0 | 0 | 0 | 0 | 0 | 0 | 0 | 0 | 0 | 0 | 0 | 0.034549 | 0 | 0 | 0 | 0 | 0 | 0 | 0 | 0 | 0 | 0.8
7058_G_3 | MISO_Minnesota and Western Wisconsin | Wisconsin | 55 | Douglas | 31 | 7058 | 3 | Solon Diesel | 17606 | 1989 | 9999 | Combustion Turbine | [5 empty] | Fossil | G | 2030 | Oil |  | 0 | 0 | 0 | 0 | 0 | 0 | 0 | 0 | 0 | 0 | 0 | 0 | 0 | 0 | 0 | 0 | 0 | 0 | 0 | 0 | 0 | 0 | 0 | 0 | 0 | 0 | 0 | 0 | 0 | 0 | 0 | 0 | 0 | 0 | 0 | 0 | 0 | 0 | 0 | 0 | 0.034549 | 0 | 0 | 0 | 0 | 0 | 0 | 0 | 0 | 0 | 0.8
7058_G_4 | MISO_Minnesota and Western Wisconsin | Wisconsin | 55 | Douglas | 31 | 7058 | 4 | Solon Diesel | 17606 | 1989 | 9999 | Combustion Turbine | [5 empty] | Fossil | G | 2030 | Oil |  | 0 | 0 | 0 | 0 | 0 | 0 | 0 | 0 | 0 | 0 | 0 | 0 | 0 | 0 | 0 | 0 | 0 | 0 | 0 | 0 | 0 | 0 | 0 | 0 | 0 | 0 | 0 | 0 | 0 | 0 | 0 | 0 | 0 | 0 | 0 | 0 | 0 | 0 | 0 | 0 | 0.034549 | 0 | 0 | 0 | 0 | 0 | 0 | 0 | 0 | 0 | 0.8
7058_G_5 | MISO_Minnesota and Western Wisconsin | Wisconsin | 55 | Douglas | 31 | 7058 | 5 | Solon Diesel | 17606 | 1989 | 9999 | Combustion Turbine | [5 empty] | Fossil | G | 2030 | Oil |  | 0 | 0 | 0 | 0 | 0 | 0 | 0 | 0 | 0 | 0 | 0 | 0 | 0 | 0 | 0 | 0 | 0 | 0 | 0 | 0 | 0 | 0 | 0 | 0 | 0 | 0 | 0 | 0 | 0 | 0 | 0 | 0 | 0 | 0 | 0 | 0 | 0 | 0 | 0 | 0 | 0.034549 | 0 | 0 | 0 | 0 | 0 | 0 | 0 | 0 | 0 | 0.8
7058_G_6 | MISO_Minnesota and Western Wisconsin | Wisconsin | 55 | Douglas | 31 | 7058 | 6 | Solon Diesel | 17606 | 1995 | 9999 | Combustion Turbine | [5 empty] | Fossil | G | 2030 | Oil |  | 0 | 0 | 0 | 0 | 0 | 0 | 0 | 0 | 0 | 0 | 0 | 0 | 0 | 0 | 0 | 0 | 0 | 0 | 0 | 0 | 0 | 0 | 0 | 0 | 0 | 0 | 0 | 0 | 0 | 0 | 0 | 0 | 0 | 0 | 0 | 0 | 0 | 0 | 0 | 0 | 0.034549 | 0 | 0 | 0 | 0 | 0 | 0 | 0 | 0 | 0 | 0.8
7058_G_7 | MISO_Minnesota and Western Wisconsin | Wisconsin | 55 | Douglas | 31 | 7058 | 7 | Solon Diesel | 17606 | 1995 | 9999 | Combustion Turbine | [5 empty] | Fossil | G | 2030 | Oil |  | 0 | 0 | 0 | 0 | 0 | 0 | 0 | 0 | 0 | 0 | 0 | 0 | 0 | 0 | 0 | 0 | 0 | 0 | 0 | 0 | 0 | 0 | 0 | 0 | 0 | 0 | 0 | 0 | 0 | 0 | 0 | 0 | 0 | 0 | 0 | 0 | 0 | 0 | 0 | 0 | 0.034549 | 0 | 0 | 0 | 0 | 0 | 0 | 0 | 0 | 0 | 0.8
7058_G_8 | MISO_Minnesota and Western Wisconsin | Wisconsin | 55 | Douglas | 31 | 7058 | 8 | Solon Diesel | 17606 | 1995 | 9999 | Combustion Turbine | [5 empty] | Fossil | G | 2030 | Oil |  | 0 | 0 | 0 | 0 | 0 | 0 | 0 | 0 | 0 | 0 | 0 | 0 | 0 | 0 | 0 | 0 | 0 | 0 | 0 | 0 | 0 | 0 | 0 | 0 | 0 | 0 | 0 | 0 | 0 | 0 | 0 | 0 | 0 | 0 | 0 | 0 | 0 | 0 | 0 | 0 | 0.034549 | 0 | 0 | 0 | 0 | 0 | 0 | 0 | 0 | 0 | 0.8
706_G_1 | SERC_Southeastern | Georgia | 13 | Dougherty | 95 | 706 | 1 | Flint River | 0 | 1921 | 9999 | Hydro | [5 empty] | Non-Fossil | G | 2030 | Hydro |  | 0 | 0 | 0 | 0 | 0 | 0 | 0 | 0 | 0 | 0 | 0 | 0 | 0 | 0 | 0 | 0 | 1.697 | 1.8728 | 2.3038 | 5.8736 | 0 | 0 | 0 | 0 | 0 | 0 | 0 | 0 | 0 | 0 | 0 | 0 | 0 | 0 | 0 | 0 | 0 | 0 | 0 | 0 | 0.033197 | 0.0023588 | 0.0026032 | 0.0032023 | 0.0081643 | 0 | 0 | 0 | 0 | 0 | 2.1
706_G_2 | SERC_Southeastern | Georgia | 13 | Dougherty | 95 | 706 | 2 | Flint River | 0 | 1921 | 9999 | Hydro | [5 empty] | Non-Fossil | G | 2030 | Hydro |  | 0 | 0 | 0 | 0 | 0 | 0 | 0 | 0 | 0 | 0 | 0 | 0 | 0 | 0 | 0 | 0 | 1.697 | 1.8728 | 2.3038 | 5.8736 | 0 | 0 | 0 | 0 | 0 | 0 | 0 | 0 | 0 | 0 | 0 | 0 | 0 | 0 | 0 | 0 | 0 | 0 | 0 | 0 | 0.033197 | 0.0023588 | 0.0026032 | 0.0032023 | 0.0081643 | 0 | 0 | 0 | 0 | 0 | 2.1
706_G_3 | SERC_Southeastern | Georgia | 13 | Dougherty | 95 | 706 | 3 | Flint River | 0 | 1925 | 9999 | Hydro | [5 empty] | Non-Fossil | G | 2030 | Hydro |  | 0 | 0 | 0 | 0 | 0 | 0 | 0 | 0 | 0 | 0 | 0 | 0 | 0 | 0 | 0 | 0 | 1.697 | 1.8728 | 2.3038 | 5.8736 | 0 | 0 | 0 | 0 | 0 | 0 | 0 | 0 | 0 | 0 | 0 | 0 | 0 | 0 | 0 | 0 | 0 | 0 | 0 | 0 | 0.033197 | 0.0023588 | 0.0026032 | 0.0032023 | 0.0081643 | 0 | 0 | 0 | 0 | 0 | 2.1
7060_G_4 | MISO_Iowa | Iowa | 19 | Osceola | 143 | 7060 | 4 | Sibley No Two | 10745 | 1987 | 9999 | Combustion Turbine | [5 empty] | Fossil | G | 2030 | NaturalGas |  | 3.8749e-05 | 0 | 0.003001 | 0.0030397 | 0 | 0 | 0 | 0 | 0 | 0 | 0 | 0 | 0 | 0 | 0 | 0 | 0.0036062 | 0 | 0.27929 | 0.28289 | 0.0022684 | 0 | 0.17568 | 0.17794 | 2.7125e-12 | 0 | 2.1007e-10 | 2.1278e-10 | 2.0555e-05 | 0 | 0.0015919 | 0.0016125 | 0 | 0 | 0 | 0 | 0 | 0 | 0 | 0 | 0.041741 | 1.7021e-05 | 0 | 0.0013182 | 0.0013353 | 0.000114 | 0 | 0.0064138 | 0.0065278 | 0 | 1
7063_G_1 | SERC_Southeastern | Alabama | 1 | Washington | 129 | 7063 | 1 | McIntosh (AL) | 18700 | 1991 | 9999 | Combustion Turbine | [5 empty] | Fossil | G | 2030 | NaturalGas |  | 0.031619 | 0 | 0 | 0.031619 | 0 | 0 | 0 | 0 | 0 | 0 | 0 | 0 | 0 | 0 | 0 | 0 | 1.6909 | 0 | 0 | 1.6909 | 1.851 | 0 | 0 | 1.851 | 2.2133e-09 | 0 | 0 | 2.2133e-09 | 0.0034182 | 0 | 0 | 0.0034182 | 0 | 0 | 0 | 0 | 0 | 0 | 0 | 0 | 2.8975 | 0.0077948 | 0 | 0 | 0.0077948 | 0.090839 | 0 | 0 | 0.090839 | 0 | 110
7063_G_2 | SERC_Southeastern | Alabama | 1 | Washington | 129 | 7063 | 2 | McIntosh (AL) | 11359 | 1998 | 9999 | Combustion Turbine |  |  |  | H2O |  | Fossil | G | 2030 | NaturalGas |  | 0.11943 | 0.11058 | 0.1372 | 0.36721 | 0 | 0 | 0 | 0 | 0 | 0 | 0 | 0 | 0 | 0 | 0 | 0 | 10.514 | 9.7352 | 12.0786 | 32.3278 | 6.9914 | 6.4735 | 8.0317 | 21.4966 | 8.36e-09 | 7.7407e-09 | 9.6041e-09 | 2.5705e-08 | 0.0042379 | 0.003924 | 0.0048686 | 0.013031 | 0 | 0 | 0 | 0 | 0 | 0 | 0 | 0 | 2.2487 | 0.04847 | 0.044879 | 0.055682 | 0.14903 | 0.34311 | 0.27614 | 0.3665 | 0.98575 | 0 | 114
7063_G_3 | SERC_Southeastern | Alabama | 1 | Washington | 129 | 7063 | 3 | McIntosh (AL) | 11359 | 1998 | 9999 | Combustion Turbine |  |  |  | H2O |  | Fossil | G | 2030 | NaturalGas |  | 0.11943 | 0.11058 | 0.1372 | 0.36721 | 0 | 0 | 0 | 0 | 0 | 0 | 0 | 0 | 0 | 0 | 0 | 0 | 10.514 | 9.7352 | 12.0786 | 32.3278 | 6.9914 | 6.4735 | 8.0317 | 21.4966 | 8.36e-09 | 7.7407e-09 | 9.6041e-09 | 2.5705e-08 | 0.0033906 | 0.0031394 | 0.0038951 | 0.010425 | 0 | 0 | 0 | 0 | 0 | 0 | 0 | 0 | 2.2487 | 0.04847 | 0.044879 | 0.055682 | 0.14903 | 0.34311 | 0.27614 | 0.3665 | 0.98575 | 0 | 114
7063_G_4 | SERC_Southeastern | Alabama | 1 | Washington | 129 | 7063 | 4 | McIntosh (AL) | 11359 | 2010 | 9999 | Combustion Turbine |  |  |  | DLNB |  | Fossil | G | 2030 | NaturalGas |  | 0.18333 | 0.16975 | 0.26736 | 0.62044 | 0 | 0 | 0 | 0 | 0 | 0 | 0 | 0 | 0 | 0 | 0 | 0 | 16.1399 | 14.9444 | 23.537 | 54.6214 | 10.7323 | 9.9374 | 15.6511 | 36.3208 | 1.2833e-08 | 1.1883e-08 | 1.8715e-08 | 4.3431e-08 | 0.0033147 | 0.0030691 | 0.0048338 | 0.011218 | 0 | 0 | 0 | 0 | 0 | 0 | 0 | 0 | 3.4519 | 0.074405 | 0.068894 | 0.10851 | 0.2518 | 0.52671 | 0.4239 | 0.71418 | 1.6648 | 0 | 175
7063_G_5 | SERC_Southeastern | Alabama | 1 | Washington | 129 | 7063 | 5 | McIntosh (AL) | 11359 | 2010 | 9999 | Combustion Turbine |  |  |  | DLNB |  | Fossil | G | 2030 | NaturalGas |  | 0.18333 | 0.16975 | 0.26736 | 0.62044 | 0 | 0 | 0 | 0 | 0 | 0 | 0 | 0 | 0 | 0 | 0 | 0 | 16.1399 | 14.9444 | 23.537 | 54.6214 | 10.7323 | 9.9374 | 15.6511 | 36.3208 | 1.2833e-08 | 1.1883e-08 | 1.8715e-08 | 4.3431e-08 | 0.0034256 | 0.0031718 | 0.0049956 | 0.011593 | 0 | 0 | 0 | 0 | 0 | 0 | 0 | 0 | 3.4519 | 0.074405 | 0.068894 | 0.10851 | 0.2518 | 0.52671 | 0.4239 | 0.71418 | 1.6648 | 0 | 175
7066_G_1 | WECC_Northern California (not including BANC) | California | 6 | Sierra | 91 | 7066 | 1 | Stampede | 0 | 1988 | 9999 | Hydro | [5 empty] | Non-Fossil | G | 2030 | Hydro |  | 0 | 0 | 0 | 0 | 0 | 0 | 0 | 0 | 0 | 0 | 0 | 0 | 0 | 0 | 0 | 0 | 1.4845 | 2.3673 | 4.4861 | 8.3379 | 0 | 0 | 0 | 0 | 0 | 0 | 0 | 0 | 0 | 0 | 0 | 0 | 0 | 0 | 0 | 0 | 0 | 0 | 0 | 0 | 0.047425 | 0.0020634 | 0.0032906 | 0.0062357 | 0.01159 | 0 | 0 | 0 | 0 | 0 | 3
7066_G_2 | WECC_Northern California (not including BANC) | California | 6 | Sierra | 91 | 7066 | 2 | Stampede | 0 | 1988 | 9999 | Hydro | [5 empty] | Non-Fossil | G | 2030 | Hydro |  | 0 | 0 | 0 | 0 | 0 | 0 | 0 | 0 | 0 | 0 | 0 | 0 | 0 | 0 | 0 | 0 | 0.2969 | 0.47347 | 0.89722 | 1.6676 | 0 | 0 | 0 | 0 | 0 | 0 | 0 | 0 | 0 | 0 | 0 | 0 | 0 | 0 | 0 | 0 | 0 | 0 | 0 | 0 | 0.0094849 | 0.00041269 | 0.00065812 | 0.0012471 | 0.0023179 | 0 | 0 | 0 | 0 | 0 | 0.6
707_G_3 | SERC_Southeastern | Alabama | 1 | Lee | 81 | 707 | 3 | Goat Rock | 0 | 1915 | 9999 | Hydro | [5 empty] | Non-Fossil | G | 2030 | Hydro |  | 0 | 0 | 0 | 0 | 0 | 0 | 0 | 0 | 0 | 0 | 0 | 0 | 0 | 0 | 0 | 0 | 3.5949 | 3.7322 | 3.128 | 10.4551 | 0 | 0 | 0 | 0 | 0 | 0 | 0 | 0 | 0 | 0 | 0 | 0 | 0 | 0 | 0 | 0 | 0 | 0 | 0 | 0 | 0.079041 | 0.0049968 | 0.0051878 | 0.0043479 | 0.014533 | 0 | 0 | 0 | 0 | 0 | 5
707_G_4 | SERC_Southeastern | Alabama | 1 | Lee | 81 | 707 | 4 | Goat Rock | 0 | 1920 | 9999 | Hydro | [5 empty] | Non-Fossil | G | 2030 | Hydro |  | 0 | 0 | 0 | 0 | 0 | 0 | 0 | 0 | 0 | 0 | 0 | 0 | 0 | 0 | 0 | 0 | 3.5949 | 3.7322 | 3.128 | 10.4551 | 0 | 0 | 0 | 0 | 0 | 0 | 0 | 0 | 0 | 0 | 0 | 0 | 0 | 0 | 0 | 0 | 0 | 0 | 0 | 0 | 0.079041 | 0.0049968 | 0.0051878 | 0.0043479 | 0.014533 | 0 | 0 | 0 | 0 | 0 | 5
707_G_5 | SERC_Southeastern | Alabama | 1 | Lee | 81 | 707 | 5 | Goat Rock | 0 | 1955 | 9999 | Hydro | [5 empty] | Non-Fossil | G | 2030 | Hydro |  | 0 | 0 | 0 | 0 | 0 | 0 | 0 | 0 | 0 | 0 | 0 | 0 | 0 | 0 | 0 | 0 | 3.5949 | 3.7322 | 3.128 | 10.4551 | 0 | 0 | 0 | 0 | 0 | 0 | 0 | 0 | 0 | 0 | 0 | 0 | 0 | 0 | 0 | 0 | 0 | 0 | 0 | 0 | 0.079041 | 0.0049968 | 0.0051878 | 0.0043479 | 0.014533 | 0 | 0 | 0 | 0 | 0 | 5
707_G_6 | SERC_Southeastern | Alabama | 1 | Lee | 81 | 707 | 6 | Goat Rock | 0 | 1956 | 9999 | Hydro | [5 empty] | Non-Fossil | G | 2030 | Hydro |  | 0 | 0 | 0 | 0 | 0 | 0 | 0 | 0 | 0 | 0 | 0 | 0 | 0 | 0 | 0 | 0 | 3.5949 | 3.7322 | 3.128 | 10.4551 | 0 | 0 | 0 | 0 | 0 | 0 | 0 | 0 | 0 | 0 | 0 | 0 | 0 | 0 | 0 | 0 | 0 | 0 | 0 | 0 | 0.079041 | 0.0049968 | 0.0051878 | 0.0043479 | 0.014533 | 0 | 0 | 0 | 0 | 0 | 5
707_G_7 | SERC_Southeastern | Alabama | 1 | Lee | 81 | 707 | 7 | Goat Rock | 0 | 2005 | 9999 | Hydro | [5 empty] | Non-Fossil | G | 2030 | Hydro |  | 0 | 0 | 0 | 0 | 0 | 0 | 0 | 0 | 0 | 0 | 0 | 0 | 0 | 0 | 0 | 0 | 6.6864 | 6.9419 | 5.8181 | 19.4464 | 0 | 0 | 0 | 0 | 0 | 0 | 0 | 0 | 0 | 0 | 0 | 0 | 0 | 0 | 0 | 0 | 0 | 0 | 0 | 0 | 0.14702 | 0.0092941 | 0.0096493 | 0.0080871 | 0.027031 | 0 | 0 | 0 | 0 | 0 | 9.3
707_G_8 | SERC_Southeastern | Alabama | 1 | Lee | 81 | 707 | 8 | Goat Rock | 0 | 2005 | 9999 | Hydro | [5 empty] | Non-Fossil | G | 2030 | Hydro |  | 0 | 0 | 0 | 0 | 0 | 0 | 0 | 0 | 0 | 0 | 0 | 0 | 0 | 0 | 0 | 0 | 6.6864 | 6.9419 | 5.8181 | 19.4464 | 0 | 0 | 0 | 0 | 0 | 0 | 0 | 0 | 0 | 0 | 0 | 0 | 0 | 0 | 0 | 0 | 0 | 0 | 0 | 0 | 0.14702 | 0.0092941 | 0.0096493 | 0.0080871 | 0.027031 | 0 | 0 | 0 | 0 | 0 | 9.3
7072_G_1 | WECC_Southern California Edison | California | 6 | San Bernardino | 71 | 7072 | 1 | Mojave Siphon | 0 | 1996 | 9999 | Hydro | [5 empty] | Non-Fossil | G | 2030 | Hydro |  | 0 | 0 | 0 | 0 | 0 | 0 | 0 | 0 | 0 | 0 | 0 | 0 | 0 | 0 | 0 | 0 | 5.2798 | 9.3049 | 20.13 | 34.7147 | 0 | 0 | 0 | 0 | 0 | 0 | 0 | 0 | 0 | 0 | 0 | 0 | 0 | 0 | 0 | 0 | 0 | 0 | 0 | 0 | 0.17073 | 0.0073389 | 0.012934 | 0.027981 | 0.048253 | 0 | 0 | 0 | 0 | 0 | 10.8
7072_G_2 | WECC_Southern California Edison | California | 6 | San Bernardino | 71 | 7072 | 2 | Mojave Siphon | 0 | 1996 | 9999 | Hydro | [5 empty] | Non-Fossil | G | 2030 | Hydro |  | 0 | 0 | 0 | 0 | 0 | 0 | 0 | 0 | 0 | 0 | 0 | 0 | 0 | 0 | 0 | 0 | 5.2798 | 9.3049 | 20.13 | 34.7147 | 0 | 0 | 0 | 0 | 0 | 0 | 0 | 0 | 0 | 0 | 0 | 0 | 0 | 0 | 0 | 0 | 0 | 0 | 0 | 0 | 0.17073 | 0.0073389 | 0.012934 | 0.027981 | 0.048253 | 0 | 0 | 0 | 0 | 0 | 10.8
7072_G_3 | WECC_Southern California Edison | California | 6 | San Bernardino | 71 | 7072 | 3 | Mojave Siphon | 0 | 1996 | 9999 | Hydro | [5 empty] | Non-Fossil | G | 2030 | Hydro |  | 0 | 0 | 0 | 0 | 0 | 0 | 0 | 0 | 0 | 0 | 0 | 0 | 0 | 0 | 0 | 0 | 5.2798 | 9.3049 | 20.13 | 34.7147 | 0 | 0 | 0 | 0 | 0 | 0 | 0 | 0 | 0 | 0 | 0 | 0 | 0 | 0 | 0 | 0 | 0 | 0 | 0 | 0 | 0.17073 | 0.0073389 | 0.012934 | 0.027981 | 0.048253 | 0 | 0 | 0 | 0 | 0 | 10.8
7079_G_1 | WECC_Idaho | Idaho | 16 | Twin Falls | 83 | 7079 | 1 | Upper Salmon B | 0 | 1947 | 9999 | Hydro | [5 empty] | Non-Fossil | G | 2030 | Hydro |  | 0 | 0 | 0 | 0 | 0 | 0 | 0 | 0 | 0 | 0 | 0 | 0 | 0 | 0 | 0 | 0 | 7.0347 | 10.3499 | 17.6832 | 35.0678 | 0 | 0 | 0 | 0 | 0 | 0 | 0 | 0 | 0 | 0 | 0 | 0 | 0 | 0 | 0 | 0 | 0 | 0 | 0 | 0 | 0.13911 | 0.0097782 | 0.014386 | 0.02458 | 0.048744 | 0 | 0 | 0 | 0 | 0 | 8.8
7079_G_2 | WECC_Idaho | Idaho | 16 | Twin Falls | 83 | 7079 | 2 | Upper Salmon B | 0 | 1947 | 9999 | Hydro | [5 empty] | Non-Fossil | G | 2030 | Hydro |  | 0 | 0 | 0 | 0 | 0 | 0 | 0 | 0 | 0 | 0 | 0 | 0 | 0 | 0 | 0 | 0 | 6.7149 | 9.8795 | 16.8794 | 33.4738 | 0 | 0 | 0 | 0 | 0 | 0 | 0 | 0 | 0 | 0 | 0 | 0 | 0 | 0 | 0 | 0 | 0 | 0 | 0 | 0 | 0.13279 | 0.0093337 | 0.013732 | 0.023462 | 0.046529 | 0 | 0 | 0 | 0 | 0 | 8.4
7080_G_1 | WECC_Utah | Utah | 49 | Washington | 53 | 7080 | 1 | St George Red Rock | 10745 | 1987 | 9999 | Combustion Turbine | [5 empty] | Fossil | G | 2030 | Oil |  | 0 | 0 | 0 | 0 | 0 | 0 | 0 | 0 | 0 | 0 | 0 | 0 | 0 | 0 | 0 | 0 | 0 | 0 | 0 | 0 | 0 | 0 | 0 | 0 | 0 | 0 | 0 | 0 | 0 | 0 | 0 | 0 | 0 | 0 | 0 | 0 | 0 | 0 | 0 | 0 | 0.30093 | 0 | 0 | 0 | 0 | 0 | 0 | 0 | 0 | 0 | 7
7080_G_2 | WECC_Utah | Utah | 49 | Washington | 53 | 7080 | 2 | St George Red Rock | 10745 | 1987 | 9999 | Combustion Turbine | [5 empty] | Fossil | G | 2030 | Oil |  | 0 | 0 | 0 | 0 | 0 | 0 | 0 | 0 | 0 | 0 | 0 | 0 | 0 | 0 | 0 | 0 | 0 | 0 | 0 | 0 | 0 | 0 | 0 | 0 | 0 | 0 | 0 | 0 | 0 | 0 | 0 | 0 | 0 | 0 | 0 | 0 | 0 | 0 | 0 | 0 | 0.30093 | 0 | 0 | 0 | 0 | 0 | 0 | 0 | 0 | 0 | 7
7082_G_5 | WECC_Southern Nevada | Nevada | 32 | Clark | 3 | 7082 | 5 | Harry Allen | 7078 | 2011 | 9999 | Combined Cycle |  |  | SCR | DLNB |  | Fossil | G | 2030 | NaturalGas |  | 1.8866 | 2.5574 | 3.5363 | 7.9803 | 0 | 0 | 0 | 0 | 0 | 0 | 0 | 0 | 0 | 0 | 0 | 0 | 266.5446 | 361.316 | 499.6249 | 1127.4856 | 110.4417 | 149.7099 | 207.0176 | 467.1693 | 1.3206e-07 | 1.7902e-07 | 2.4754e-07 | 5.5862e-07 | 0.0053535 | 0.007257 | 0.010035 | 0.022645 | 0 | 0 | 0 | 0 | 0 | 0 | 0 | 0 | 4.7888 | 0.60907 | 0.82563 | 1.1417 | 2.5764 | 5.8712 | 6.2748 | 9.1013 | 21.2473 | 0 | 151.6 | SCR
7082_G_6 | WECC_Southern Nevada | Nevada | 32 | Clark | 3 | 7082 | 6 | Harry Allen | 7078 | 2011 | 9999 | Combined Cycle |  |  | SCR | DLNB |  | Fossil | G | 2030 | NaturalGas |  | 1.8866 | 2.5574 | 3.5363 | 7.9803 | 0 | 0 | 0 | 0 | 0 | 0 | 0 | 0 | 0 | 0 | 0 | 0 | 266.5446 | 361.316 | 499.6249 | 1127.4856 | 110.4417 | 149.7099 | 207.0176 | 467.1693 | 1.3206e-07 | 1.7902e-07 | 2.4754e-07 | 5.5862e-07 | 0.0053535 | 0.007257 | 0.010035 | 0.022645 | 0 | 0 | 0 | 0 | 0 | 0 | 0 | 0 | 4.7888 | 0.60907 | 0.82563 | 1.1417 | 2.5764 | 5.8712 | 6.2748 | 9.1013 | 21.2473 | 0 | 151.6 | SCR
7082_G_7 | WECC_Southern Nevada | Nevada | 32 | Clark | 3 | 7082 | 7 | Harry Allen | 7078 | 2011 | 9999 | Combined Cycle |  |  | SCR | DLNB |  | Fossil | G | 2030 | NaturalGas |  | 2.5735 | 3.4886 | 4.824 | 10.8861 | 0 | 0 | 0 | 0 | 0 | 0 | 0 | 0 | 0 | 0 | 0 | 0 | 363.5978 | 492.877 | 681.5464 | 1538.0212 | 150.6553 | 204.2217 | 282.3961 | 637.2731 | 1.8015e-07 | 2.442e-07 | 3.3768e-07 | 7.6203e-07 | 0.0073028 | 0.0098993 | 0.013689 | 0.030891 | 0 | 0 | 0 | 0 | 0 | 0 | 0 | 0 | 6.5324 | 0.83084 | 1.1263 | 1.5574 | 3.5145 | 8.0091 | 8.5596 | 12.4152 | 28.9838 | 0 | 206.8 | SCR
7082_G_GT1 | WECC_Southern Nevada | Nevada | 32 | Clark | 3 | 7082 | GT1 | Harry Allen | 11653 | 1995 | 9999 | Combustion Turbine |  |  |  | DLNB + H2O |  | Fossil | G | 2030 | NaturalGas |  | 0 | 0 | 0.25225 | 0.25225 | 0 | 0 | 0 | 0 | 0 | 0 | 0 | 0 | 0 | 0 | 0 | 0 | 0 | 0 | 21.6469 | 21.6469 | 0 | 0 | 14.7668 | 14.7668 | 0 | 0 | 1.7658e-08 | 1.7658e-08 | 0 | 0 | 0.0044838 | 0.0044838 | 0 | 0 | 0 | 0 | 0 | 0 | 0 | 0 | 1.4202 | 0 | 0 | 0.14114 | 0.14114 | 0 | 0 | 0.6492 | 0.6492 | 0 | 72
7082_G_GT4 | WECC_Southern Nevada | Nevada | 32 | Clark | 3 | 7082 | GT4 | Harry Allen | 11653 | 2006 | 9999 | Combustion Turbine |  |  |  | DLNB |  | Fossil | G | 2030 | NaturalGas |  | 0 | 0 | 0.25225 | 0.25225 | 0 | 0 | 0 | 0 | 0 | 0 | 0 | 0 | 0 | 0 | 0 | 0 | 0 | 0 | 21.6469 | 21.6469 | 0 | 0 | 14.7668 | 14.7668 | 0 | 0 | 1.7658e-08 | 1.7658e-08 | 0 | 0 | 0.0029135 | 0.0029135 | 0 | 0 | 0 | 0 | 0 | 0 | 0 | 0 | 1.4202 | 0 | 0 | 0.14114 | 0.14114 | 0 | 0 | 0.6492 | 0.6492 | 0 | 72
7097_B_BLR2 | ERCOT_Rest | Texas | 48 | Bexar | 29 | 7097 | BLR2 | J K Spruce | 9923 | 2010 | 9999 | Coal Steam | tangential | wet | Baghouse + Wet Scrubber + SCR + Mercury Control | AA + LNB | Wet Scrubber | Fossil | B | 2030 | Coal | Carbon Capture and Sequestration | 13.0688 | 17.7155 | 24.3303 | 55.1146 | 0 | 0 | 0 | 0 | 13.0688 | 17.7155 | 24.3303 | 55.1146 | 0 | 0 | 0 | 0 | 902.5056 | 1223.3965 | 1680.1983 | 3806.1004 | 140.2936 | 190.1758 | 261.1852 | 591.6546 | 0.0036666 | 0.0049703 | 0.0068262 | 0.015463 | 0.31437 | 0.42615 | 0.58526 | 1.3258 | 0.17065 | 0.23133 | 0.3177 | 0.71968 | 0.0065344 | 0.0088578 | 0.012165 | 0.027557 | 49.255 | 10.734 | 14.5505 | 19.9835 | 45.2679 | 24.5937 | 33.3381 | 45.7861 | 103.7178 | 124.6533 | 537.9303 | Scrubber / SCR / Mercury Control / Carbon Capture and Sequestration | Wet Scrubber
710_G_3A | SERC_Southeastern | Georgia | 13 | Cobb | 67 | 710 | 3A | Jack McDonough | 25000 | 1971 | 9999 | Combustion Turbine | [5 empty] | Fossil | G | 2030 | NaturalGas |  | 0.012217 | 0 | 0 | 0.012217 | 0 | 0 | 0 | 0 | 0 | 0 | 0 | 0 | 0 | 0 | 0 | 0 | 0.48869 | 0 | 0 | 0.48869 | 0.7152 | 0 | 0 | 0.7152 | 8.5521e-10 | 0 | 0 | 8.5521e-10 | 0.0059311 | 0 | 0 | 0.0059311 | 0 | 0 | 0 | 0 | 0 | 0 | 0 | 0 | 1.3822 | 0.0027171 | 0 | 0 | 0.0027171 | 0.0351 | 0 | 0 | 0.0351 | 0 | 32
710_G_3B | SERC_Southeastern | Georgia | 13 | Cobb | 67 | 710 | 3B | Jack McDonough | 25000 | 1971 | 9999 | Combustion Turbine | [5 empty] | Fossil | G | 2030 | NaturalGas |  | 0.012217 | 0 | 0 | 0.012217 | 0 | 0 | 0 | 0 | 0 | 0 | 0 | 0 | 0 | 0 | 0 | 0 | 0.48869 | 0 | 0 | 0.48869 | 0.7152 | 0 | 0 | 0.7152 | 8.5521e-10 | 0 | 0 | 8.5521e-10 | 0.0052968 | 0 | 0 | 0.0052968 | 0 | 0 | 0 | 0 | 0 | 0 | 0 | 0 | 1.3822 | 0.0027171 | 0 | 0 | 0.0027171 | 0.0351 | 0 | 0 | 0.0351 | 0 | 32
710_G_4 | SERC_Southeastern | Georgia | 13 | Cobb | 67 | 710 | 4 | Jack McDonough | 7050 | 2011 | 9999 | Combined Cycle |  |  | SCR | LNB |  | Fossil | G | 2030 | NaturalGas |  | 4.4623 | 6.0489 | 8.3644 | 18.8757 | 0 | 0 | 0 | 0 | 0 | 0 | 0 | 0 | 0 | 0 | 0 | 0 | 632.9556 | 858.0064 | 1186.4444 | 2677.4064 | 261.2252 | 354.1053 | 489.6539 | 1104.9844 | 3.1236e-07 | 4.2343e-07 | 5.8551e-07 | 1.3213e-06 | 0.016764 | 0.022724 | 0.031423 | 0.070911 | 0 | 0 | 0 | 0 | 0 | 0 | 0 | 0 | 11.7588 | 1.4573 | 1.9754 | 2.7316 | 6.1644 | 12.82 | 15.105 | 22.3436 | 50.2686 | 0 | 360 | SCR
710_G_5 | SERC_Southeastern | Georgia | 13 | Cobb | 67 | 710 | 5 | Jack McDonough | 7050 | 2012 | 9999 | Combined Cycle |  |  | SCR | LNB |  | Fossil | G | 2030 | NaturalGas |  | 4.4623 | 6.0489 | 8.3644 | 18.8757 | 0 | 0 | 0 | 0 | 0 | 0 | 0 | 0 | 0 | 0 | 0 | 0 | 632.9556 | 858.0064 | 1186.4444 | 2677.4064 | 261.2252 | 354.1053 | 489.6539 | 1104.9844 | 3.1236e-07 | 4.2343e-07 | 5.8551e-07 | 1.3213e-06 | 0.016345 | 0.022157 | 0.030638 | 0.06914 | 0 | 0 | 0 | 0 | 0 | 0 | 0 | 0 | 11.7588 | 1.4573 | 1.9754 | 2.7316 | 6.1644 | 12.82 | 15.105 | 22.3436 | 50.2686 | 0 | 360 | SCR
710_G_5ACT | SERC_Southeastern | Georgia | 13 | Cobb | 67 | 710 | 5ACT | Jack McDonough | 7050 | 2012 | 9999 | Combined Cycle |  |  | SCR | DLNB + H2O |  | Fossil | G | 2030 | NaturalGas |  | 2.8695 | 3.8898 | 5.3788 | 12.1381 | 0 | 0 | 0 | 0 | 0 | 0 | 0 | 0 | 0 | 0 | 0 | 0 | 407.0256 | 551.7458 | 762.9496 | 1721.7211 | 167.9823 | 227.7094 | 314.8747 | 710.5663 | 2.0087e-07 | 2.7229e-07 | 3.7652e-07 | 8.4967e-07 | 0.010511 | 0.014248 | 0.019702 | 0.044461 | 0 | 0 | 0 | 0 | 0 | 0 | 0 | 0 | 7.3126 | 0.93008 | 1.2608 | 1.7434 | 3.9342 | 8.244 | 9.7134 | 14.3682 | 32.3255 | 0 | 231.5 | SCR
710_G_5BCT | SERC_Southeastern | Georgia | 13 | Cobb | 67 | 710 | 5BCT | Jack McDonough | 7050 | 2012 | 9999 | Combined Cycle |  |  | SCR | DLNB |  | Fossil | G | 2030 | NaturalGas |  | 2.8695 | 3.8898 | 5.3788 | 12.1381 | 0 | 0 | 0 | 0 | 0 | 0 | 0 | 0 | 0 | 0 | 0 | 0 | 407.0256 | 551.7458 | 762.9496 | 1721.7211 | 167.9823 | 227.7094 | 314.8747 | 710.5663 | 2.0087e-07 | 2.7229e-07 | 3.7652e-07 | 8.4967e-07 | 0.010511 | 0.014248 | 0.019702 | 0.044461 | 0 | 0 | 0 | 0 | 0 | 0 | 0 | 0 | 7.3126 | 0.93008 | 1.2608 | 1.7434 | 3.9342 | 8.244 | 9.7134 | 14.3682 | 32.3255 | 0 | 231.5 | SCR
710_G_6 | SERC_Southeastern | Georgia | 13 | Cobb | 67 | 710 | 6 | Jack McDonough | 7050 | 2012 | 9999 | Combined Cycle |  |  | SCR | LNB |  | Fossil | G | 2030 | NaturalGas |  | 4.4623 | 6.0489 | 8.3644 | 18.8757 | 0 | 0 | 0 | 0 | 0 | 0 | 0 | 0 | 0 | 0 | 0 | 0 | 632.9556 | 858.0064 | 1186.4444 | 2677.4064 | 261.2252 | 354.1053 | 489.6539 | 1104.9844 | 3.1236e-07 | 4.2343e-07 | 5.8551e-07 | 1.3213e-06 | 0.016342 | 0.022153 | 0.030633 | 0.069129 | 0 | 0 | 0 | 0 | 0 | 0 | 0 | 0 | 11.7881 | 1.4581 | 1.9766 | 2.7332 | 6.1678 | 12.82 | 15.105 | 22.3436 | 50.2686 | 0 | 360 | SCR
710_G_6ACT | SERC_Southeastern | Georgia | 13 | Cobb | 67 | 710 | 6ACT | Jack McDonough | 7050 | 2012 | 9999 | Combined Cycle |  |  | SCR | DLNB |  | Fossil | G | 2030 | NaturalGas |  | 2.8881 | 3.915 | 5.4136 | 12.2168 | 0 | 0 | 0 | 0 | 0 | 0 | 0 | 0 | 0 | 0 | 0 | 0 | 409.6629 | 555.3208 | 767.8932 | 1732.8769 | 169.0708 | 229.1848 | 316.9149 | 715.1704 | 2.0217e-07 | 2.7405e-07 | 3.7896e-07 | 8.5517e-07 | 0.010577 | 0.014338 | 0.019826 | 0.044742 | 0 | 0 | 0 | 0 | 0 | 0 | 0 | 0 | 7.36 | 0.9361 | 1.2689 | 1.7547 | 3.9597 | 8.2974 | 9.7763 | 14.4613 | 32.535 | 0 | 233 | SCR
710_G_6BCT | SERC_Southeastern | Georgia | 13 | Cobb | 67 | 710 | 6BCT | Jack McDonough | 7050 | 2012 | 9999 | Combined Cycle |  |  | SCR | DLNB |  | Fossil | G | 2030 | NaturalGas |  | 2.8881 | 3.915 | 5.4136 | 12.2168 | 0 | 0 | 0 | 0 | 0 | 0 | 0 | 0 | 0 | 0 | 0 | 0 | 409.6629 | 555.3208 | 767.8932 | 1732.8769 | 169.0708 | 229.1848 | 316.9149 | 715.1704 | 2.0217e-07 | 2.7405e-07 | 3.7896e-07 | 8.5517e-07 | 0.010577 | 0.014338 | 0.019826 | 0.044742 | 0 | 0 | 0 | 0 | 0 | 0 | 0 | 0 | 7.36 | 0.9361 | 1.2689 | 1.7547 | 3.9597 | 8.2974 | 9.7763 | 14.4613 | 32.535 | 0 | 233 | SCR
710_G_CT4A | SERC_Southeastern | Georgia | 13 | Cobb | 67 | 710 | CT4A | Jack McDonough | 7050 | 2011 | 9999 | Combined Cycle |  |  | SCR | DLNB + H2O |  | Fossil | G | 2030 | NaturalGas |  | 2.8571 | 3.873 | 5.3556 | 12.0857 | 0 | 0 | 0 | 0 | 0 | 0 | 0 | 0 | 0 | 0 | 0 | 0 | 405.2674 | 549.3625 | 759.654 | 1714.2838 | 167.2567 | 226.7257 | 313.5145 | 707.4969 | 2e-07 | 2.7111e-07 | 3.7489e-07 | 8.46e-07 | 0.010734 | 0.01455 | 0.02012 | 0.045403 | 0 | 0 | 0 | 0 | 0 | 0 | 0 | 0 | 7.281 | 0.92606 | 1.2553 | 1.7359 | 3.9172 | 8.2084 | 9.6714 | 14.3061 | 32.1859 | 0 | 230.5 | SCR
710_G_CT4B | SERC_Southeastern | Georgia | 13 | Cobb | 67 | 710 | CT4B | Jack McDonough | 7050 | 2011 | 9999 | Combined Cycle |  |  | SCR | DLNB |  | Fossil | G | 2030 | NaturalGas |  | 2.8571 | 3.873 | 5.3556 | 12.0857 | 0 | 0 | 0 | 0 | 0 | 0 | 0 | 0 | 0 | 0 | 0 | 0 | 405.2674 | 549.3625 | 759.654 | 1714.2838 | 167.2567 | 226.7257 | 313.5145 | 707.4969 | 2e-07 | 2.7111e-07 | 3.7489e-07 | 8.46e-07 | 0.010734 | 0.01455 | 0.02012 | 0.045403 | 0 | 0 | 0 | 0 | 0 | 0 | 0 | 0 | 7.281 | 0.92606 | 1.2553 | 1.7359 | 3.9172 | 8.2084 | 9.6714 | 14.3061 | 32.1859 | 0 | 230.5 | SCR
7111_G_1 | WECC_Utah | Utah | 49 | Wasatch | 51 | 7111 | 1 | Heber City | 10959 | 2004 | 9999 | Combustion Turbine | [5 empty] | Fossil | G | 2030 | NaturalGas |  | 0 | 2.7665e-05 | 0.024234 | 0.024262 | 0 | 0 | 0 | 0 | 0 | 0 | 0 | 0 | 0 | 0 | 0 | 0 | 0 | 0.0025244 | 2.2114 | 2.2139 | 0 | 0.0016195 | 1.4187 | 1.4203 | 0 | 1.9365e-12 | 1.6964e-09 | 1.6983e-09 | 0 | 2.7994e-06 | 0.0024523 | 0.0024551 | 0 | 0 | 0 | 0 | 0 | 0 | 0 | 0 | 0.060999 | 0 | 1.1915e-05 | 0.010438 | 0.01045 | 0 | 6.5532e-05 | 0.051015 | 0.051081 | 0 | 1.4
7111_G_11 | WECC_Utah | Utah | 49 | Wasatch | 51 | 7111 | 11 | Heber City | 10745 | 2015 | 9999 | Combustion Turbine | [5 empty] | Fossil | G | 2030 | NaturalGas |  | 0 | 3.6812e-05 | 0.032247 | 0.032284 | 0 | 0 | 0 | 0 | 0 | 0 | 0 | 0 | 0 | 0 | 0 | 0 | 0 | 0.0034259 | 3.0011 | 3.0046 | 0 | 0.002155 | 1.8878 | 1.8899 | 0 | 2.5768e-12 | 2.2573e-09 | 2.2599e-09 | 0 | 1.9528e-05 | 0.017106 | 0.017126 | 0 | 0 | 0 | 0 | 0 | 0 | 0 | 0 | 0.082784 | 0 | 1.617e-05 | 0.014165 | 0.014182 | 0 | 8.7199e-05 | 0.067883 | 0.06797 | 0 | 1.9
7111_G_12 | WECC_Utah | Utah | 49 | Wasatch | 51 | 7111 | 12 | Heber City | 10745 | 2015 | 9999 | Combustion Turbine | [5 empty] | Fossil | G | 2030 | NaturalGas |  | 0 | 4.4561e-05 | 0.039036 | 0.039081 | 0 | 0 | 0 | 0 | 0 | 0 | 0 | 0 | 0 | 0 | 0 | 0 | 0 | 0.0041472 | 3.633 | 3.6371 | 0 | 0.0026086 | 2.2852 | 2.2878 | 0 | 3.1193e-12 | 2.7325e-09 | 2.7357e-09 | 0 | 2.3639e-05 | 0.020708 | 0.020731 | 0 | 0 | 0 | 0 | 0 | 0 | 0 | 0 | 0.10021 | 0 | 1.9575e-05 | 0.017148 | 0.017167 | 0 | 0.00010556 | 0.082174 | 0.08228 | 0 | 2.3
7111_G_2 | WECC_Utah | Utah | 49 | Wasatch | 51 | 7111 | 2 | Heber City | 10959 | 2004 | 9999 | Combustion Turbine | [5 empty] | Fossil | G | 2030 | NaturalGas |  | 0 | 2.7665e-05 | 0.024234 | 0.024262 | 0 | 0 | 0 | 0 | 0 | 0 | 0 | 0 | 0 | 0 | 0 | 0 | 0 | 0.0025244 | 2.2114 | 2.2139 | 0 | 0.0016195 | 1.4187 | 1.4203 | 0 | 1.9365e-12 | 1.6964e-09 | 1.6983e-09 | 0 | 4.3823e-06 | 0.003839 | 0.0038434 | 0 | 0 | 0 | 0 | 0 | 0 | 0 | 0 | 0.060999 | 0 | 1.1915e-05 | 0.010438 | 0.01045 | 0 | 6.5532e-05 | 0.051015 | 0.051081 | 0 | 1.4
7111_G_4 | WECC_Utah | Utah | 49 | Wasatch | 51 | 7111 | 4 | Heber City | 10958 | 2003 | 9999 | Combustion Turbine | [5 empty] | Fossil | G | 2030 | NaturalGas |  | 0 | 3.7541e-05 | 0.032887 | 0.032924 | 0 | 0 | 0 | 0 | 0 | 0 | 0 | 0 | 0 | 0 | 0 | 0 | 0 | 0.0034259 | 3.0011 | 3.0046 | 0 | 0.0021977 | 1.9252 | 1.9274 | 0 | 2.6279e-12 | 2.3021e-09 | 2.3047e-09 | 0 | 5.6368e-06 | 0.0049379 | 0.0049436 | 0 | 0 | 0 | 0 | 0 | 0 | 0 | 0 | 0.082784 | 0 | 1.617e-05 | 0.014165 | 0.014182 | 0 | 8.8928e-05 | 0.069229 | 0.069318 | 0 | 1.9
7111_G_NA10 | WECC_Utah | Utah | 49 | Wasatch | 51 | 7111 | NA10 | Heber City | 10958 | 2002 | 9999 | Combustion Turbine | [5 empty] | Fossil | G | 2030 | NaturalGas |  | 0 | 3.7541e-05 | 0.032887 | 0.032924 | 0 | 0 | 0 | 0 | 0 | 0 | 0 | 0 | 0 | 0 | 0 | 0 | 0 | 0.0034259 | 3.0011 | 3.0046 | 0 | 0.0021977 | 1.9252 | 1.9274 | 0 | 2.6279e-12 | 2.3021e-09 | 2.3047e-09 | 0 | 3.8874e-07 | 0.00034054 | 0.00034093 | 0 | 0 | 0 | 0 | 0 | 0 | 0 | 0 | 0.082784 | 0 | 1.617e-05 | 0.014165 | 0.014182 | 0 | 8.8928e-05 | 0.069229 | 0.069318 | 0 | 1.9
7111_G_NA5 | WECC_Utah | Utah | 49 | Wasatch | 51 | 7111 | NA5 | Heber City | 10959 | 1990 | 9999 | Combustion Turbine | [5 empty] | Fossil | G | 2030 | NaturalGas |  | 0 | 1.3832e-05 | 0.012117 | 0.012131 | 0 | 0 | 0 | 0 | 0 | 0 | 0 | 0 | 0 | 0 | 0 | 0 | 0 | 0.0012622 | 1.1057 | 1.1069 | 0 | 0.00080974 | 0.70934 | 0.71015 | 0 | 9.6826e-13 | 8.482e-10 | 8.4917e-10 | 0 | 1.3119e-06 | 0.0011493 | 0.0011506 | 0 | 0 | 0 | 0 | 0 | 0 | 0 | 0 | 0.030499 | 0 | 5.9575e-06 | 0.0052188 | 0.0052248 | 0 | 3.2766e-05 | 0.025508 | 0.02554 | 0 | 0.7
7111_G_NA6 | WECC_Utah | Utah | 49 | Wasatch | 51 | 7111 | NA6 | Heber City | 10959 | 2001 | 9999 | Combustion Turbine | [5 empty] | Fossil | G | 2030 | NaturalGas |  | 0 | 1.3832e-05 | 0.012117 | 0.012131 | 0 | 0 | 0 | 0 | 0 | 0 | 0 | 0 | 0 | 0 | 0 | 0 | 0 | 0.0012622 | 1.1057 | 1.1069 | 0 | 0.00080974 | 0.70934 | 0.71015 | 0 | 9.6826e-13 | 8.482e-10 | 8.4917e-10 | 0 | 1.0334e-06 | 0.00090528 | 0.00090631 | 0 | 0 | 0 | 0 | 0 | 0 | 0 | 0 | 0.030499 | 0 | 5.9575e-06 | 0.0052188 | 0.0052248 | 0 | 3.2766e-05 | 0.025508 | 0.02554 | 0 | 0.7
7111_G_NA9 | WECC_Utah | Utah | 49 | Wasatch | 51 | 7111 | NA9 | Heber City | 10958 | 2003 | 9999 | Combustion Turbine | [5 empty] | Fossil | G | 2030 | NaturalGas |  | 0 | 3.7541e-05 | 0.032887 | 0.032924 | 0 | 0 | 0 | 0 | 0 | 0 | 0 | 0 | 0 | 0 | 0 | 0 | 0 | 0.0034259 | 3.0011 | 3.0046 | 0 | 0.0021977 | 1.9252 | 1.9274 | 0 | 2.6279e-12 | 2.3021e-09 | 2.3047e-09 | 0 | 2.0986e-07 | 0.00018384 | 0.00018405 | 0 | 0 | 0 | 0 | 0 | 0 | 0 | 0 | 0.082784 | 0 | 1.617e-05 | 0.014165 | 0.014182 | 0 | 8.8928e-05 | 0.069229 | 0.069318 | 0 | 1.9
7113_G_1 | WECC_Pacific Northwest | Washington | 53 | Grant | 25 | 7113 | 1 | PEC Headworks | 0 | 1990 | 9999 | Hydro | [5 empty] | Non-Fossil | G | 2030 | Hydro |  | 0 | 0 | 0 | 0 | 0 | 0 | 0 | 0 | 0 | 0 | 0 | 0 | 0 | 0 | 0 | 0 | 6.3008 | 7.7302 | 11.2462 | 25.2772 | 0 | 0 | 0 | 0 | 0 | 0 | 0 | 0 | 0 | 0 | 0 | 0 | 0 | 0 | 0 | 0 | 0 | 0 | 0 | 0 | 0.10433 | 0.0087582 | 0.010745 | 0.015632 | 0.035135 | 0 | 0 | 0 | 0 | 0 | 6.6
7115_G_2 | MISO_Wisconsin- Upper Michigan (WUMS) | Michigan | 26 | Marquette | 103 | 7115 | 2 | Hoist | 0 | 1988 | 9999 | Hydro | [5 empty] | Non-Fossil | G | 2030 | Hydro |  | 0 | 0 | 0 | 0 | 0 | 0 | 0 | 0 | 0 | 0 | 0 | 0 | 0 | 0 | 0 | 0 | 0.95257 | 1.6859 | 1.3936 | 4.0321 | 0 | 0 | 0 | 0 | 0 | 0 | 0 | 0 | 0 | 0 | 0 | 0 | 0 | 0 | 0 | 0 | 0 | 0 | 0 | 0 | 0.012647 | 0.0013241 | 0.0023434 | 0.0019371 | 0.0056046 | 0 | 0 | 0 | 0 | 0 | 0.8
7115_G_3 | MISO_Wisconsin- Upper Michigan (WUMS) | Michigan | 26 | Marquette | 103 | 7115 | 3 | Hoist | 0 | 1988 | 9999 | Hydro | [5 empty] | Non-Fossil | G | 2030 | Hydro |  | 0 | 0 | 0 | 0 | 0 | 0 | 0 | 0 | 0 | 0 | 0 | 0 | 0 | 0 | 0 | 0 | 1.4289 | 2.5289 | 2.0904 | 6.0481 | 0 | 0 | 0 | 0 | 0 | 0 | 0 | 0 | 0 | 0 | 0 | 0 | 0 | 0 | 0 | 0 | 0 | 0 | 0 | 0 | 0.01897 | 0.0019861 | 0.0035152 | 0.0029056 | 0.0084069 | 0 | 0 | 0 | 0 | 0 | 1.2
7116_G_1 | MISO_Wisconsin- Upper Michigan (WUMS) | Michigan | 26 | Marquette | 103 | 7116 | 1 | McClure Dam | 0 | 1988 | 9999 | Hydro | [5 empty] | Non-Fossil | G | 2030 | Hydro |  | 0 | 0 | 0 | 0 | 0 | 0 | 0 | 0 | 0 | 0 | 0 | 0 | 0 | 0 | 0 | 0 | 3.4531 | 6.1115 | 5.0518 | 14.6163 | 0 | 0 | 0 | 0 | 0 | 0 | 0 | 0 | 0 | 0 | 0 | 0 | 0 | 0 | 0 | 0 | 0 | 0 | 0 | 0 | 0.045844 | 0.0047998 | 0.008495 | 0.007022 | 0.020317 | 0 | 0 | 0 | 0 | 0 | 2.9
7116_G_2 | MISO_Wisconsin- Upper Michigan (WUMS) | Michigan | 26 | Marquette | 103 | 7116 | 2 | McClure Dam | 0 | 1988 | 9999 | Hydro | [5 empty] | Non-Fossil | G | 2030 | Hydro |  | 0 | 0 | 0 | 0 | 0 | 0 | 0 | 0 | 0 | 0 | 0 | 0 | 0 | 0 | 0 | 0 | 3.4531 | 6.1115 | 5.0518 | 14.6163 | 0 | 0 | 0 | 0 | 0 | 0 | 0 | 0 | 0 | 0 | 0 | 0 | 0 | 0 | 0 | 0 | 0 | 0 | 0 | 0 | 0.045844 | 0.0047998 | 0.008495 | 0.007022 | 0.020317 | 0 | 0 | 0 | 0 | 0 | 2.9
7118_G_1 | MISO_Wisconsin- Upper Michigan (WUMS) | Michigan | 26 | Marquette | 103 | 7118 | 1 | Cataract (MI) | 0 | 1988 | 9999 | Hydro | [5 empty] | Non-Fossil | G | 2030 | Hydro |  | 0 | 0 | 0 | 0 | 0 | 0 | 0 | 0 | 0 | 0 | 0 | 0 | 0 | 0 | 0 | 0 | 0.71443 | 1.2644 | 1.0452 | 3.0241 | 0 | 0 | 0 | 0 | 0 | 0 | 0 | 0 | 0 | 0 | 0 | 0 | 0 | 0 | 0 | 0 | 0 | 0 | 0 | 0 | 0.0094849 | 0.00099305 | 0.0017576 | 0.0014528 | 0.0042035 | 0 | 0 | 0 | 0 | 0 | 0.6
7119_G_1 | MISO_Wisconsin- Upper Michigan (WUMS) | Michigan | 26 | Delta | 41 | 7119 | 1 | Gladstone | 16213 | 1975 | 9999 | Combustion Turbine | [5 empty] | Fossil | G | 2030 | Oil |  | 0 | 0 | 0 | 0 | 0 | 0 | 0 | 0 | 0 | 0 | 0 | 0 | 0 | 0 | 0 | 0 | 0 | 0 | 0 | 0 | 0 | 0 | 0 | 0 | 0 | 0 | 0 | 0 | 0 | 0 | 0 | 0 | 0 | 0 | 0 | 0 | 0 | 0 | 0 | 0 | 0.7389 | 0 | 0 | 0 | 0 | 0 | 0 | 0 | 0 | 0 | 17
712_G_1 | SERC_Southeastern | Georgia | 13 | Jasper | 159 | 712 | 1 | Lloyd Shoals | 0 | 1911 | 9999 | Hydro | [5 empty] | Non-Fossil | G | 2030 | Hydro |  | 0 | 0 | 0 | 0 | 0 | 0 | 0 | 0 | 0 | 0 | 0 | 0 | 0 | 0 | 0 | 0 | 1.6465 | 1.789 | 2.1879 | 5.6234 | 0 | 0 | 0 | 0 | 0 | 0 | 0 | 0 | 0 | 0 | 0 | 0 | 0 | 0 | 0 | 0 | 0 | 0 | 0 | 0 | 0.060071 | 0.0022887 | 0.0024867 | 0.0030412 | 0.0078166 | 0 | 0 | 0 | 0 | 0 | 3.8
712_G_2 | SERC_Southeastern | Georgia | 13 | Jasper | 159 | 712 | 2 | Lloyd Shoals | 0 | 1911 | 9999 | Hydro | [5 empty] | Non-Fossil | G | 2030 | Hydro |  | 0 | 0 | 0 | 0 | 0 | 0 | 0 | 0 | 0 | 0 | 0 | 0 | 0 | 0 | 0 | 0 | 1.6465 | 1.789 | 2.1879 | 5.6234 | 0 | 0 | 0 | 0 | 0 | 0 | 0 | 0 | 0 | 0 | 0 | 0 | 0 | 0 | 0 | 0 | 0 | 0 | 0 | 0 | 0.060071 | 0.0022887 | 0.0024867 | 0.0030412 | 0.0078166 | 0 | 0 | 0 | 0 | 0 | 3.8
712_G_3 | SERC_Southeastern | Georgia | 13 | Jasper | 159 | 712 | 3 | Lloyd Shoals | 0 | 1911 | 9999 | Hydro | [5 empty] | Non-Fossil | G | 2030 | Hydro |  | 0 | 0 | 0 | 0 | 0 | 0 | 0 | 0 | 0 | 0 | 0 | 0 | 0 | 0 | 0 | 0 | 1.6465 | 1.789 | 2.1879 | 5.6234 | 0 | 0 | 0 | 0 | 0 | 0 | 0 | 0 | 0 | 0 | 0 | 0 | 0 | 0 | 0 | 0 | 0 | 0 | 0 | 0 | 0.060071 | 0.0022887 | 0.0024867 | 0.0030412 | 0.0078166 | 0 | 0 | 0 | 0 | 0 | 3.8
712_G_4 | SERC_Southeastern | Georgia | 13 | Jasper | 159 | 712 | 4 | Lloyd Shoals | 0 | 1911 | 9999 | Hydro | [5 empty] | Non-Fossil | G | 2030 | Hydro |  | 0 | 0 | 0 | 0 | 0 | 0 | 0 | 0 | 0 | 0 | 0 | 0 | 0 | 0 | 0 | 0 | 1.6465 | 1.789 | 2.1879 | 5.6234 | 0 | 0 | 0 | 0 | 0 | 0 | 0 | 0 | 0 | 0 | 0 | 0 | 0 | 0 | 0 | 0 | 0 | 0 | 0 | 0 | 0.060071 | 0.0022887 | 0.0024867 | 0.0030412 | 0.0078166 | 0 | 0 | 0 | 0 | 0 | 3.8
712_G_5 | SERC_Southeastern | Georgia | 13 | Jasper | 159 | 712 | 5 | Lloyd Shoals | 0 | 1916 | 9999 | Hydro | [5 empty] | Non-Fossil | G | 2030 | Hydro |  | 0 | 0 | 0 | 0 | 0 | 0 | 0 | 0 | 0 | 0 | 0 | 0 | 0 | 0 | 0 | 0 | 1.6465 | 1.789 | 2.1879 | 5.6234 | 0 | 0 | 0 | 0 | 0 | 0 | 0 | 0 | 0 | 0 | 0 | 0 | 0 | 0 | 0 | 0 | 0 | 0 | 0 | 0 | 0.060071 | 0.0022887 | 0.0024867 | 0.0030412 | 0.0078166 | 0 | 0 | 0 | 0 | 0 | 3.8
712_G_6 | SERC_Southeastern | Georgia | 13 | Jasper | 159 | 712 | 6 | Lloyd Shoals | 0 | 1917 | 9999 | Hydro | [5 empty] | Non-Fossil | G | 2030 | Hydro |  | 0 | 0 | 0 | 0 | 0 | 0 | 0 | 0 | 0 | 0 | 0 | 0 | 0 | 0 | 0 | 0 | 1.6465 | 1.789 | 2.1879 | 5.6234 | 0 | 0 | 0 | 0 | 0 | 0 | 0 | 0 | 0 | 0 | 0 | 0 | 0 | 0 | 0 | 0 | 0 | 0 | 0 | 0 | 0.060071 | 0.0022887 | 0.0024867 | 0.0030412 | 0.0078166 | 0 | 0 | 0 | 0 | 0 | 3.8
7125_G_1 | SERC_VACAR | South Carolina | 45 | Oconee | 73 | 7125 | 1 | Bad Creek | 0 | 1991 | 9999 | Pumped Storage | [5 empty] | Non-Fossil | G | 2030 | Pumps |  | 0 | 0 | 0 | 0 | 0 | 0 | 0 | 0 | 0 | 0 | 0 | 0 | 0 | 0 | 0 | 0 | 54.4489 | 25.4924 | 332.5406 | 412.4818 | 0 | 0 | 0 | 0 | 0 | 0 | 0 | 0 | 0 | 0 | 0 | 0 | 0 | 0 | 0 | 0 | 0 | 0 | 0 | 0 | 7.4055 | 0.00082745 | 0.0003874 | 0.0050536 | 0.0062684 | 0 | 0 | 0 | 0 | 0 | 405
7125_G_2 | SERC_VACAR | South Carolina | 45 | Oconee | 73 | 7125 | 2 | Bad Creek | 0 | 1991 | 9999 | Pumped Storage | [5 empty] | Non-Fossil | G | 2030 | Pumps |  | 0 | 0 | 0 | 0 | 0 | 0 | 0 | 0 | 0 | 0 | 0 | 0 | 0 | 0 | 0 | 0 | 54.4489 | 25.4924 | 332.5406 | 412.4818 | 0 | 0 | 0 | 0 | 0 | 0 | 0 | 0 | 0 | 0 | 0 | 0 | 0 | 0 | 0 | 0 | 0 | 0 | 0 | 0 | 7.4055 | 0.00082745 | 0.0003874 | 0.0050536 | 0.0062684 | 0 | 0 | 0 | 0 | 0 | 405
7125_G_3 | SERC_VACAR | South Carolina | 45 | Oconee | 73 | 7125 | 3 | Bad Creek | 0 | 1991 | 9999 | Pumped Storage | [5 empty] | Non-Fossil | G | 2030 | Pumps |  | 0 | 0 | 0 | 0 | 0 | 0 | 0 | 0 | 0 | 0 | 0 | 0 | 0 | 0 | 0 | 0 | 54.4489 | 25.4924 | 332.5406 | 412.4818 | 0 | 0 | 0 | 0 | 0 | 0 | 0 | 0 | 0 | 0 | 0 | 0 | 0 | 0 | 0 | 0 | 0 | 0 | 0 | 0 | 7.4055 | 0.00082745 | 0.0003874 | 0.0050536 | 0.0062684 | 0 | 0 | 0 | 0 | 0 | 405
7125_G_4 | SERC_VACAR | South Carolina | 45 | Oconee | 73 | 7125 | 4 | Bad Creek | 0 | 1991 | 9999 | Pumped Storage | [5 empty] | Non-Fossil | G | 2030 | Pumps |  | 0 | 0 | 0 | 0 | 0 | 0 | 0 | 0 | 0 | 0 | 0 | 0 | 0 | 0 | 0 | 0 | 54.4489 | 25.4924 | 332.5406 | 412.4818 | 0 | 0 | 0 | 0 | 0 | 0 | 0 | 0 | 0 | 0 | 0 | 0 | 0 | 0 | 0 | 0 | 0 | 0 | 0 | 0 | 7.4055 | 0.00082745 | 0.0003874 | 0.0050536 | 0.0062684 | 0 | 0 | 0 | 0 | 0 | 405
7127_G_1 | WECC_Pacific Northwest | Washington | 53 | Grays Harbor | 27 | 7127 | 1 | Wynoochee | 0 | 1994 | 9999 | Hydro | [5 empty] | Non-Fossil | G | 2030 | Hydro |  | 0 | 0 | 0 | 0 | 0 | 0 | 0 | 0 | 0 | 0 | 0 | 0 | 0 | 0 | 0 | 0 | 12.6327 | 17.4833 | 22.0469 | 52.1629 | 0 | 0 | 0 | 0 | 0 | 0 | 0 | 0 | 0 | 0 | 0 | 0 | 0 | 0 | 0 | 0 | 0 | 0 | 0 | 0 | 0.24503 | 0.017559 | 0.024302 | 0.030645 | 0.072506 | 0 | 0 | 0 | 0 | 0 | 15.5
7128_G_1 | PJM_PENELEC | Pennsylvania | 42 | Huntingdon | 61 | 7128 | 1 | William F Matson Generating Station | 0 | 1988 | 9999 | Hydro | [5 empty] | Non-Fossil | G | 2030 | Hydro |  | 0 | 0 | 0 | 0 | 0 | 0 | 0 | 0 | 0 | 0 | 0 | 0 | 0 | 0 | 0 | 0 | 2.4856 | 3.639 | 3.2726 | 9.3972 | 0 | 0 | 0 | 0 | 0 | 0 | 0 | 0 | 0 | 0 | 0 | 0 | 0 | 0 | 0 | 0 | 0 | 0 | 0 | 0 | 0.03794 | 0.0034549 | 0.0050583 | 0.0045489 | 0.013062 | 0 | 0 | 0 | 0 | 0 | 2.4
7128_G_2 | PJM_PENELEC | Pennsylvania | 42 | Huntingdon | 61 | 7128 | 2 | William F Matson Generating Station | 0 | 1988 | 9999 | Hydro | [5 empty] | Non-Fossil | G | 2030 | Hydro |  | 0 | 0 | 0 | 0 | 0 | 0 | 0 | 0 | 0 | 0 | 0 | 0 | 0 | 0 | 0 | 0 | 6.2139 | 9.0976 | 8.1816 | 23.4931 | 0 | 0 | 0 | 0 | 0 | 0 | 0 | 0 | 0 | 0 | 0 | 0 | 0 | 0 | 0 | 0 | 0 | 0 | 0 | 0 | 0.094849 | 0.0086374 | 0.012646 | 0.011372 | 0.032655 | 0 | 0 | 0 | 0 | 0 | 6
7129_G_TD1 | WECC_Northern California (not including BANC) | California | 6 | Butte | 7 | 7129 | TD1 | Thermalito Diverson Dam | 0 | 1987 | 9999 | Hydro | [5 empty] | Non-Fossil | G | 2030 | Hydro |  | 0 | 0 | 0 | 0 | 0 | 0 | 0 | 0 | 0 | 0 | 0 | 0 | 0 | 0 | 0 | 0 | 1.4845 | 2.3673 | 4.4861 | 8.3379 | 0 | 0 | 0 | 0 | 0 | 0 | 0 | 0 | 0 | 0 | 0 | 0 | 0 | 0 | 0 | 0 | 0 | 0 | 0 | 0 | 0.047425 | 0.0020634 | 0.0032906 | 0.0062357 | 0.01159 | 0 | 0 | 0 | 0 | 0 | 3
7131_G_1 | SPP SPS (Texas Panhandle) | Texas | 48 | Lubbock | 303 | 7131 | 1 | Brandon Station | 10249 | 1990 | 9999 | Combustion Turbine | [5 empty] | Fossil | G | 2030 | NaturalGas |  | 0.0085997 | 0.00035101 | 0.0077322 | 0.016683 | 0 | 0 | 0 | 0 | 0 | 0 | 0 | 0 | 0 | 0 | 0 | 0 | 0.83908 | 0.034248 | 0.75444 | 1.6278 | 0.57839 | 0.023608 | 0.52005 | 1.122 | 6.9162e-10 | 2.8229e-11 | 6.2185e-10 | 1.3417e-09 | 0.0004578 | 1.8686e-05 | 0.00041162 | 0.00088811 | 0 | 0 | 0 | 0 | 0 | 0 | 0 | 0 | 0.83117 | 0.0046653 | 0.00019042 | 0.0041947 | 0.0090504 | 0.023685 | 0.00083075 | 0.016955 | 0.041471 | 0 | 20
7132_G_NA1 | WECC_Utah | Utah | 49 | Weber | 57 | 7132 | NA1 | Pine View Dam | 0 | 1991 | 9999 | Hydro | [5 empty] | Non-Fossil | G | 2030 | Hydro |  | 0 | 0 | 0 | 0 | 0 | 0 | 0 | 0 | 0 | 0 | 0 | 0 | 0 | 0 | 0 | 0 | 1.5552 | 2.179 | 3.3886 | 7.1227 | 0 | 0 | 0 | 0 | 0 | 0 | 0 | 0 | 0 | 0 | 0 | 0 | 0 | 0 | 0 | 0 | 0 | 0 | 0 | 0 | 0.028455 | 0.0021617 | 0.0030288 | 0.0047101 | 0.0099006 | 0 | 0 | 0 | 0 | 0 | 1.8
7135_G_1 | MISO_Arkansas | Arkansas | 5 | Conway | 29 | 7135 | 1 | Whillock | 0 | 1993 | 9999 | Hydro | [5 empty] | Non-Fossil | G | 2030 | Hydro |  | 0 | 0 | 0 | 0 | 0 | 0 | 0 | 0 | 0 | 0 | 0 | 0 | 0 | 0 | 0 | 0 | 5.352 | 6.7468 | 9.6031 | 21.7019 | 0 | 0 | 0 | 0 | 0 | 0 | 0 | 0 | 0 | 0 | 0 | 0 | 0 | 0 | 0 | 0 | 0 | 0 | 0 | 0 | 0.094849 | 0.0074392 | 0.009378 | 0.013348 | 0.030166 | 0 | 0 | 0 | 0 | 0 | 6
7135_G_2 | MISO_Arkansas | Arkansas | 5 | Conway | 29 | 7135 | 2 | Whillock | 0 | 1993 | 9999 | Hydro | [5 empty] | Non-Fossil | G | 2030 | Hydro |  | 0 | 0 | 0 | 0 | 0 | 0 | 0 | 0 | 0 | 0 | 0 | 0 | 0 | 0 | 0 | 0 | 5.352 | 6.7468 | 9.6031 | 21.7019 | 0 | 0 | 0 | 0 | 0 | 0 | 0 | 0 | 0 | 0 | 0 | 0 | 0 | 0 | 0 | 0 | 0 | 0 | 0 | 0 | 0.094849 | 0.0074392 | 0.009378 | 0.013348 | 0.030166 | 0 | 0 | 0 | 0 | 0 | 6
7135_G_3 | MISO_Arkansas | Arkansas | 5 | Conway | 29 | 7135 | 3 | Whillock | 0 | 1993 | 9999 | Hydro | [5 empty] | Non-Fossil | G | 2030 | Hydro |  | 0 | 0 | 0 | 0 | 0 | 0 | 0 | 0 | 0 | 0 | 0 | 0 | 0 | 0 | 0 | 0 | 4.46 | 5.6223 | 8.0026 | 18.0849 | 0 | 0 | 0 | 0 | 0 | 0 | 0 | 0 | 0 | 0 | 0 | 0 | 0 | 0 | 0 | 0 | 0 | 0 | 0 | 0 | 0.079041 | 0.0061994 | 0.007815 | 0.011124 | 0.025138 | 0 | 0 | 0 | 0 | 0 | 5
7138_G_1 | PJM_EMAAC | New Jersey | 34 | Ocean | 29 | 7138 | 1 | Forked River | 14438 | 1989 | 9999 | Combustion Turbine |  |  |  | H2O |  | Fossil | G | 2030 | NaturalGas |  | 0 | 0 | 0.0058365 | 0.0058365 | 0 | 0 | 0 | 0 | 0 | 0 | 0 | 0 | 0 | 0 | 0 | 0 | 0 | 0 | 0.40424 | 0.40424 | 0 | 0 | 0.34167 | 0.34167 | 0 | 0 | 4.0855e-10 | 4.0855e-10 | 0 | 0 | 0.0004115 | 0.0004115 | 0 | 0 | 0 | 0 | 0 | 0 | 0 | 0 | 1.5302 | 0 | 0 | 0.0022476 | 0.0022476 | 0 | 0 | 0.012298 | 0.012298 | 0 | 34.5
7138_G_2 | PJM_EMAAC | New Jersey | 34 | Ocean | 29 | 7138 | 2 | Forked River | 14423 | 1989 | 9999 | Combustion Turbine |  |  |  | DLNB + H2O |  | Fossil | G | 2030 | NaturalGas |  | 0 | 0 | 0.0054924 | 0.0054924 | 0 | 0 | 0 | 0 | 0 | 0 | 0 | 0 | 0 | 0 | 0 | 0 | 0 | 0 | 0.38081 | 0.38081 | 0 | 0 | 0.32153 | 0.32153 | 0 | 0 | 3.8447e-10 | 3.8447e-10 | 0 | 0 | 0.00083584 | 0.00083584 | 0 | 0 | 0 | 0 | 0 | 0 | 0 | 0 | 1.4415 | 0 | 0 | 0.0021173 | 0.0021173 | 0 | 0 | 0.011573 | 0.011573 | 0 | 32.5
714_G_1 | WECC_Northern California (not including BANC) | California | 6 | Butte | 7 | 714 | 1 | Toadtown | 0 | 1986 | 9999 | Hydro | [5 empty] | Non-Fossil | G | 2030 | Hydro |  | 0 | 0 | 0 | 0 | 0 | 0 | 0 | 0 | 0 | 0 | 0 | 0 | 0 | 0 | 0 | 0 | 0.75602 | 1.1768 | 2.3078 | 4.2406 | 0 | 0 | 0 | 0 | 0 | 0 | 0 | 0 | 0 | 0 | 0 | 0 | 0 | 0 | 0 | 0 | 0 | 0 | 0 | 0 | 0.023712 | 0.0010509 | 0.0016357 | 0.0032079 | 0.0058945 | 0 | 0 | 0 | 0 | 0 | 1.5
7145_G_1 | MISO_Iowa-MidAmerican | Iowa | 19 | Polk | 153 | 7145 | 1 | Pleasant Hill | 16482 | 1990 | 9999 | Combustion Turbine |  |  |  | H2O |  | Fossil | G | 2030 | NaturalGas |  | 0.0021326 | 0 | 0 | 0.0021326 | 0 | 0 | 0 | 0 | 0 | 0 | 0 | 0 | 0 | 0 | 0 | 0 | 0.12939 | 0 | 0 | 0.12939 | 0.12484 | 0 | 0 | 0.12484 | 1.4929e-10 | 0 | 0 | 1.4929e-10 | 0.00027076 | 0 | 0 | 0.00027076 | 0 | 0 | 0 | 0 | 0 | 0 | 0 | 0 | 1.2679 | 0.00078309 | 0 | 0 | 0.00078309 | 0.0060993 | 0 | 0 | 0.0060993 | 0 | 38
7145_G_2 | MISO_Iowa-MidAmerican | Iowa | 19 | Polk | 153 | 7145 | 2 | Pleasant Hill | 16482 | 1990 | 9999 | Combustion Turbine |  |  |  | H2O |  | Fossil | G | 2030 | NaturalGas |  | 0.0021214 | 0 | 0 | 0.0021214 | 0 | 0 | 0 | 0 | 0 | 0 | 0 | 0 | 0 | 0 | 0 | 0 | 0.12871 | 0 | 0 | 0.12871 | 0.12419 | 0 | 0 | 0.12419 | 1.485e-10 | 0 | 0 | 1.485e-10 | 0.00026926 | 0 | 0 | 0.00026926 | 0 | 0 | 0 | 0 | 0 | 0 | 0 | 0 | 1.2612 | 0.00077897 | 0 | 0 | 0.00077897 | 0.0060672 | 0 | 0 | 0.0060672 | 0 | 37.8
7145_G_3 | MISO_Iowa-MidAmerican | Iowa | 19 | Polk | 153 | 7145 | 3 | Pleasant Hill | 16463 | 1994 | 9999 | Combustion Turbine |  |  |  | H2O |  | Fossil | G | 2030 | NaturalGas |  | 0.0044678 | 0 | 0 | 0.0044678 | 0 | 0 | 0 | 0 | 0 | 0 | 0 | 0 | 0 | 0 | 0 | 0 | 0.27138 | 0 | 0 | 0.27138 | 0.26154 | 0 | 0 | 0.26154 | 3.1274e-10 | 0 | 0 | 3.1274e-10 | 0.00035197 | 0 | 0 | 0.00035197 | 0 | 0 | 0 | 0 | 0 | 0 | 0 | 0 | 2.6592 | 0.0016424 | 0 | 0 | 0.0016424 | 0.012778 | 0 | 0 | 0.012778 | 0 | 79.7
7146_G_02 | NY_Zone K (LI) | New York | 36 | Suffolk | 103 | 7146 | 02 | Wading River | 14576 | 1989 | 9999 | Combustion Turbine |  |  |  | H2O |  | Fossil | G | 2030 | Oil |  | 0 | 0 | 0 | 0 | 0 | 0 | 0 | 0 | 0 | 0 | 0 | 0 | 0 | 0 | 0 | 0 | 0 | 0 | 0 | 0 | 0 | 0 | 0 | 0 | 0 | 0 | 0 | 0 | 0 | 0 | 0 | 0 | 0 | 0 | 0 | 0 | 0 | 0 | 0 | 0 | 3.4374 | 0 | 0 | 0 | 0 | 0 | 0 | 0 | 0 | 0 | 76.9
7146_G_03 | NY_Zone K (LI) | New York | 36 | Suffolk | 103 | 7146 | 03 | Wading River | 14643 | 1989 | 9999 | Combustion Turbine |  |  |  | H2O |  | Fossil | G | 2030 | Oil |  | 0 | 0 | 0 | 0 | 0 | 0 | 0 | 0 | 0 | 0 | 0 | 0 | 0 | 0 | 0 | 0 | 0 | 0 | 0 | 0 | 0 | 0 | 0 | 0 | 0 | 0 | 0 | 0 | 0 | 0 | 0 | 0 | 0 | 0 | 0 | 0 | 0 | 0 | 0 | 0 | 3.6519 | 0 | 0 | 0 | 0 | 0 | 0 | 0 | 0 | 0 | 81.7
7146_G_1 | NY_Zone K (LI) | New York | 36 | Suffolk | 103 | 7146 | 1 | Wading River | 14599 | 1989 | 9999 | Combustion Turbine |  |  |  | H2O |  | Fossil | G | 2030 | Oil |  | 0 | 0 | 0 | 0 | 0 | 0 | 0 | 0 | 0 | 0 | 0 | 0 | 0 | 0 | 0 | 0 | 0 | 0 | 0 | 0 | 0 | 0 | 0 | 0 | 0 | 0 | 0 | 0 | 0 | 0 | 0 | 0 | 0 | 0 | 0 | 0 | 0 | 0 | 0 | 0 | 3.6654 | 0 | 0 | 0 | 0 | 0 | 0 | 0 | 0 | 0 | 82
7147_G_3 | WECC_Southern California Edison | California | 6 | San Bernardino | 71 | 7147 | 3 | Mill Creek 3 | 0 | 1903 | 9999 | Hydro | [5 empty] | Non-Fossil | G | 2030 | Hydro |  | 0 | 0 | 0 | 0 | 0 | 0 | 0 | 0 | 0 | 0 | 0 | 0 | 0 | 0 | 0 | 0 | 0.39981 | 0.64376 | 1.239 | 2.2826 | 0 | 0 | 0 | 0 | 0 | 0 | 0 | 0 | 0 | 0 | 0 | 0 | 0 | 0 | 0 | 0 | 0 | 0 | 0 | 0 | 0.015808 | 0.00055574 | 0.00089482 | 0.0017222 | 0.0031728 | 0 | 0 | 0 | 0 | 0 | 1
7147_G_4 | WECC_Southern California Edison | California | 6 | San Bernardino | 71 | 7147 | 4 | Mill Creek 3 | 0 | 1904 | 9999 | Hydro | [5 empty] | Non-Fossil | G | 2030 | Hydro |  | 0 | 0 | 0 | 0 | 0 | 0 | 0 | 0 | 0 | 0 | 0 | 0 | 0 | 0 | 0 | 0 | 0.39981 | 0.64376 | 1.239 | 2.2826 | 0 | 0 | 0 | 0 | 0 | 0 | 0 | 0 | 0 | 0 | 0 | 0 | 0 | 0 | 0 | 0 | 0 | 0 | 0 | 0 | 0.015808 | 0.00055574 | 0.00089482 | 0.0017222 | 0.0031728 | 0 | 0 | 0 | 0 | 0 | 1
7147_G_5 | WECC_Southern California Edison | California | 6 | San Bernardino | 71 | 7147 | 5 | Mill Creek 3 | 0 | 1904 | 9999 | Hydro | [5 empty] | Non-Fossil | G | 2030 | Hydro |  | 0 | 0 | 0 | 0 | 0 | 0 | 0 | 0 | 0 | 0 | 0 | 0 | 0 | 0 | 0 | 0 | 0.39981 | 0.64376 | 1.239 | 2.2826 | 0 | 0 | 0 | 0 | 0 | 0 | 0 | 0 | 0 | 0 | 0 | 0 | 0 | 0 | 0 | 0 | 0 | 0 | 0 | 0 | 0.015808 | 0.00055574 | 0.00089482 | 0.0017222 | 0.0031728 | 0 | 0 | 0 | 0 | 0 | 1
715_G_3A | SERC_Southeastern | Georgia | 13 | Glynn | 127 | 715 | 3A | McManus | 16959 | 1972 | 9999 | Combustion Turbine | [5 empty] | Fossil | G | 2030 | Oil |  | 0 | 0 | 0 | 0 | 0 | 0 | 0 | 0 | 0 | 0 | 0 | 0 | 0 | 0 | 0 | 0 | 0 | 0 | 0 | 0 | 0 | 0 | 0 | 0 | 0 | 0 | 0 | 0 | 0 | 0 | 0 | 0 | 0 | 0 | 0 | 0 | 0 | 0 | 0 | 0 | 1.9869 | 0 | 0 | 0 | 0 | 0 | 0 | 0 | 0 | 0 | 46
715_G_3B | SERC_Southeastern | Georgia | 13 | Glynn | 127 | 715 | 3B | McManus | 16959 | 1972 | 9999 | Combustion Turbine | [5 empty] | Fossil | G | 2030 | Oil |  | 0 | 0 | 0 | 0 | 0 | 0 | 0 | 0 | 0 | 0 | 0 | 0 | 0 | 0 | 0 | 0 | 0 | 0 | 0 | 0 | 0 | 0 | 0 | 0 | 0 | 0 | 0 | 0 | 0 | 0 | 0 | 0 | 0 | 0 | 0 | 0 | 0 | 0 | 0 | 0 | 1.9869 | 0 | 0 | 0 | 0 | 0 | 0 | 0 | 0 | 0 | 46
715_G_3C | SERC_Southeastern | Georgia | 13 | Glynn | 127 | 715 | 3C | McManus | 16959 | 1972 | 9999 | Combustion Turbine | [5 empty] | Fossil | G | 2030 | Oil |  | 0 | 0 | 0 | 0 | 0 | 0 | 0 | 0 | 0 | 0 | 0 | 0 | 0 | 0 | 0 | 0 | 0 | 0 | 0 | 0 | 0 | 0 | 0 | 0 | 0 | 0 | 0 | 0 | 0 | 0 | 0 | 0 | 0 | 0 | 0 | 0 | 0 | 0 | 0 | 0 | 1.9869 | 0 | 0 | 0 | 0 | 0 | 0 | 0 | 0 | 0 | 46
715_G_4A | SERC_Southeastern | Georgia | 13 | Glynn | 127 | 715 | 4A | McManus | 16959 | 1972 | 9999 | Combustion Turbine | [5 empty] | Fossil | G | 2030 | Oil |  | 0 | 0 | 0 | 0 | 0 | 0 | 0 | 0 | 0 | 0 | 0 | 0 | 0 | 0 | 0 | 0 | 0 | 0 | 0 | 0 | 0 | 0 | 0 | 0 | 0 | 0 | 0 | 0 | 0 | 0 | 0 | 0 | 0 | 0 | 0 | 0 | 0 | 0 | 0 | 0 | 1.9869 | 0 | 0 | 0 | 0 | 0 | 0 | 0 | 0 | 0 | 46
715_G_4B | SERC_Southeastern | Georgia | 13 | Glynn | 127 | 715 | 4B | McManus | 16959 | 1972 | 9999 | Combustion Turbine | [5 empty] | Fossil | G | 2030 | Oil |  | 0 | 0 | 0 | 0 | 0 | 0 | 0 | 0 | 0 | 0 | 0 | 0 | 0 | 0 | 0 | 0 | 0 | 0 | 0 | 0 | 0 | 0 | 0 | 0 | 0 | 0 | 0 | 0 | 0 | 0 | 0 | 0 | 0 | 0 | 0 | 0 | 0 | 0 | 0 | 0 | 1.9869 | 0 | 0 | 0 | 0 | 0 | 0 | 0 | 0 | 0 | 46
715_G_4C | SERC_Southeastern | Georgia | 13 | Glynn | 127 | 715 | 4C | McManus | 16959 | 1972 | 9999 | Combustion Turbine | [5 empty] | Fossil | G | 2030 | Oil |  | 0 | 0 | 0 | 0 | 0 | 0 | 0 | 0 | 0 | 0 | 0 | 0 | 0 | 0 | 0 | 0 | 0 | 0 | 0 | 0 | 0 | 0 | 0 | 0 | 0 | 0 | 0 | 0 | 0 | 0 | 0 | 0 | 0 | 0 | 0 | 0 | 0 | 0 | 0 | 0 | 1.9869 | 0 | 0 | 0 | 0 | 0 | 0 | 0 | 0 | 0 | 46
715_G_4D | SERC_Southeastern | Georgia | 13 | Glynn | 127 | 715 | 4D | McManus | 16959 | 1972 | 9999 | Combustion Turbine | [5 empty] | Fossil | G | 2030 | Oil |  | 0 | 0 | 0 | 0 | 0 | 0 | 0 | 0 | 0 | 0 | 0 | 0 | 0 | 0 | 0 | 0 | 0 | 0 | 0 | 0 | 0 | 0 | 0 | 0 | 0 | 0 | 0 | 0 | 0 | 0 | 0 | 0 | 0 | 0 | 0 | 0 | 0 | 0 | 0 | 0 | 1.9869 | 0 | 0 | 0 | 0 | 0 | 0 | 0 | 0 | 0 | 46
715_G_4E | SERC_Southeastern | Georgia | 13 | Glynn | 127 | 715 | 4E | McManus | 16959 | 1972 | 9999 | Combustion Turbine | [5 empty] | Fossil | G | 2030 | Oil |  | 0 | 0 | 0 | 0 | 0 | 0 | 0 | 0 | 0 | 0 | 0 | 0 | 0 | 0 | 0 | 0 | 0 | 0 | 0 | 0 | 0 | 0 | 0 | 0 | 0 | 0 | 0 | 0 | 0 | 0 | 0 | 0 | 0 | 0 | 0 | 0 | 0 | 0 | 0 | 0 | 1.9869 | 0 | 0 | 0 | 0 | 0 | 0 | 0 | 0 | 0 | 46
715_G_4F | SERC_Southeastern | Georgia | 13 | Glynn | 127 | 715 | 4F | McManus | 16959 | 1972 | 9999 | Combustion Turbine | [5 empty] | Fossil | G | 2030 | Oil |  | 0 | 0 | 0 | 0 | 0 | 0 | 0 | 0 | 0 | 0 | 0 | 0 | 0 | 0 | 0 | 0 | 0 | 0 | 0 | 0 | 0 | 0 | 0 | 0 | 0 | 0 | 0 | 0 | 0 | 0 | 0 | 0 | 0 | 0 | 0 | 0 | 0 | 0 | 0 | 0 | 1.9869 | 0 | 0 | 0 | 0 | 0 | 0 | 0 | 0 | 0 | 46
715_G_IC1 | SERC_Southeastern | Georgia | 13 | Glynn | 127 | 715 | IC1 | McManus | 25000 | 1964 | 9999 | Combustion Turbine | [5 empty] | Fossil | G | 2030 | Oil |  | 0 | 0 | 0 | 0 | 0 | 0 | 0 | 0 | 0 | 0 | 0 | 0 | 0 | 0 | 0 | 0 | 0 | 0 | 0 | 0 | 0 | 0 | 0 | 0 | 0 | 0 | 0 | 0 | 0 | 0 | 0 | 0 | 0 | 0 | 0 | 0 | 0 | 0 | 0 | 0 | 0.086385 | 0 | 0 | 0 | 0 | 0 | 0 | 0 | 0 | 0 | 2
7151_G_1 | WECC_Northern California (not including BANC) | California | 6 | Glenn | 21 | 7151 | 1 | Stony Gorge | 0 | 1986 | 9999 | Hydro | [5 empty] | Non-Fossil | G | 2030 | Hydro |  | 0 | 0 | 0 | 0 | 0 | 0 | 0 | 0 | 0 | 0 | 0 | 0 | 0 | 0 | 0 | 0 | 1.2371 | 1.9728 | 3.7384 | 6.9483 | 0 | 0 | 0 | 0 | 0 | 0 | 0 | 0 | 0 | 0 | 0 | 0 | 0 | 0 | 0 | 0 | 0 | 0 | 0 | 0 | 0.039521 | 0.0017195 | 0.0027422 | 0.0051964 | 0.0096581 | 0 | 0 | 0 | 0 | 0 | 2.5
7151_G_2 | WECC_Northern California (not including BANC) | California | 6 | Glenn | 21 | 7151 | 2 | Stony Gorge | 0 | 1986 | 9999 | Hydro | [5 empty] | Non-Fossil | G | 2030 | Hydro |  | 0 | 0 | 0 | 0 | 0 | 0 | 0 | 0 | 0 | 0 | 0 | 0 | 0 | 0 | 0 | 0 | 1.2371 | 1.9728 | 3.7384 | 6.9483 | 0 | 0 | 0 | 0 | 0 | 0 | 0 | 0 | 0 | 0 | 0 | 0 | 0 | 0 | 0 | 0 | 0 | 0 | 0 | 0 | 0.039521 | 0.0017195 | 0.0027422 | 0.0051964 | 0.0096581 | 0 | 0 | 0 | 0 | 0 | 2.5
7153_G_HR1 | PJM_EMAAC | Delaware | 10 | New Castle | 3 | 7153 | HR1 | Hay Road | 8104 | 1989 | 9999 | Combined Cycle |  |  |  | H2O + OFA |  | Fossil | G | 2030 | NaturalGas |  | 0.3441 | 0.12135 | 2.1347 | 2.6002 | 0 | 0 | 0 | 0 | 0 | 0 | 0 | 0 | 0 | 0 | 0 | 0 | 42.4608 | 14.9741 | 263.4186 | 320.8534 | 20.1437 | 7.1038 | 124.9679 | 152.2155 | 2.4087e-08 | 8.4945e-09 | 1.4943e-07 | 1.8201e-07 | 0.0093591 | 0.0033006 | 0.058062 | 0.070722 | 0 | 0 | 0 | 0 | 0 | 0 | 0 | 0 | 4.9468 | 0.1353 | 0.059461 | 0.59931 | 0.79407 | 1.1062 | 0.29199 | 4.4981 | 5.8963 | 0 | 126
7153_G_HR2 | PJM_EMAAC | Delaware | 10 | New Castle | 3 | 7153 | HR2 | Hay Road | 8104 | 1989 | 9999 | Combined Cycle |  |  |  | H2O + OFA |  | Fossil | G | 2030 | NaturalGas |  | 0.3441 | 0.12135 | 2.1347 | 2.6002 | 0 | 0 | 0 | 0 | 0 | 0 | 0 | 0 | 0 | 0 | 0 | 0 | 42.4608 | 14.9741 | 263.4186 | 320.8534 | 20.1437 | 7.1038 | 124.9679 | 152.2155 | 2.4087e-08 | 8.4945e-09 | 1.4943e-07 | 1.8201e-07 | 0.0093591 | 0.0033006 | 0.058062 | 0.070722 | 0 | 0 | 0 | 0 | 0 | 0 | 0 | 0 | 4.9468 | 0.1353 | 0.059461 | 0.59931 | 0.79407 | 1.1062 | 0.29199 | 4.4981 | 5.8963 | 0 | 126
7153_G_HR3 | PJM_EMAAC | Delaware | 10 | New Castle | 3 | 7153 | HR3 | Hay Road | 8104 | 1991 | 9999 | Combined Cycle |  |  |  | H2O + OFA |  | Fossil | G | 2030 | NaturalGas |  | 0.3441 | 0.12135 | 2.1347 | 2.6002 | 0 | 0 | 0 | 0 | 0 | 0 | 0 | 0 | 0 | 0 | 0 | 0 | 42.4608 | 14.9741 | 263.4186 | 320.8534 | 20.1437 | 7.1038 | 124.9679 | 152.2155 | 2.4087e-08 | 8.4945e-09 | 1.4943e-07 | 1.8201e-07 | 0.0093591 | 0.0033006 | 0.058062 | 0.070722 | 0 | 0 | 0 | 0 | 0 | 0 | 0 | 0 | 4.9468 | 0.1353 | 0.059461 | 0.59931 | 0.79407 | 1.1062 | 0.29199 | 4.4981 | 5.8963 | 0 | 126
7153_G_HR4 | PJM_EMAAC | Delaware | 10 | New Castle | 3 | 7153 | HR4 | Hay Road | 8104 | 1993 | 9999 | Combined Cycle |  |  |  | H2O + OFA |  | Fossil | G | 2030 | NaturalGas |  | 0.51069 | 0.1801 | 3.1682 | 3.859 | 0 | 0 | 0 | 0 | 0 | 0 | 0 | 0 | 0 | 0 | 0 | 0 | 63.0172 | 22.2234 | 390.9466 | 476.1872 | 29.8959 | 10.543 | 185.4683 | 225.9071 | 3.5748e-08 | 1.2607e-08 | 2.2178e-07 | 2.7013e-07 | 0.01389 | 0.0048985 | 0.086172 | 0.10496 | 0 | 0 | 0 | 0 | 0 | 0 | 0 | 0 | 7.3417 | 0.2008 | 0.088248 | 0.88945 | 1.1785 | 1.6417 | 0.43334 | 6.6758 | 8.7508 | 0 | 187
7153_G_HR5 | PJM_EMAAC | Delaware | 10 | New Castle | 3 | 7153 | HR5 | Hay Road | 8104 | 2001 | 9999 | Combined Cycle |  |  | SCR | H2O + OFA |  | Fossil | G | 2030 | NaturalGas |  | 0.34956 | 0.12328 | 1.6367 | 2.1095 | 0 | 0 | 0 | 0 | 0 | 0 | 0 | 0 | 0 | 0 | 0 | 0 | 43.1348 | 15.2118 | 201.9626 | 260.3092 | 20.4635 | 7.2166 | 95.8127 | 123.4928 | 2.4469e-08 | 8.6293e-09 | 1.1457e-07 | 1.4767e-07 | 0.00385 | 0.0013577 | 0.018026 | 0.023234 | 0 | 0 | 0 | 0 | 0 | 0 | 0 | 0 | 4.3802 | 0.14388 | 0.062674 | 0.54797 | 0.75452 | 1.1237 | 0.29662 | 3.4487 | 4.8691 | 0 | 128 | SCR
7153_G_HR6 | PJM_EMAAC | Delaware | 10 | New Castle | 3 | 7153 | HR6 | Hay Road | 8104 | 2001 | 9999 | Combined Cycle |  |  | SCR | H2O + OFA |  | Fossil | G | 2030 | NaturalGas |  | 0.34956 | 0.12328 | 1.6367 | 2.1095 | 0 | 0 | 0 | 0 | 0 | 0 | 0 | 0 | 0 | 0 | 0 | 0 | 43.1348 | 15.2118 | 201.9626 | 260.3092 | 20.4635 | 7.2166 | 95.8127 | 123.4928 | 2.4469e-08 | 8.6293e-09 | 1.1457e-07 | 1.4767e-07 | 0.00385 | 0.0013577 | 0.018026 | 0.023234 | 0 | 0 | 0 | 0 | 0 | 0 | 0 | 0 | 4.3802 | 0.14388 | 0.062674 | 0.54797 | 0.75452 | 1.1237 | 0.29662 | 3.4487 | 4.8691 | 0 | 128 | SCR
7153_G_HR7 | PJM_EMAAC | Delaware | 10 | New Castle | 3 | 7153 | HR7 | Hay Road | 8104 | 2001 | 9999 | Combined Cycle |  |  | SCR | H2O + OFA |  | Fossil | G | 2030 | NaturalGas |  | 0.34956 | 0.12328 | 1.6367 | 2.1095 | 0 | 0 | 0 | 0 | 0 | 0 | 0 | 0 | 0 | 0 | 0 | 0 | 43.1348 | 15.2118 | 201.9626 | 260.3092 | 20.4635 | 7.2166 | 95.8127 | 123.4928 | 2.4469e-08 | 8.6293e-09 | 1.1457e-07 | 1.4767e-07 | 0.00385 | 0.0013577 | 0.018026 | 0.023234 | 0 | 0 | 0 | 0 | 0 | 0 | 0 | 0 | 4.3802 | 0.14388 | 0.062674 | 0.54797 | 0.75452 | 1.1237 | 0.29662 | 3.4487 | 4.8691 | 0 | 128 | SCR
7153_G_HR8 | PJM_EMAAC | Delaware | 10 | New Castle | 3 | 7153 | HR8 | Hay Road | 8104 | 2002 | 9999 | Combined Cycle |  |  | SCR | H2O + OFA |  | Fossil | G | 2030 | NaturalGas |  | 0.51069 | 0.1801 | 2.3911 | 3.0819 | 0 | 0 | 0 | 0 | 0 | 0 | 0 | 0 | 0 | 0 | 0 | 0 | 63.0172 | 22.2234 | 295.0548 | 380.2954 | 29.8959 | 10.543 | 139.9764 | 180.4153 | 3.5748e-08 | 1.2607e-08 | 1.6738e-07 | 2.1573e-07 | 0.0056246 | 0.0019836 | 0.026335 | 0.033943 | 0 | 0 | 0 | 0 | 0 | 0 | 0 | 0 | 6.3992 | 0.2102 | 0.091563 | 0.80055 | 1.1023 | 1.6417 | 0.43334 | 5.0383 | 7.1134 | 0 | 187 | SCR
7155_G_1 | MISO_Iowa | Iowa | 19 | Cerro Gordo | 33 | 7155 | 1 | Lime Creek | 22308 | 1991 | 9999 | Combustion Turbine |  |  |  | H2O |  | Fossil | G | 2030 | Oil |  | 0 | 0 | 0 | 0 | 0 | 0 | 0 | 0 | 0 | 0 | 0 | 0 | 0 | 0 | 0 | 0 | 0 | 0 | 0 | 0 | 0 | 0 | 0 | 0 | 0 | 0 | 0 | 0 | 0 | 0 | 0 | 0 | 0 | 0 | 0 | 0 | 0 | 0 | 0 | 0 | 0.93706 | 0 | 0 | 0 | 0 | 0 | 0 | 0 | 0 | 0 | 35.6
7155_G_2 | MISO_Iowa | Iowa | 19 | Cerro Gordo | 33 | 7155 | 2 | Lime Creek | 22428 | 1991 | 9999 | Combustion Turbine |  |  |  | H2O |  | Fossil | G | 2030 | Oil |  | 0 | 0 | 0 | 0 | 0 | 0 | 0 | 0 | 0 | 0 | 0 | 0 | 0 | 0 | 0 | 0 | 0 | 0 | 0 | 0 | 0 | 0 | 0 | 0 | 0 | 0 | 0 | 0 | 0 | 0 | 0 | 0 | 0 | 0 | 0 | 0 | 0 | 0 | 0 | 0 | 0.90547 | 0 | 0 | 0 | 0 | 0 | 0 | 0 | 0 | 0 | 34.4
7158_G_GT1 | PJM West | Ohio | 39 | Butler | 17 | 7158 | GT1 | Woodsdale | 19620 | 1993 | 9999 | Combustion Turbine |  |  |  | H2O |  | Fossil | G | 2030 | NaturalGas |  | 0.010455 | 0 | 0.0026303 | 0.013085 | 0 | 0 | 0 | 0 | 0 | 0 | 0 | 0 | 0 | 0 | 0 | 0 | 0.53287 | 0 | 0.13406 | 0.66693 | 0.61204 | 0 | 0.15398 | 0.76601 | 7.3185e-10 | 0 | 1.8412e-10 | 9.1597e-10 | 0.00067748 | 0 | 0.00017044 | 0.00084792 | 0 | 0 | 0 | 0 | 0 | 0 | 0 | 0 | 1.5386 | 0.0034743 | 0 | 0.00087407 | 0.0043484 | 0.027857 | 0 | 0.0052733 | 0.03313 | 0 | 78
7158_G_GT2 | PJM West | Ohio | 39 | Butler | 17 | 7158 | GT2 | Woodsdale | 18700 | 1992 | 9999 | Combustion Turbine |  |  |  | H2O |  | Fossil | G | 2030 | NaturalGas |  | 0.01022 | 0 | 0.0025712 | 0.012791 | 0 | 0 | 0 | 0 | 0 | 0 | 0 | 0 | 0 | 0 | 0 | 0 | 0.54654 | 0 | 0.1375 | 0.68403 | 0.59829 | 0 | 0.15052 | 0.74881 | 7.1542e-10 | 0 | 1.7998e-10 | 8.954e-10 | 0.00073116 | 0 | 0.00018394 | 0.0009151 | 0 | 0 | 0 | 0 | 0 | 0 | 0 | 0 | 1.578 | 0.0035634 | 0 | 0.00089648 | 0.0044599 | 0.027232 | 0 | 0.0051549 | 0.032386 | 0 | 80
7158_G_GT3 | PJM West | Ohio | 39 | Butler | 17 | 7158 | GT3 | Woodsdale | 18700 | 1992 | 9999 | Combustion Turbine |  |  |  | H2O |  | Fossil | G | 2030 | NaturalGas |  | 0.01022 | 0 | 0.0025712 | 0.012791 | 0 | 0 | 0 | 0 | 0 | 0 | 0 | 0 | 0 | 0 | 0 | 0 | 0.54654 | 0 | 0.1375 | 0.68403 | 0.59829 | 0 | 0.15052 | 0.74881 | 7.1542e-10 | 0 | 1.7998e-10 | 8.954e-10 | 0.00071276 | 0 | 0.00017932 | 0.00089208 | 0 | 0 | 0 | 0 | 0 | 0 | 0 | 0 | 1.578 | 0.0035634 | 0 | 0.00089648 | 0.0044599 | 0.027232 | 0 | 0.0051549 | 0.032386 | 0 | 80
7158_G_GT4 | PJM West | Ohio | 39 | Butler | 17 | 7158 | GT4 | Woodsdale | 19621 | 1992 | 9999 | Combustion Turbine |  |  |  | H2O |  | Fossil | G | 2030 | NaturalGas |  | 0.010456 | 0 | 0.0026304 | 0.013086 | 0 | 0 | 0 | 0 | 0 | 0 | 0 | 0 | 0 | 0 | 0 | 0 | 0.53287 | 0 | 0.13406 | 0.66693 | 0.61207 | 0 | 0.15398 | 0.76605 | 7.3189e-10 | 0 | 1.8413e-10 | 9.1601e-10 | 0.00073351 | 0 | 0.00018453 | 0.00091804 | 0 | 0 | 0 | 0 | 0 | 0 | 0 | 0 | 1.5386 | 0.0034743 | 0 | 0.00087407 | 0.0043484 | 0.027858 | 0 | 0.0052735 | 0.033132 | 0 | 78
7158_G_GT5 | PJM West | Ohio | 39 | Butler | 17 | 7158 | GT5 | Woodsdale | 18700 | 1992 | 9999 | Combustion Turbine |  |  |  | H2O |  | Fossil | G | 2030 | NaturalGas |  | 0.01022 | 0 | 0.0025712 | 0.012791 | 0 | 0 | 0 | 0 | 0 | 0 | 0 | 0 | 0 | 0 | 0 | 0 | 0.54654 | 0 | 0.1375 | 0.68403 | 0.59829 | 0 | 0.15052 | 0.74881 | 7.1542e-10 | 0 | 1.7998e-10 | 8.954e-10 | 0.00068373 | 0 | 0.00017201 | 0.00085575 | 0 | 0 | 0 | 0 | 0 | 0 | 0 | 0 | 1.578 | 0.0035634 | 0 | 0.00089648 | 0.0044599 | 0.027232 | 0 | 0.0051549 | 0.032386 | 0 | 80
7158_G_GT6 | PJM West | Ohio | 39 | Butler | 17 | 7158 | GT6 | Woodsdale | 18700 | 1992 | 9999 | Combustion Turbine |  |  |  | H2O |  | Fossil | G | 2030 | NaturalGas |  | 0.01022 | 0 | 0.0025712 | 0.012791 | 0 | 0 | 0 | 0 | 0 | 0 | 0 | 0 | 0 | 0 | 0 | 0 | 0.54654 | 0 | 0.1375 | 0.68403 | 0.59829 | 0 | 0.15052 | 0.74881 | 7.1542e-10 | 0 | 1.7998e-10 | 8.954e-10 | 0.00063667 | 0 | 0.00016017 | 0.00079684 | 0 | 0 | 0 | 0 | 0 | 0 | 0 | 0 | 1.578 | 0.0035634 | 0 | 0.00089648 | 0.0044599 | 0.027232 | 0 | 0.0051549 | 0.032386 | 0 | 80
7159_G_1 | MISO_Wisconsin- Upper Michigan (WUMS) | Wisconsin | 55 | Jefferson | 55 | 7159 | 1 | Concord | 14358 | 1993 | 9999 | Combustion Turbine |  |  |  | H2O |  | Fossil | G | 2030 | Oil |  | 0 | 0 | 0 | 0 | 0 | 0 | 0 | 0 | 0 | 0 | 0 | 0 | 0 | 0 | 0 | 0 | 0 | 0 | 0 | 0 | 0 | 0 | 0 | 0 | 0 | 0 | 0 | 0 | 0 | 0 | 0 | 0 | 0 | 0 | 0 | 0 | 0 | 0 | 0 | 0 | 1.7753 | 0 | 0 | 0 | 0 | 0 | 0 | 0 | 0 | 0 | 90
7159_G_2 | MISO_Wisconsin- Upper Michigan (WUMS) | Wisconsin | 55 | Jefferson | 55 | 7159 | 2 | Concord | 14359 | 1993 | 9999 | Combustion Turbine |  |  |  | H2O |  | Fossil | G | 2030 | Oil |  | 0 | 0 | 0 | 0 | 0 | 0 | 0 | 0 | 0 | 0 | 0 | 0 | 0 | 0 | 0 | 0 | 0 | 0 | 0 | 0 | 0 | 0 | 0 | 0 | 0 | 0 | 0 | 0 | 0 | 0 | 0 | 0 | 0 | 0 | 0 | 0 | 0 | 0 | 0 | 0 | 1.7694 | 0 | 0 | 0 | 0 | 0 | 0 | 0 | 0 | 0 | 89.7
7159_G_3 | MISO_Wisconsin- Upper Michigan (WUMS) | Wisconsin | 55 | Jefferson | 55 | 7159 | 3 | Concord | 14358 | 1994 | 9999 | Combustion Turbine |  |  |  | H2O |  | Fossil | G | 2030 | Oil |  | 0 | 0 | 0 | 0 | 0 | 0 | 0 | 0 | 0 | 0 | 0 | 0 | 0 | 0 | 0 | 0 | 0 | 0 | 0 | 0 | 0 | 0 | 0 | 0 | 0 | 0 | 0 | 0 | 0 | 0 | 0 | 0 | 0 | 0 | 0 | 0 | 0 | 0 | 0 | 0 | 1.7891 | 0 | 0 | 0 | 0 | 0 | 0 | 0 | 0 | 0 | 90.7
7159_G_4 | MISO_Wisconsin- Upper Michigan (WUMS) | Wisconsin | 55 | Jefferson | 55 | 7159 | 4 | Concord | 14358 | 1994 | 9999 | Combustion Turbine |  |  |  | H2O |  | Fossil | G | 2030 | Oil |  | 0 | 0 | 0 | 0 | 0 | 0 | 0 | 0 | 0 | 0 | 0 | 0 | 0 | 0 | 0 | 0 | 0 | 0 | 0 | 0 | 0 | 0 | 0 | 0 | 0 | 0 | 0 | 0 | 0 | 0 | 0 | 0 | 0 | 0 | 0 | 0 | 0 | 0 | 0 | 0 | 1.7989 | 0 | 0 | 0 | 0 | 0 | 0 | 0 | 0 | 0 | 91.2
7164_G_PG3 | WECC_Arizona | Arizona | 4 | Maricopa | 13 | 7164 | PG3 | Waddell | 0 | 1993 | 9999 | Pumped Storage | [5 empty] | Non-Fossil | G | 2030 | Pumps |  | 0 | 0 | 0 | 0 | 0 | 0 | 0 | 0 | 0 | 0 | 0 | 0 | 0 | 0 | 0 | 0 | 4.5427 | 6.1579 | 7.7227 | 18.4234 | 0 | 0 | 0 | 0 | 0 | 0 | 0 | 0 | 0 | 0 | 0 | 0 | 0 | 0 | 0 | 0 | 0 | 0 | 0 | 0 | 0.18285 | 6.9036e-05 | 9.3582e-05 | 0.00011736 | 0.00027998 | 0 | 0 | 0 | 0 | 0 | 10
7164_G_PG6 | WECC_Arizona | Arizona | 4 | Maricopa | 13 | 7164 | PG6 | Waddell | 0 | 1993 | 9999 | Pumped Storage | [5 empty] | Non-Fossil | G | 2030 | Pumps |  | 0 | 0 | 0 | 0 | 0 | 0 | 0 | 0 | 0 | 0 | 0 | 0 | 0 | 0 | 0 | 0 | 4.5427 | 6.1579 | 7.7227 | 18.4234 | 0 | 0 | 0 | 0 | 0 | 0 | 0 | 0 | 0 | 0 | 0 | 0 | 0 | 0 | 0 | 0 | 0 | 0 | 0 | 0 | 0.18285 | 6.9036e-05 | 9.3582e-05 | 0.00011736 | 0.00027998 | 0 | 0 | 0 | 0 | 0 | 10
7164_G_PG7 | WECC_Arizona | Arizona | 4 | Maricopa | 13 | 7164 | PG7 | Waddell | 0 | 1993 | 9999 | Pumped Storage | [5 empty] | Non-Fossil | G | 2030 | Pumps |  | 0 | 0 | 0 | 0 | 0 | 0 | 0 | 0 | 0 | 0 | 0 | 0 | 0 | 0 | 0 | 0 | 4.5427 | 6.1579 | 7.7227 | 18.4234 | 0 | 0 | 0 | 0 | 0 | 0 | 0 | 0 | 0 | 0 | 0 | 0 | 0 | 0 | 0 | 0 | 0 | 0 | 0 | 0 | 0.18285 | 6.9036e-05 | 9.3582e-05 | 0.00011736 | 0.00027998 | 0 | 0 | 0 | 0 | 0 | 10
7164_G_PS1 | WECC_Arizona | Arizona | 4 | Maricopa | 13 | 7164 | PS1 | Waddell | 0 | 1993 | 9999 | Pumped Storage | [5 empty] | Non-Fossil | G | 2030 | Pumps |  | 0 | 0 | 0 | 0 | 0 | 0 | 0 | 0 | 0 | 0 | 0 | 0 | 0 | 0 | 0 | 0 | 4.5427 | 6.1579 | 7.7227 | 18.4234 | 0 | 0 | 0 | 0 | 0 | 0 | 0 | 0 | 0 | 0 | 0 | 0 | 0 | 0 | 0 | 0 | 0 | 0 | 0 | 0 | 0.18285 | 6.9036e-05 | 9.3582e-05 | 0.00011736 | 0.00027998 | 0 | 0 | 0 | 0 | 0 | 10
7166_G_1 | MISO_Arkansas | Arkansas | 5 | Pulaski | 119 | 7166 | 1 | Murray | 0 | 1988 | 9999 | Hydro | [5 empty] | Non-Fossil | G | 2030 | Hydro |  | 0 | 0 | 0 | 0 | 0 | 0 | 0 | 0 | 0 | 0 | 0 | 0 | 0 | 0 | 0 | 0 | 25.835 | 39.0408 | 50.0903 | 114.9661 | 0 | 0 | 0 | 0 | 0 | 0 | 0 | 0 | 0 | 0 | 0 | 0 | 0 | 0 | 0 | 0 | 0 | 0 | 0 | 0 | 0.33513 | 0.035911 | 0.054267 | 0.069625 | 0.1598 | 0 | 0 | 0 | 0 | 0 | 21.2
7166_G_2 | MISO_Arkansas | Arkansas | 5 | Pulaski | 119 | 7166 | 2 | Murray | 0 | 1988 | 9999 | Hydro | [5 empty] | Non-Fossil | G | 2030 | Hydro |  | 0 | 0 | 0 | 0 | 0 | 0 | 0 | 0 | 0 | 0 | 0 | 0 | 0 | 0 | 0 | 0 | 25.835 | 39.0408 | 50.0903 | 114.9661 | 0 | 0 | 0 | 0 | 0 | 0 | 0 | 0 | 0 | 0 | 0 | 0 | 0 | 0 | 0 | 0 | 0 | 0 | 0 | 0 | 0.33513 | 0.035911 | 0.054267 | 0.069625 | 0.1598 | 0 | 0 | 0 | 0 | 0 | 21.2
717_G_1 | SERC_Southeastern | Georgia | 13 | Fulton | 121 | 717 | 1 | Morgan Falls | 0 | 1903 | 9999 | Hydro | [5 empty] | Non-Fossil | G | 2030 | Hydro |  | 0 | 0 | 0 | 0 | 0 | 0 | 0 | 0 | 0 | 0 | 0 | 0 | 0 | 0 | 0 | 0 | 0.64995 | 0.70619 | 0.86364 | 2.2198 | 0 | 0 | 0 | 0 | 0 | 0 | 0 | 0 | 0 | 0 | 0 | 0 | 0 | 0 | 0 | 0 | 0 | 0 | 0 | 0 | 0.023712 | 0.00090343 | 0.00098161 | 0.0012005 | 0.0030855 | 0 | 0 | 0 | 0 | 0 | 1.5
717_G_2 | SERC_Southeastern | Georgia | 13 | Fulton | 121 | 717 | 2 | Morgan Falls | 0 | 1903 | 9999 | Hydro | [5 empty] | Non-Fossil | G | 2030 | Hydro |  | 0 | 0 | 0 | 0 | 0 | 0 | 0 | 0 | 0 | 0 | 0 | 0 | 0 | 0 | 0 | 0 | 0.64995 | 0.70619 | 0.86364 | 2.2198 | 0 | 0 | 0 | 0 | 0 | 0 | 0 | 0 | 0 | 0 | 0 | 0 | 0 | 0 | 0 | 0 | 0 | 0 | 0 | 0 | 0.023712 | 0.00090343 | 0.00098161 | 0.0012005 | 0.0030855 | 0 | 0 | 0 | 0 | 0 | 1.5
717_G_3 | SERC_Southeastern | Georgia | 13 | Fulton | 121 | 717 | 3 | Morgan Falls | 0 | 1903 | 9999 | Hydro | [5 empty] | Non-Fossil | G | 2030 | Hydro |  | 0 | 0 | 0 | 0 | 0 | 0 | 0 | 0 | 0 | 0 | 0 | 0 | 0 | 0 | 0 | 0 | 0.64995 | 0.70619 | 0.86364 | 2.2198 | 0 | 0 | 0 | 0 | 0 | 0 | 0 | 0 | 0 | 0 | 0 | 0 | 0 | 0 | 0 | 0 | 0 | 0 | 0 | 0 | 0.023712 | 0.00090343 | 0.00098161 | 0.0012005 | 0.0030855 | 0 | 0 | 0 | 0 | 0 | 1.5
717_G_4 | SERC_Southeastern | Georgia | 13 | Fulton | 121 | 717 | 4 | Morgan Falls | 0 | 1903 | 9999 | Hydro | [5 empty] | Non-Fossil | G | 2030 | Hydro |  | 0 | 0 | 0 | 0 | 0 | 0 | 0 | 0 | 0 | 0 | 0 | 0 | 0 | 0 | 0 | 0 | 0.64995 | 0.70619 | 0.86364 | 2.2198 | 0 | 0 | 0 | 0 | 0 | 0 | 0 | 0 | 0 | 0 | 0 | 0 | 0 | 0 | 0 | 0 | 0 | 0 | 0 | 0 | 0.023712 | 0.00090343 | 0.00098161 | 0.0012005 | 0.0030855 | 0 | 0 | 0 | 0 | 0 | 1.5
717_G_5 | SERC_Southeastern | Georgia | 13 | Fulton | 121 | 717 | 5 | Morgan Falls | 0 | 1903 | 9999 | Hydro | [5 empty] | Non-Fossil | G | 2030 | Hydro |  | 0 | 0 | 0 | 0 | 0 | 0 | 0 | 0 | 0 | 0 | 0 | 0 | 0 | 0 | 0 | 0 | 0.64995 | 0.70619 | 0.86364 | 2.2198 | 0 | 0 | 0 | 0 | 0 | 0 | 0 | 0 | 0 | 0 | 0 | 0 | 0 | 0 | 0 | 0 | 0 | 0 | 0 | 0 | 0.023712 | 0.00090343 | 0.00098161 | 0.0012005 | 0.0030855 | 0 | 0 | 0 | 0 | 0 | 1.5
717_G_6 | SERC_Southeastern | Georgia | 13 | Fulton | 121 | 717 | 6 | Morgan Falls | 0 | 1903 | 9999 | Hydro | [5 empty] | Non-Fossil | G | 2030 | Hydro |  | 0 | 0 | 0 | 0 | 0 | 0 | 0 | 0 | 0 | 0 | 0 | 0 | 0 | 0 | 0 | 0 | 0.64995 | 0.70619 | 0.86364 | 2.2198 | 0 | 0 | 0 | 0 | 0 | 0 | 0 | 0 | 0 | 0 | 0 | 0 | 0 | 0 | 0 | 0 | 0 | 0 | 0 | 0 | 0.023712 | 0.00090343 | 0.00098161 | 0.0012005 | 0.0030855 | 0 | 0 | 0 | 0 | 0 | 1.5
717_G_7 | SERC_Southeastern | Georgia | 13 | Fulton | 121 | 717 | 7 | Morgan Falls | 0 | 1903 | 9999 | Hydro | [5 empty] | Non-Fossil | G | 2030 | Hydro |  | 0 | 0 | 0 | 0 | 0 | 0 | 0 | 0 | 0 | 0 | 0 | 0 | 0 | 0 | 0 | 0 | 0.64995 | 0.70619 | 0.86364 | 2.2198 | 0 | 0 | 0 | 0 | 0 | 0 | 0 | 0 | 0 | 0 | 0 | 0 | 0 | 0 | 0 | 0 | 0 | 0 | 0 | 0 | 0.023712 | 0.00090343 | 0.00098161 | 0.0012005 | 0.0030855 | 0 | 0 | 0 | 0 | 0 | 1.5
7179_G_1 | WECC_Arizona | Arizona | 4 | La Paz | 12 | 7179 | 1 | Headgate Rock | 0 | 1993 | 9999 | Hydro | [5 empty] | Non-Fossil | G | 2030 | Hydro |  | 0 | 0 | 0 | 0 | 0 | 0 | 0 | 0 | 0 | 0 | 0 | 0 | 0 | 0 | 0 | 0 | 3.8415 | 5.2147 | 7.329 | 16.3852 | 0 | 0 | 0 | 0 | 0 | 0 | 0 | 0 | 0 | 0 | 0 | 0 | 0 | 0 | 0 | 0 | 0 | 0 | 0 | 0 | 0.10275 | 0.0053397 | 0.0072484 | 0.010187 | 0.022775 | 0 | 0 | 0 | 0 | 0 | 6.5
7179_G_2 | WECC_Arizona | Arizona | 4 | La Paz | 12 | 7179 | 2 | Headgate Rock | 0 | 1993 | 9999 | Hydro | [5 empty] | Non-Fossil | G | 2030 | Hydro |  | 0 | 0 | 0 | 0 | 0 | 0 | 0 | 0 | 0 | 0 | 0 | 0 | 0 | 0 | 0 | 0 | 3.8415 | 5.2147 | 7.329 | 16.3852 | 0 | 0 | 0 | 0 | 0 | 0 | 0 | 0 | 0 | 0 | 0 | 0 | 0 | 0 | 0 | 0 | 0 | 0 | 0 | 0 | 0.10275 | 0.0053397 | 0.0072484 | 0.010187 | 0.022775 | 0 | 0 | 0 | 0 | 0 | 6.5
7179_G_3 | WECC_Arizona | Arizona | 4 | La Paz | 12 | 7179 | 3 | Headgate Rock | 0 | 1993 | 9999 | Hydro | [5 empty] | Non-Fossil | G | 2030 | Hydro |  | 0 | 0 | 0 | 0 | 0 | 0 | 0 | 0 | 0 | 0 | 0 | 0 | 0 | 0 | 0 | 0 | 3.8415 | 5.2147 | 7.329 | 16.3852 | 0 | 0 | 0 | 0 | 0 | 0 | 0 | 0 | 0 | 0 | 0 | 0 | 0 | 0 | 0 | 0 | 0 | 0 | 0 | 0 | 0.10275 | 0.0053397 | 0.0072484 | 0.010187 | 0.022775 | 0 | 0 | 0 | 0 | 0 | 6.5
718_G_1 | SERC_Southeastern | Georgia | 13 | Rabun | 241 | 718 | 1 | Nacoochee | 0 | 1926 | 9999 | Hydro | [5 empty] | Non-Fossil | G | 2030 | Hydro |  | 0 | 0 | 0 | 0 | 0 | 0 | 0 | 0 | 0 | 0 | 0 | 0 | 0 | 0 | 0 | 0 | 1.2999 | 1.4124 | 1.7273 | 4.4396 | 0 | 0 | 0 | 0 | 0 | 0 | 0 | 0 | 0 | 0 | 0 | 0 | 0 | 0 | 0 | 0 | 0 | 0 | 0 | 0 | 0.047425 | 0.0018069 | 0.0019632 | 0.0024009 | 0.006171 | 0 | 0 | 0 | 0 | 0 | 3
718_G_2 | SERC_Southeastern | Georgia | 13 | Rabun | 241 | 718 | 2 | Nacoochee | 0 | 1926 | 9999 | Hydro | [5 empty] | Non-Fossil | G | 2030 | Hydro |  | 0 | 0 | 0 | 0 | 0 | 0 | 0 | 0 | 0 | 0 | 0 | 0 | 0 | 0 | 0 | 0 | 1.2999 | 1.4124 | 1.7273 | 4.4396 | 0 | 0 | 0 | 0 | 0 | 0 | 0 | 0 | 0 | 0 | 0 | 0 | 0 | 0 | 0 | 0 | 0 | 0 | 0 | 0 | 0.047425 | 0.0018069 | 0.0019632 | 0.0024009 | 0.006171 | 0 | 0 | 0 | 0 | 0 | 3
7189_G_1 | WECC_Northern California (not including BANC) | California | 6 | Shasta | 89 | 7189 | 1 | Whiskeytown | 0 | 1986 | 9999 | Hydro | [5 empty] | Non-Fossil | G | 2030 | Hydro |  | 0 | 0 | 0 | 0 | 0 | 0 | 0 | 0 | 0 | 0 | 0 | 0 | 0 | 0 | 0 | 0 | 1.7319 | 2.7619 | 5.2338 | 9.7276 | 0 | 0 | 0 | 0 | 0 | 0 | 0 | 0 | 0 | 0 | 0 | 0 | 0 | 0 | 0 | 0 | 0 | 0 | 0 | 0 | 0.055329 | 0.0024073 | 0.0038391 | 0.007275 | 0.013521 | 0 | 0 | 0 | 0 | 0 | 3.5
719_G_1 | SERC_Southeastern | Georgia | 13 | Muscogee | 215 | 719 | 1 | North Highlands | 0 | 1963 | 9999 | Hydro | [5 empty] | Non-Fossil | G | 2030 | Hydro |  | 0 | 0 | 0 | 0 | 0 | 0 | 0 | 0 | 0 | 0 | 0 | 0 | 0 | 0 | 0 | 0 | 4.6363 | 5.0375 | 6.1606 | 15.8344 | 0 | 0 | 0 | 0 | 0 | 0 | 0 | 0 | 0 | 0 | 0 | 0 | 0 | 0 | 0 | 0 | 0 | 0 | 0 | 0 | 0.16915 | 0.0064444 | 0.0070021 | 0.0085632 | 0.02201 | 0 | 0 | 0 | 0 | 0 | 10.7
719_G_2 | SERC_Southeastern | Georgia | 13 | Muscogee | 215 | 719 | 2 | North Highlands | 0 | 1963 | 9999 | Hydro | [5 empty] | Non-Fossil | G | 2030 | Hydro |  | 0 | 0 | 0 | 0 | 0 | 0 | 0 | 0 | 0 | 0 | 0 | 0 | 0 | 0 | 0 | 0 | 4.6363 | 5.0375 | 6.1606 | 15.8344 | 0 | 0 | 0 | 0 | 0 | 0 | 0 | 0 | 0 | 0 | 0 | 0 | 0 | 0 | 0 | 0 | 0 | 0 | 0 | 0 | 0.16915 | 0.0064444 | 0.0070021 | 0.0085632 | 0.02201 | 0 | 0 | 0 | 0 | 0 | 10.7
719_G_3 | SERC_Southeastern | Georgia | 13 | Muscogee | 215 | 719 | 3 | North Highlands | 0 | 1963 | 9999 | Hydro | [5 empty] | Non-Fossil | G | 2030 | Hydro |  | 0 | 0 | 0 | 0 | 0 | 0 | 0 | 0 | 0 | 0 | 0 | 0 | 0 | 0 | 0 | 0 | 4.6363 | 5.0375 | 6.1606 | 15.8344 | 0 | 0 | 0 | 0 | 0 | 0 | 0 | 0 | 0 | 0 | 0 | 0 | 0 | 0 | 0 | 0 | 0 | 0 | 0 | 0 | 0.16915 | 0.0064444 | 0.0070021 | 0.0085632 | 0.02201 | 0 | 0 | 0 | 0 | 0 | 10.7
719_G_4 | SERC_Southeastern | Georgia | 13 | Muscogee | 215 | 719 | 4 | North Highlands | 0 | 1963 | 9999 | Hydro | [5 empty] | Non-Fossil | G | 2030 | Hydro |  | 0 | 0 | 0 | 0 | 0 | 0 | 0 | 0 | 0 | 0 | 0 | 0 | 0 | 0 | 0 | 0 | 0.99659 | 1.0828 | 1.3242 | 3.4037 | 0 | 0 | 0 | 0 | 0 | 0 | 0 | 0 | 0 | 0 | 0 | 0 | 0 | 0 | 0 | 0 | 0 | 0 | 0 | 0 | 0.036359 | 0.0013853 | 0.0015051 | 0.0018407 | 0.0047311 | 0 | 0 | 0 | 0 | 0 | 2.3
7190_G_1 | WECC_Idaho | Idaho | 16 | Cassia | 31 | 7190 | 1 | Milner Hydro | 0 | 1992 | 9999 | Hydro | [5 empty] | Non-Fossil | G | 2030 | Hydro |  | 0 | 0 | 0 | 0 | 0 | 0 | 0 | 0 | 0 | 0 | 0 | 0 | 0 | 0 | 0 | 0 | 34.8023 | 47.9503 | 77.6852 | 160.4377 | 0 | 0 | 0 | 0 | 0 | 0 | 0 | 0 | 0 | 0 | 0 | 0 | 0 | 0 | 0 | 0 | 0 | 0 | 0 | 0 | 0.75563 | 0.048375 | 0.066651 | 0.10798 | 0.22301 | 0 | 0 | 0 | 0 | 0 | 47.8
7190_G_2 | WECC_Idaho | Idaho | 16 | Cassia | 31 | 7190 | 2 | Milner Hydro | 0 | 1992 | 9999 | Hydro | [5 empty] | Non-Fossil | G | 2030 | Hydro |  | 0 | 0 | 0 | 0 | 0 | 0 | 0 | 0 | 0 | 0 | 0 | 0 | 0 | 0 | 0 | 0 | 9.101 | 12.5393 | 20.3152 | 41.9555 | 0 | 0 | 0 | 0 | 0 | 0 | 0 | 0 | 0 | 0 | 0 | 0 | 0 | 0 | 0 | 0 | 0 | 0 | 0 | 0 | 0.1976 | 0.01265 | 0.01743 | 0.028238 | 0.058318 | 0 | 0 | 0 | 0 | 0 | 12.5
7190_G_3 | WECC_Idaho | Idaho | 16 | Cassia | 31 | 7190 | 3 | Milner Hydro | 0 | 1992 | 9999 | Hydro | [5 empty] | Non-Fossil | G | 2030 | Hydro |  | 0 | 0 | 0 | 0 | 0 | 0 | 0 | 0 | 0 | 0 | 0 | 0 | 0 | 0 | 0 | 0 | 0.58246 | 0.80252 | 1.3002 | 2.6852 | 0 | 0 | 0 | 0 | 0 | 0 | 0 | 0 | 0 | 0 | 0 | 0 | 0 | 0 | 0 | 0 | 0 | 0 | 0 | 0 | 0.012647 | 0.00080963 | 0.0011155 | 0.0018072 | 0.0037324 | 0 | 0 | 0 | 0 | 0 | 0.8
7191_G_1 | SERC_Southeastern | Georgia | 13 | Clarke | 59 | 7191 | 1 | Tallassee Hydro Project | 0 | 1986 | 9999 | Hydro | [5 empty] | Non-Fossil | G | 2030 | Hydro |  | 0 | 0 | 0 | 0 | 0 | 0 | 0 | 0 | 0 | 0 | 0 | 0 | 0 | 0 | 0 | 0 | 1.6162 | 1.7836 | 2.1941 | 5.5939 | 0 | 0 | 0 | 0 | 0 | 0 | 0 | 0 | 0 | 0 | 0 | 0 | 0 | 0 | 0 | 0 | 0 | 0 | 0 | 0 | 0.031616 | 0.0022465 | 0.0024792 | 0.0030498 | 0.0077755 | 0 | 0 | 0 | 0 | 0 | 2
7191_G_2 | SERC_Southeastern | Georgia | 13 | Clarke | 59 | 7191 | 2 | Tallassee Hydro Project | 0 | 1986 | 9999 | Hydro | [5 empty] | Non-Fossil | G | 2030 | Hydro |  | 0 | 0 | 0 | 0 | 0 | 0 | 0 | 0 | 0 | 0 | 0 | 0 | 0 | 0 | 0 | 0 | 0.080808 | 0.089181 | 0.10971 | 0.27969 | 0 | 0 | 0 | 0 | 0 | 0 | 0 | 0 | 0 | 0 | 0 | 0 | 0 | 0 | 0 | 0 | 0 | 0 | 0 | 0 | 0.0015808 | 0.00011232 | 0.00012396 | 0.00015249 | 0.00038877 | 0 | 0 | 0 | 0 | 0 | 0.1
72_G_1 | WECC_Southern California Edison | California | 6 | Los Angeles | 37 | 72 | 1 | Venice Hydro | 0 | 1982 | 9999 | Hydro | [5 empty] | Non-Fossil | G | 2030 | Hydro |  | 0 | 0 | 0 | 0 | 0 | 0 | 0 | 0 | 0 | 0 | 0 | 0 | 0 | 0 | 0 | 0 | 4.0381 | 6.502 | 12.5141 | 23.0541 | 0 | 0 | 0 | 0 | 0 | 0 | 0 | 0 | 0 | 0 | 0 | 0 | 0 | 0 | 0 | 0 | 0 | 0 | 0 | 0 | 0.15966 | 0.005613 | 0.0090377 | 0.017395 | 0.032045 | 0 | 0 | 0 | 0 | 0 | 10.1
720_G_1 | SERC_Southeastern | Georgia | 13 | Muscogee | 215 | 720 | 1 | Oliver Dam | 0 | 1959 | 9999 | Hydro | [5 empty] | Non-Fossil | G | 2030 | Hydro |  | 0 | 0 | 0 | 0 | 0 | 0 | 0 | 0 | 0 | 0 | 0 | 0 | 0 | 0 | 0 | 0 | 7.6694 | 8.3331 | 10.1909 | 26.1934 | 0 | 0 | 0 | 0 | 0 | 0 | 0 | 0 | 0 | 0 | 0 | 0 | 0 | 0 | 0 | 0 | 0 | 0 | 0 | 0 | 0.27981 | 0.01066 | 0.011583 | 0.014165 | 0.036409 | 0 | 0 | 0 | 0 | 0 | 17.7
720_G_2 | SERC_Southeastern | Georgia | 13 | Muscogee | 215 | 720 | 2 | Oliver Dam | 0 | 1959 | 9999 | Hydro | [5 empty] | Non-Fossil | G | 2030 | Hydro |  | 0 | 0 | 0 | 0 | 0 | 0 | 0 | 0 | 0 | 0 | 0 | 0 | 0 | 0 | 0 | 0 | 7.6694 | 8.3331 | 10.1909 | 26.1934 | 0 | 0 | 0 | 0 | 0 | 0 | 0 | 0 | 0 | 0 | 0 | 0 | 0 | 0 | 0 | 0 | 0 | 0 | 0 | 0 | 0.27981 | 0.01066 | 0.011583 | 0.014165 | 0.036409 | 0 | 0 | 0 | 0 | 0 | 17.7
720_G_3 | SERC_Southeastern | Georgia | 13 | Muscogee | 215 | 720 | 3 | Oliver Dam | 0 | 1959 | 9999 | Hydro | [5 empty] | Non-Fossil | G | 2030 | Hydro |  | 0 | 0 | 0 | 0 | 0 | 0 | 0 | 0 | 0 | 0 | 0 | 0 | 0 | 0 | 0 | 0 | 7.6694 | 8.3331 | 10.1909 | 26.1934 | 0 | 0 | 0 | 0 | 0 | 0 | 0 | 0 | 0 | 0 | 0 | 0 | 0 | 0 | 0 | 0 | 0 | 0 | 0 | 0 | 0.27981 | 0.01066 | 0.011583 | 0.014165 | 0.036409 | 0 | 0 | 0 | 0 | 0 | 17.7
720_G_4 | SERC_Southeastern | Georgia | 13 | Muscogee | 215 | 720 | 4 | Oliver Dam | 0 | 1959 | 9999 | Hydro | [5 empty] | Non-Fossil | G | 2030 | Hydro |  | 0 | 0 | 0 | 0 | 0 | 0 | 0 | 0 | 0 | 0 | 0 | 0 | 0 | 0 | 0 | 0 | 2.5565 | 2.7777 | 3.397 | 8.7311 | 0 | 0 | 0 | 0 | 0 | 0 | 0 | 0 | 0 | 0 | 0 | 0 | 0 | 0 | 0 | 0 | 0 | 0 | 0 | 0 | 0.093269 | 0.0035535 | 0.003861 | 0.0047218 | 0.012136 | 0 | 0 | 0 | 0 | 0 | 5.9
7200_G_1 | MISO_WOTAB (including Western) | Texas | 48 | Jasper | 241 | 7200 | 1 | Robert D Willis | 0 | 1989 | 9999 | Hydro | [5 empty] | Non-Fossil | G | 2030 | Hydro |  | 0 | 0 | 0 | 0 | 0 | 0 | 0 | 0 | 0 | 0 | 0 | 0 | 0 | 0 | 0 | 0 | 4.8745 | 7.3662 | 9.451 | 21.6917 | 0 | 0 | 0 | 0 | 0 | 0 | 0 | 0 | 0 | 0 | 0 | 0 | 0 | 0 | 0 | 0 | 0 | 0 | 0 | 0 | 0.063233 | 0.0067756 | 0.010239 | 0.013137 | 0.030151 | 0 | 0 | 0 | 0 | 0 | 4
7200_G_2 | MISO_WOTAB (including Western) | Texas | 48 | Jasper | 241 | 7200 | 2 | Robert D Willis | 0 | 1989 | 9999 | Hydro | [5 empty] | Non-Fossil | G | 2030 | Hydro |  | 0 | 0 | 0 | 0 | 0 | 0 | 0 | 0 | 0 | 0 | 0 | 0 | 0 | 0 | 0 | 0 | 4.8745 | 7.3662 | 9.451 | 21.6917 | 0 | 0 | 0 | 0 | 0 | 0 | 0 | 0 | 0 | 0 | 0 | 0 | 0 | 0 | 0 | 0 | 0 | 0 | 0 | 0 | 0.063233 | 0.0067756 | 0.010239 | 0.013137 | 0.030151 | 0 | 0 | 0 | 0 | 0 | 4
7203_G_CT1 | MISO_Wisconsin- Upper Michigan (WUMS) | Wisconsin | 55 | Fond Du Lac | 39 | 7203 | CT1 | South Fond Du Lac | 13955 | 1993 | 9999 | Combustion Turbine |  |  |  | H2O |  | Fossil | G | 2030 | Oil |  | 0 | 0 | 0 | 0 | 0 | 0 | 0 | 0 | 0 | 0 | 0 | 0 | 0 | 0 | 0 | 0 | 0 | 0 | 0 | 0 | 0 | 0 | 0 | 0 | 0 | 0 | 0 | 0 | 0 | 0 | 0 | 0 | 0 | 0 | 0 | 0 | 0 | 0 | 0 | 0 | 1.5701 | 0 | 0 | 0 | 0 | 0 | 0 | 0 | 0 | 0 | 79.6
7203_G_CT2 | MISO_Wisconsin- Upper Michigan (WUMS) | Wisconsin | 55 | Fond Du Lac | 39 | 7203 | CT2 | South Fond Du Lac | 13959 | 1994 | 9999 | Combustion Turbine |  |  |  | H2O |  | Fossil | G | 2030 | Oil |  | 0 | 0 | 0 | 0 | 0 | 0 | 0 | 0 | 0 | 0 | 0 | 0 | 0 | 0 | 0 | 0 | 0 | 0 | 0 | 0 | 0 | 0 | 0 | 0 | 0 | 0 | 0 | 0 | 0 | 0 | 0 | 0 | 0 | 0 | 0 | 0 | 0 | 0 | 0 | 0 | 1.5583 | 0 | 0 | 0 | 0 | 0 | 0 | 0 | 0 | 0 | 79
7203_G_CT3 | MISO_Wisconsin- Upper Michigan (WUMS) | Wisconsin | 55 | Fond Du Lac | 39 | 7203 | CT3 | South Fond Du Lac | 13964 | 1994 | 9999 | Combustion Turbine |  |  |  | H2O |  | Fossil | G | 2030 | Oil |  | 0 | 0 | 0 | 0 | 0 | 0 | 0 | 0 | 0 | 0 | 0 | 0 | 0 | 0 | 0 | 0 | 0 | 0 | 0 | 0 | 0 | 0 | 0 | 0 | 0 | 0 | 0 | 0 | 0 | 0 | 0 | 0 | 0 | 0 | 0 | 0 | 0 | 0 | 0 | 0 | 1.5977 | 0 | 0 | 0 | 0 | 0 | 0 | 0 | 0 | 0 | 81
7203_G_CT4 | MISO_Wisconsin- Upper Michigan (WUMS) | Wisconsin | 55 | Fond Du Lac | 39 | 7203 | CT4 | South Fond Du Lac | 13949 | 1996 | 9999 | Combustion Turbine |  |  |  | H2O |  | Fossil | G | 2030 | Oil |  | 0 | 0 | 0 | 0 | 0 | 0 | 0 | 0 | 0 | 0 | 0 | 0 | 0 | 0 | 0 | 0 | 0 | 0 | 0 | 0 | 0 | 0 | 0 | 0 | 0 | 0 | 0 | 0 | 0 | 0 | 0 | 0 | 0 | 0 | 0 | 0 | 0 | 0 | 0 | 0 | 1.6313 | 0 | 0 | 0 | 0 | 0 | 0 | 0 | 0 | 0 | 82.7
7210_B_COP1 | SERC_VACAR | South Carolina | 45 | Orangeburg | 75 | 7210 | COP1 | Cope | 9502 | 1996 | 9999 | Coal Steam | tangential | dry | Baghouse + Dry Scrubber + SCR + Mercury Control | LNC2 | Dry Scrubber | Fossil | B | 2030 | NaturalGas | Coal to Gas | 0 | 0 | 0 | 0 | 0 | 0 | 0 | 0 | 0 | 0 | 0 | 0 | 0 | 0 | 0 | 0 | 0 | 0 | 0 | 0 | 0 | 0 | 0 | 0 | 0 | 0 | 0 | 0 | 0 | 0 | 0 | 0 | 0 | 0 | 0 | 0 | 0 | 0 | 0 | 0 | 11.2583 | 0 | 0 | 0 | 0 | 0 | 0 | 0 | 0 | 0 | 415 | Scrubber / SCR / Mercury Control / Coal to Gas | Dry Scrubber
7212_G_1 | PJM_Dominion | Virginia | 51 | Henrico | 87 | 7212 | 1 | Darbytown | 12340 | 1990 | 9999 | Combustion Turbine |  |  |  | H2O |  | Fossil | G | 2030 | NaturalGas |  | 0.018589 | 0 | 0.039758 | 0.058347 | 0 | 0 | 0 | 0 | 0 | 0 | 0 | 0 | 0 | 0 | 0 | 0 | 1.5064 | 0 | 3.2219 | 4.7283 | 1.0882 | 0 | 2.3274 | 3.4156 | 1.3012e-09 | 0 | 2.7831e-09 | 4.0843e-09 | 0.0014254 | 0 | 0.0030487 | 0.0044741 | 0 | 0 | 0 | 0 | 0 | 0 | 0 | 0 | 2.9586 | 0.0098217 | 0 | 0.021007 | 0.030828 | 0.055776 | 0 | 0.080811 | 0.13659 | 0 | 84
7212_G_2 | PJM_Dominion | Virginia | 51 | Henrico | 87 | 7212 | 2 | Darbytown | 12340 | 1990 | 9999 | Combustion Turbine |  |  |  | H2O |  | Fossil | G | 2030 | NaturalGas |  | 0.018589 | 0 | 0.039758 | 0.058347 | 0 | 0 | 0 | 0 | 0 | 0 | 0 | 0 | 0 | 0 | 0 | 0 | 1.5064 | 0 | 3.2219 | 4.7283 | 1.0882 | 0 | 2.3274 | 3.4156 | 1.3012e-09 | 0 | 2.7831e-09 | 4.0843e-09 | 0.0014424 | 0 | 0.003085 | 0.0045274 | 0 | 0 | 0 | 0 | 0 | 0 | 0 | 0 | 2.9586 | 0.0098217 | 0 | 0.021007 | 0.030828 | 0.055776 | 0 | 0.080811 | 0.13659 | 0 | 84
7212_G_3 | PJM_Dominion | Virginia | 51 | Henrico | 87 | 7212 | 3 | Darbytown | 12340 | 1990 | 9999 | Combustion Turbine |  |  |  | H2O |  | Fossil | G | 2030 | NaturalGas |  | 0.018589 | 0 | 0.039758 | 0.058347 | 0 | 0 | 0 | 0 | 0 | 0 | 0 | 0 | 0 | 0 | 0 | 0 | 1.5064 | 0 | 3.2219 | 4.7283 | 1.0882 | 0 | 2.3274 | 3.4156 | 1.3012e-09 | 0 | 2.7831e-09 | 4.0843e-09 | 0.001446 | 0 | 0.0030928 | 0.0045388 | 0 | 0 | 0 | 0 | 0 | 0 | 0 | 0 | 2.9586 | 0.0098217 | 0 | 0.021007 | 0.030828 | 0.055776 | 0 | 0.080811 | 0.13659 | 0 | 84
7212_G_4 | PJM_Dominion | Virginia | 51 | Henrico | 87 | 7212 | 4 | Darbytown | 12340 | 1990 | 9999 | Combustion Turbine |  |  |  | H2O |  | Fossil | G | 2030 | NaturalGas |  | 0.018589 | 0 | 0.039758 | 0.058347 | 0 | 0 | 0 | 0 | 0 | 0 | 0 | 0 | 0 | 0 | 0 | 0 | 1.5064 | 0 | 3.2219 | 4.7283 | 1.0882 | 0 | 2.3274 | 3.4156 | 1.3012e-09 | 0 | 2.7831e-09 | 4.0843e-09 | 0.001427 | 0 | 0.003052 | 0.004479 | 0 | 0 | 0 | 0 | 0 | 0 | 0 | 0 | 2.9586 | 0.0098217 | 0 | 0.021007 | 0.030828 | 0.055776 | 0 | 0.080811 | 0.13659 | 0 | 84
7213_B_1 | PJM_Dominion | Virginia | 51 | Halifax | 83 | 7213 | 1 | Clover | 10106 | 1995 | 9999 | Coal Steam | tangential | dry | Baghouse + PM Scrubber + Wet Scrubber + SNCR | LNC3 | Wet Scrubber | Fossil | B | 2030 |  | Coal Retirement | 0 | 0 | 0 | 0 | 0 | 0 | 0 | 0 | 0 | 0 | 0 | 0 | 0 | 0 | 0 | 0 | 0 | 0 | 0 | 0 | 0 | 0 | 0 | 0 | 0 | 0 | 0 | 0 | 0 | 0 | 0 | 0 | 0 | 0 | 0 | 0 | 0 | 0 | 0 | 0 | 0 | 0 | 0 | 0 | 0 | 0 | 0 | 0 | 0 | 0 | 440 | Scrubber / SNCR | Wet Scrubber
7213_B_2 | PJM_Dominion | Virginia | 51 | Halifax | 83 | 7213 | 2 | Clover | 10086 | 1996 | 9999 | Coal Steam | tangential | dry | Baghouse + PM Scrubber + Wet Scrubber + SNCR | LNC3 | Wet Scrubber | Fossil | B | 2030 |  | Coal Retirement | 0 | 0 | 0 | 0 | 0 | 0 | 0 | 0 | 0 | 0 | 0 | 0 | 0 | 0 | 0 | 0 | 0 | 0 | 0 | 0 | 0 | 0 | 0 | 0 | 0 | 0 | 0 | 0 | 0 | 0 | 0 | 0 | 0 | 0 | 0 | 0 | 0 | 0 | 0 | 0 | 0 | 0 | 0 | 0 | 0 | 0 | 0 | 0 | 0 | 0 | 437 | Scrubber / SNCR | Wet Scrubber
722_G_1 | SERC_Southeastern | Georgia | 13 | Baldwin | 9 | 722 | 1 | Sinclair Dam | 0 | 1953 | 9999 | Hydro | [5 empty] | Non-Fossil | G | 2030 | Hydro |  | 0 | 0 | 0 | 0 | 0 | 0 | 0 | 0 | 0 | 0 | 0 | 0 | 0 | 0 | 0 | 0 | 17.697 | 19.5305 | 24.0255 | 61.253 | 0 | 0 | 0 | 0 | 0 | 0 | 0 | 0 | 0 | 0 | 0 | 0 | 0 | 0 | 0 | 0 | 0 | 0 | 0 | 0 | 0.3462 | 0.024599 | 0.027147 | 0.033395 | 0.085142 | 0 | 0 | 0 | 0 | 0 | 21.9
722_G_2 | SERC_Southeastern | Georgia | 13 | Baldwin | 9 | 722 | 2 | Sinclair Dam | 0 | 1953 | 9999 | Hydro | [5 empty] | Non-Fossil | G | 2030 | Hydro |  | 0 | 0 | 0 | 0 | 0 | 0 | 0 | 0 | 0 | 0 | 0 | 0 | 0 | 0 | 0 | 0 | 17.697 | 19.5305 | 24.0255 | 61.253 | 0 | 0 | 0 | 0 | 0 | 0 | 0 | 0 | 0 | 0 | 0 | 0 | 0 | 0 | 0 | 0 | 0 | 0 | 0 | 0 | 0.3462 | 0.024599 | 0.027147 | 0.033395 | 0.085142 | 0 | 0 | 0 | 0 | 0 | 21.9
7229_G_1 | WECC_Northern California (not including BANC) | California | 6 | Tehama | 103 | 7229 | 1 | Black Butte | 0 | 1988 | 9999 | Hydro | [5 empty] | Non-Fossil | G | 2030 | Hydro |  | 0 | 0 | 0 | 0 | 0 | 0 | 0 | 0 | 0 | 0 | 0 | 0 | 0 | 0 | 0 | 0 | 3.0185 | 4.8136 | 9.1217 | 16.9538 | 0 | 0 | 0 | 0 | 0 | 0 | 0 | 0 | 0 | 0 | 0 | 0 | 0 | 0 | 0 | 0 | 0 | 0 | 0 | 0 | 0.09643 | 0.0041957 | 0.0066909 | 0.012679 | 0.023566 | 0 | 0 | 0 | 0 | 0 | 6.1
723_G_1 | SERC_Southeastern | Georgia | 13 | Habersham | 137 | 723 | 1 | Tallulah Falls | 0 | 1913 | 9999 | Hydro | [5 empty] | Non-Fossil | G | 2030 | Hydro |  | 0 | 0 | 0 | 0 | 0 | 0 | 0 | 0 | 0 | 0 | 0 | 0 | 0 | 0 | 0 | 0 | 5.2429 | 5.6966 | 6.9667 | 17.9062 | 0 | 0 | 0 | 0 | 0 | 0 | 0 | 0 | 0 | 0 | 0 | 0 | 0 | 0 | 0 | 0 | 0 | 0 | 0 | 0 | 0.19128 | 0.0072876 | 0.0079183 | 0.0096837 | 0.02489 | 0 | 0 | 0 | 0 | 0 | 12.1
723_G_2 | SERC_Southeastern | Georgia | 13 | Habersham | 137 | 723 | 2 | Tallulah Falls | 0 | 1913 | 9999 | Hydro | [5 empty] | Non-Fossil | G | 2030 | Hydro |  | 0 | 0 | 0 | 0 | 0 | 0 | 0 | 0 | 0 | 0 | 0 | 0 | 0 | 0 | 0 | 0 | 5.2429 | 5.6966 | 6.9667 | 17.9062 | 0 | 0 | 0 | 0 | 0 | 0 | 0 | 0 | 0 | 0 | 0 | 0 | 0 | 0 | 0 | 0 | 0 | 0 | 0 | 0 | 0.19128 | 0.0072876 | 0.0079183 | 0.0096837 | 0.02489 | 0 | 0 | 0 | 0 | 0 | 12.1
723_G_3 | SERC_Southeastern | Georgia | 13 | Habersham | 137 | 723 | 3 | Tallulah Falls | 0 | 1914 | 9999 | Hydro | [5 empty] | Non-Fossil | G | 2030 | Hydro |  | 0 | 0 | 0 | 0 | 0 | 0 | 0 | 0 | 0 | 0 | 0 | 0 | 0 | 0 | 0 | 0 | 5.2429 | 5.6966 | 6.9667 | 17.9062 | 0 | 0 | 0 | 0 | 0 | 0 | 0 | 0 | 0 | 0 | 0 | 0 | 0 | 0 | 0 | 0 | 0 | 0 | 0 | 0 | 0.19128 | 0.0072876 | 0.0079183 | 0.0096837 | 0.02489 | 0 | 0 | 0 | 0 | 0 | 12.1
723_G_4 | SERC_Southeastern | Georgia | 13 | Habersham | 137 | 723 | 4 | Tallulah Falls | 0 | 1913 | 9999 | Hydro | [5 empty] | Non-Fossil | G | 2030 | Hydro |  | 0 | 0 | 0 | 0 | 0 | 0 | 0 | 0 | 0 | 0 | 0 | 0 | 0 | 0 | 0 | 0 | 5.2862 | 5.7437 | 7.0242 | 18.0542 | 0 | 0 | 0 | 0 | 0 | 0 | 0 | 0 | 0 | 0 | 0 | 0 | 0 | 0 | 0 | 0 | 0 | 0 | 0 | 0 | 0.19286 | 0.0073479 | 0.0079838 | 0.0097637 | 0.025095 | 0 | 0 | 0 | 0 | 0 | 12.2
723_G_5 | SERC_Southeastern | Georgia | 13 | Habersham | 137 | 723 | 5 | Tallulah Falls | 0 | 1913 | 9999 | Hydro | [5 empty] | Non-Fossil | G | 2030 | Hydro |  | 0 | 0 | 0 | 0 | 0 | 0 | 0 | 0 | 0 | 0 | 0 | 0 | 0 | 0 | 0 | 0 | 5.2862 | 5.7437 | 7.0242 | 18.0542 | 0 | 0 | 0 | 0 | 0 | 0 | 0 | 0 | 0 | 0 | 0 | 0 | 0 | 0 | 0 | 0 | 0 | 0 | 0 | 0 | 0.19286 | 0.0073479 | 0.0079838 | 0.0097637 | 0.025095 | 0 | 0 | 0 | 0 | 0 | 12.2
723_G_6 | SERC_Southeastern | Georgia | 13 | Habersham | 137 | 723 | 6 | Tallulah Falls | 0 | 1920 | 9999 | Hydro | [5 empty] | Non-Fossil | G | 2030 | Hydro |  | 0 | 0 | 0 | 0 | 0 | 0 | 0 | 0 | 0 | 0 | 0 | 0 | 0 | 0 | 0 | 0 | 5.2862 | 5.7437 | 7.0242 | 18.0542 | 0 | 0 | 0 | 0 | 0 | 0 | 0 | 0 | 0 | 0 | 0 | 0 | 0 | 0 | 0 | 0 | 0 | 0 | 0 | 0 | 0.19286 | 0.0073479 | 0.0079838 | 0.0097637 | 0.025095 | 0 | 0 | 0 | 0 | 0 | 12.2
7231_G_1 | WECC_Northern California (not including BANC) | California | 6 | Santa Clara | 85 | 7231 | 1 | Gianera | 15358 | 1987 | 9999 | Combustion Turbine | [5 empty] | Fossil | G | 2030 | Oil |  | 0 | 0 | 0 | 0 | 0 | 0 | 0 | 0 | 0 | 0 | 0 | 0 | 0 | 0 | 0 | 0 | 0 | 0 | 0 | 0 | 0 | 0 | 0 | 0 | 0 | 0 | 0 | 0 | 0 | 0 | 0 | 0 | 0 | 0 | 0 | 0 | 0 | 0 | 0 | 0 | 1.1339 | 0 | 0 | 0 | 0 | 0 | 0 | 0 | 0 | 0 | 24.8
7231_G_2 | WECC_Northern California (not including BANC) | California | 6 | Santa Clara | 85 | 7231 | 2 | Gianera | 15362 | 1986 | 9999 | Combustion Turbine | [5 empty] | Fossil | G | 2030 | Oil |  | 0 | 0 | 0 | 0 | 0 | 0 | 0 | 0 | 0 | 0 | 0 | 0 | 0 | 0 | 0 | 0 | 0 | 0 | 0 | 0 | 0 | 0 | 0 | 0 | 0 | 0 | 0 | 0 | 0 | 0 | 0 | 0 | 0 | 0 | 0 | 0 | 0 | 0 | 0 | 0 | 1.1339 | 0 | 0 | 0 | 0 | 0 | 0 | 0 | 0 | 0 | 24.8
7232_G_1 | WECC_Northern California (not including BANC) | California | 6 | Santa Clara | 85 | 7232 | 1 | Santa Clara Cogen | 11744 | 1982 | 9999 | Combustion Turbine | [5 empty] | Fossil | G | 2030 | NaturalGas |  | 0 | 0 | 0 | 0 | 0 | 0 | 0 | 0 | 0 | 0 | 0 | 0 | 0 | 0 | 0 | 0 | 0 | 0 | 0 | 0 | 0 | 0 | 0 | 0 | 0 | 0 | 0 | 0 | 0 | 0 | 0 | 0 | 0 | 0 | 0 | 0 | 0 | 0 | 0 | 0 | 0.1634 | 0 | 0 | 0 | 0 | 0 | 0 | 0 | 0 | 0 | 3.5
7232_G_2 | WECC_Northern California (not including BANC) | California | 6 | Santa Clara | 85 | 7232 | 2 | Santa Clara Cogen | 11744 | 1982 | 9999 | Combustion Turbine | [5 empty] | Fossil | G | 2030 | NaturalGas |  | 0 | 0 | 0 | 0 | 0 | 0 | 0 | 0 | 0 | 0 | 0 | 0 | 0 | 0 | 0 | 0 | 0 | 0 | 0 | 0 | 0 | 0 | 0 | 0 | 0 | 0 | 0 | 0 | 0 | 0 | 0 | 0 | 0 | 0 | 0 | 0 | 0 | 0 | 0 | 0 | 0.1634 | 0 | 0 | 0 | 0 | 0 | 0 | 0 | 0 | 0 | 3.5
7233_G_1 | WECC_Colorado | Colorado | 8 | El Paso | 41 | 7233 | 1 | Tesla | 0 | 1997 | 9999 | Hydro | [5 empty] | Non-Fossil | G | 2030 | Hydro |  | 0 | 0 | 0 | 0 | 0 | 0 | 0 | 0 | 0 | 0 | 0 | 0 | 0 | 0 | 0 | 0 | 15.6857 | 16.9166 | 29.816 | 62.4183 | 0 | 0 | 0 | 0 | 0 | 0 | 0 | 0 | 0 | 0 | 0 | 0 | 0 | 0 | 0 | 0 | 0 | 0 | 0 | 0 | 0.44263 | 0.021803 | 0.023514 | 0.041444 | 0.086761 | 0 | 0 | 0 | 0 | 0 | 28
7237_G_4 | MISO_Minnesota and Western Wisconsin | South Dakota | 46 | Minnehaha | 99 | 7237 | 4 | Angus Anson | 12119 | 2005 | 9999 | Combustion Turbine |  |  |  | DLNB |  | Fossil | G | 2030 | NaturalGas |  | 0 | 0 | 0 | 0 | 0 | 0 | 0 | 0 | 0 | 0 | 0 | 0 | 0 | 0 | 0 | 0 | 0 | 0 | 0 | 0 | 0 | 0 | 0 | 0 | 0 | 0 | 0 | 0 | 0 | 0 | 0 | 0 | 0 | 0 | 0 | 0 | 0 | 0 | 0 | 0 | 2.8996 | 0 | 0 | 0 | 0 | 0 | 0 | 0 | 0 | 0 | 147
7238_G_1 | FRCC | Florida | 12 | Osceola | 97 | 7238 | 1 | Cane Island | 14064 | 1994 | 9999 | Combustion Turbine |  |  |  | H2O |  | Fossil | G | 2030 | NaturalGas |  | 0.0064911 | 0.0038183 | 0.033262 | 0.043572 | 0 | 0 | 0 | 0 | 0 | 0 | 0 | 0 | 0 | 0 | 0 | 0 | 0.46154 | 0.2715 | 2.3651 | 3.0981 | 0.37999 | 0.22352 | 1.9472 | 2.5507 | 4.5438e-10 | 2.6728e-10 | 2.3284e-09 | 3.05e-09 | 0.00029197 | 0.00017175 | 0.0014961 | 0.0019599 | 0 | 0 | 0 | 0 | 0 | 0 | 0 | 0 | 0.63121 | 0.0021785 | 0.0012815 | 0.011163 | 0.014623 | 0.019566 | 0.010137 | 0.10946 | 0.13917 | 0 | 32
7238_G_2 | FRCC | Florida | 12 | Osceola | 97 | 7238 | 2 | Cane Island | 7384 | 1995 | 9999 | Combined Cycle |  |  |  | DLNB + H2O |  | Fossil | G | 2030 | NaturalGas |  | 0.69798 | 0.95552 | 1.2603 | 2.9138 | 0 | 0 | 0 | 0 | 0 | 0 | 0 | 0 | 0 | 0 | 0 | 0 | 94.5258 | 129.4043 | 170.6752 | 394.6052 | 40.8596 | 55.9362 | 73.776 | 170.5718 | 4.8858e-08 | 6.6886e-08 | 8.8219e-08 | 2.0396e-07 | 0.0090309 | 0.012363 | 0.016306 | 0.0377 | 0 | 0 | 0 | 0 | 0 | 0 | 0 | 0 | 2.5864 | 0.2019 | 0.27639 | 0.36454 | 0.84283 | 2.1038 | 2.5367 | 4.1474 | 8.788 | 0 | 69
7238_G_2A | FRCC | Florida | 12 | Osceola | 97 | 7238 | 2A | Cane Island | 7384 | 1995 | 9999 | Combined Cycle | other |  |  | LNB |  | Fossil | G | 2030 | NaturalGas |  | 0.39451 | 0.54008 | 0.71232 | 1.6469 | 0 | 0 | 0 | 0 | 0 | 0 | 0 | 0 | 0 | 0 | 0 | 0 | 53.4276 | 73.1415 | 96.4686 | 223.0377 | 23.0946 | 31.6161 | 41.6995 | 96.4102 | 2.7616e-08 | 3.7805e-08 | 4.9863e-08 | 1.1528e-07 | 0.0051044 | 0.0069879 | 0.0092165 | 0.021309 | 0 | 0 | 0 | 0 | 0 | 0 | 0 | 0 | 1.4619 | 0.11411 | 0.15622 | 0.20605 | 0.47638 | 1.1891 | 1.4338 | 2.3442 | 4.9671 | 0 | 39
7238_G_3 | FRCC | Florida | 12 | Osceola | 97 | 7238 | 3 | Cane Island | 7384 | 2002 | 9999 | Combined Cycle |  |  | SCR | DLNB + H2O |  | Fossil | G | 2030 | NaturalGas |  | 0.60856 | 1.2841 | 2.7397 | 4.6323 | 0 | 0 | 0 | 0 | 0 | 0 | 0 | 0 | 0 | 0 | 0 | 0 | 82.4161 | 173.8968 | 371.0331 | 627.346 | 35.6251 | 75.1685 | 160.3825 | 271.1762 | 4.2599e-08 | 8.9884e-08 | 1.9178e-07 | 3.2426e-07 | 0.0028003 | 0.0059086 | 0.012607 | 0.021316 | 0 | 0 | 0 | 0 | 0 | 0 | 0 | 0 | 4.7382 | 0.27491 | 0.47182 | 0.84783 | 1.5946 | 1.8343 | 3.4089 | 9.0162 | 14.2594 | 0 | 150 | SCR
7238_G_3A | FRCC | Florida | 12 | Osceola | 97 | 7238 | 3A | Cane Island | 7384 | 2002 | 9999 | Combined Cycle |  |  | SCR | DLNB + H2O |  | Fossil | G | 2030 | NaturalGas |  | 0.36514 | 0.77043 | 1.6438 | 2.7794 | 0 | 0 | 0 | 0 | 0 | 0 | 0 | 0 | 0 | 0 | 0 | 0 | 49.4497 | 104.3381 | 222.6199 | 376.4076 | 21.3751 | 45.1011 | 96.2295 | 162.7057 | 2.556e-08 | 5.393e-08 | 1.1507e-07 | 1.9456e-07 | 0.0016802 | 0.0035452 | 0.0075641 | 0.012789 | 0 | 0 | 0 | 0 | 0 | 0 | 0 | 0 | 2.8429 | 0.16494 | 0.28309 | 0.5087 | 0.95673 | 1.1006 | 2.0453 | 5.4097 | 8.5556 | 0 | 90 | SCR
7238_G_4 | FRCC | Florida | 12 | Osceola | 97 | 7238 | 4 | Cane Island | 7384 | 2011 | 9999 | Combined Cycle |  |  | SCR | DLNB |  | Fossil | G | 2030 | NaturalGas |  | 0.64913 | 1.3088 | 2.9224 | 4.8803 | 0 | 0 | 0 | 0 | 0 | 0 | 0 | 0 | 0 | 0 | 0 | 0 | 87.9105 | 177.2536 | 395.7687 | 660.9328 | 38.0001 | 76.6195 | 171.0747 | 285.6944 | 4.5439e-08 | 9.1619e-08 | 2.0456e-07 | 3.4162e-07 | 0.0017813 | 0.0035916 | 0.0080192 | 0.013392 | 0 | 0 | 0 | 0 | 0 | 0 | 0 | 0 | 5.0541 | 0.29323 | 0.48093 | 0.90436 | 1.6785 | 1.9566 | 3.4747 | 9.6172 | 15.0485 | 0 | 160 | SCR
7238_G_4A | FRCC | Florida | 12 | Osceola | 97 | 7238 | 4A | Cane Island | 7384 | 2011 | 9999 | Combined Cycle |  |  | SCR | LNB |  | Fossil | G | 2030 | NaturalGas |  | 0.52742 | 1.0634 | 2.3744 | 3.9653 | 0 | 0 | 0 | 0 | 0 | 0 | 0 | 0 | 0 | 0 | 0 | 0 | 71.4273 | 144.0186 | 321.562 | 537.0079 | 30.8751 | 62.2534 | 138.9982 | 232.1267 | 3.6919e-08 | 7.444e-08 | 1.6621e-07 | 2.7757e-07 | 0.0014473 | 0.0029182 | 0.0065156 | 0.010881 | 0 | 0 | 0 | 0 | 0 | 0 | 0 | 0 | 4.1064 | 0.23825 | 0.39075 | 0.73479 | 1.3638 | 1.5897 | 2.8232 | 7.814 | 12.2269 | 0 | 130 | SCR
724_G_1 | SERC_Southeastern | Georgia | 13 | Rabun | 241 | 724 | 1 | Terrora | 0 | 1925 | 9999 | Hydro | [5 empty] | Non-Fossil | G | 2030 | Hydro |  | 0 | 0 | 0 | 0 | 0 | 0 | 0 | 0 | 0 | 0 | 0 | 0 | 0 | 0 | 0 | 0 | 3.5964 | 3.9076 | 4.7788 | 12.2828 | 0 | 0 | 0 | 0 | 0 | 0 | 0 | 0 | 0 | 0 | 0 | 0 | 0 | 0 | 0 | 0 | 0 | 0 | 0 | 0 | 0.13121 | 0.004999 | 0.0054316 | 0.0066425 | 0.017073 | 0 | 0 | 0 | 0 | 0 | 8.3
724_G_2 | SERC_Southeastern | Georgia | 13 | Rabun | 241 | 724 | 2 | Terrora | 0 | 1925 | 9999 | Hydro | [5 empty] | Non-Fossil | G | 2030 | Hydro |  | 0 | 0 | 0 | 0 | 0 | 0 | 0 | 0 | 0 | 0 | 0 | 0 | 0 | 0 | 0 | 0 | 3.5964 | 3.9076 | 4.7788 | 12.2828 | 0 | 0 | 0 | 0 | 0 | 0 | 0 | 0 | 0 | 0 | 0 | 0 | 0 | 0 | 0 | 0 | 0 | 0 | 0 | 0 | 0.13121 | 0.004999 | 0.0054316 | 0.0066425 | 0.017073 | 0 | 0 | 0 | 0 | 0 | 8.3
7242_G_1CA | FRCC | Florida | 12 | Polk | 105 | 7242 | 1CA | Polk | 10105 | 1996 | 9999 | IGCC |  |  |  | NDI |  | Fossil | G | 2030 |  | IGCC Retirement | 0 | 0 | 0 | 0 | 0 | 0 | 0 | 0 | 0 | 0 | 0 | 0 | 0 | 0 | 0 | 0 | 0 | 0 | 0 | 0 | 0 | 0 | 0 | 0 | 0 | 0 | 0 | 0 | 0 | 0 | 0 | 0 | 0 | 0 | 0 | 0 | 0 | 0 | 0 | 0 | 0 | 0 | 0 | 0 | 0 | 0 | 0 | 0 | 0 | 0 | 59
7242_G_1CT | FRCC | Florida | 12 | Polk | 105 | 7242 | 1CT | Polk | 10105 | 1996 | 9999 | IGCC |  |  |  | NDI |  | Fossil | G | 2030 |  | IGCC Retirement | 0 | 0 | 0 | 0 | 0 | 0 | 0 | 0 | 0 | 0 | 0 | 0 | 0 | 0 | 0 | 0 | 0 | 0 | 0 | 0 | 0 | 0 | 0 | 0 | 0 | 0 | 0 | 0 | 0 | 0 | 0 | 0 | 0 | 0 | 0 | 0 | 0 | 0 | 0 | 0 | 0 | 0 | 0 | 0 | 0 | 0 | 0 | 0 | 0 | 0 | 161
7242_G_2 | FRCC | Florida | 12 | Polk | 105 | 7242 | 2 | Polk | 7482 | 2000 | 9999 | Combined Cycle |  |  | SCR | DLNB + H2O |  | Fossil | G | 2030 | NaturalGas |  | 0.49196 | 0.55634 | 1.7876 | 2.8359 | 0 | 0 | 0 | 0 | 0 | 0 | 0 | 0 | 0 | 0 | 0 | 0 | 65.753 | 74.3576 | 238.9154 | 379.026 | 28.7995 | 32.5684 | 104.6441 | 166.012 | 3.4437e-08 | 3.8944e-08 | 1.2513e-07 | 1.9851e-07 | 0.0018596 | 0.0021029 | 0.0067568 | 0.010719 | 0 | 0 | 0 | 0 | 0 | 0 | 0 | 0 | 5.4026 | 0.22562 | 0.24803 | 0.72576 | 1.1994 | 1.4829 | 1.477 | 5.8827 | 8.8426 | 0 | 150 | SCR
7242_G_2CC | FRCC | Florida | 12 | Polk | 105 | 7242 | 2CC | Polk | 7482 | 2017 | 9999 | Combined Cycle |  |  | SCR |  |  | Fossil | G | 2030 | NaturalGas |  | 0.88143 | 1.7098 | 5.1141 | 7.7054 | 0 | 0 | 0 | 0 | 0 | 0 | 0 | 0 | 0 | 0 | 0 | 0 | 117.8069 | 228.5258 | 683.5231 | 1029.8557 | 51.599 | 100.0934 | 299.3806 | 451.073 | 6.17e-08 | 1.1969e-07 | 3.5799e-07 | 5.3938e-07 | 0.0033317 | 0.0064629 | 0.019331 | 0.029125 | 0 | 0 | 0 | 0 | 0 | 0 | 0 | 0 | 14.5621 | 0.48155 | 0.76227 | 2.2799 | 3.5238 | 2.6568 | 4.5392 | 16.8302 | 24.0262 | 0 | 461 | SCR
7242_G_3 | FRCC | Florida | 12 | Polk | 105 | 7242 | 3 | Polk | 7482 | 2002 | 9999 | Combined Cycle |  |  | SCR | DLNB + H2O |  | Fossil | G | 2030 | NaturalGas |  | 0.49196 | 0.55634 | 1.7876 | 2.8359 | 0 | 0 | 0 | 0 | 0 | 0 | 0 | 0 | 0 | 0 | 0 | 0 | 65.753 | 74.3576 | 238.9154 | 379.026 | 28.7995 | 32.5684 | 104.6441 | 166.012 | 3.4437e-08 | 3.8944e-08 | 1.2513e-07 | 1.9851e-07 | 0.0018596 | 0.0021029 | 0.0067568 | 0.010719 | 0 | 0 | 0 | 0 | 0 | 0 | 0 | 0 | 5.4026 | 0.22562 | 0.24803 | 0.72576 | 1.1994 | 1.4829 | 1.477 | 5.8827 | 8.8426 | 0 | 150 | SCR
7242_G_4 | FRCC | Florida | 12 | Polk | 105 | 7242 | 4 | Polk | 7482 | 2007 | 9999 | Combined Cycle |  |  | SCR | DLNB |  | Fossil | G | 2030 | NaturalGas |  | 0.49196 | 0.55634 | 1.7876 | 2.8359 | 0 | 0 | 0 | 0 | 0 | 0 | 0 | 0 | 0 | 0 | 0 | 0 | 65.753 | 74.3576 | 238.9154 | 379.026 | 28.7995 | 32.5684 | 104.6441 | 166.012 | 3.4437e-08 | 3.8944e-08 | 1.2513e-07 | 1.9851e-07 | 0.0018596 | 0.0021029 | 0.0067568 | 0.010719 | 0 | 0 | 0 | 0 | 0 | 0 | 0 | 0 | 5.4026 | 0.22562 | 0.24803 | 0.72576 | 1.1994 | 1.4829 | 1.477 | 5.8827 | 8.8426 | 0 | 150 | SCR
7242_G_5 | FRCC | Florida | 12 | Polk | 105 | 7242 | 5 | Polk | 7482 | 2007 | 9999 | Combined Cycle |  |  | SCR | DLNB |  | Fossil | G | 2030 | NaturalGas |  | 0.49196 | 0.55634 | 1.7876 | 2.8359 | 0 | 0 | 0 | 0 | 0 | 0 | 0 | 0 | 0 | 0 | 0 | 0 | 65.753 | 74.3576 | 238.9154 | 379.026 | 28.7995 | 32.5684 | 104.6441 | 166.012 | 3.4437e-08 | 3.8944e-08 | 1.2513e-07 | 1.9851e-07 | 0.0018596 | 0.0021029 | 0.0067568 | 0.010719 | 0 | 0 | 0 | 0 | 0 | 0 | 0 | 0 | 5.4026 | 0.22562 | 0.24803 | 0.72576 | 1.1994 | 1.4829 | 1.477 | 5.8827 | 8.8426 | 0 | 150 | SCR
7246_G_1 | MISO_Arkansas | Arkansas | 5 | Desha | 41 | 7246 | 1 | Dam 2 | 0 | 1999 | 9999 | Hydro | [5 empty] | Non-Fossil | G | 2030 | Hydro |  | 0 | 0 | 0 | 0 | 0 | 0 | 0 | 0 | 0 | 0 | 0 | 0 | 0 | 0 | 0 | 0 | 9.812 | 12.3691 | 17.6058 | 39.7868 | 0 | 0 | 0 | 0 | 0 | 0 | 0 | 0 | 0 | 0 | 0 | 0 | 0 | 0 | 0 | 0 | 0 | 0 | 0 | 0 | 0.17389 | 0.013639 | 0.017193 | 0.024472 | 0.055304 | 0 | 0 | 0 | 0 | 0 | 11
7246_G_2 | MISO_Arkansas | Arkansas | 5 | Desha | 41 | 7246 | 2 | Dam 2 | 0 | 1999 | 9999 | Hydro | [5 empty] | Non-Fossil | G | 2030 | Hydro |  | 0 | 0 | 0 | 0 | 0 | 0 | 0 | 0 | 0 | 0 | 0 | 0 | 0 | 0 | 0 | 0 | 10.704 | 13.4936 | 19.2063 | 43.4038 | 0 | 0 | 0 | 0 | 0 | 0 | 0 | 0 | 0 | 0 | 0 | 0 | 0 | 0 | 0 | 0 | 0 | 0 | 0 | 0 | 0.1897 | 0.014878 | 0.018756 | 0.026697 | 0.060331 | 0 | 0 | 0 | 0 | 0 | 12
7246_G_3 | MISO_Arkansas | Arkansas | 5 | Desha | 41 | 7246 | 3 | Dam 2 | 0 | 1999 | 9999 | Hydro | [5 empty] | Non-Fossil | G | 2030 | Hydro |  | 0 | 0 | 0 | 0 | 0 | 0 | 0 | 0 | 0 | 0 | 0 | 0 | 0 | 0 | 0 | 0 | 10.704 | 13.4936 | 19.2063 | 43.4038 | 0 | 0 | 0 | 0 | 0 | 0 | 0 | 0 | 0 | 0 | 0 | 0 | 0 | 0 | 0 | 0 | 0 | 0 | 0 | 0 | 0.1897 | 0.014878 | 0.018756 | 0.026697 | 0.060331 | 0 | 0 | 0 | 0 | 0 | 12
725_G_1 | SERC_Southeastern | Georgia | 13 | Habersham | 137 | 725 | 1 | Tugalo | 0 | 1923 | 9999 | Hydro | [5 empty] | Non-Fossil | G | 2030 | Hydro |  | 0 | 0 | 0 | 0 | 0 | 0 | 0 | 0 | 0 | 0 | 0 | 0 | 0 | 0 | 0 | 0 | 5.6329 | 6.1203 | 7.4849 | 19.2381 | 0 | 0 | 0 | 0 | 0 | 0 | 0 | 0 | 0 | 0 | 0 | 0 | 0 | 0 | 0 | 0 | 0 | 0 | 0 | 0 | 0.20551 | 0.0078297 | 0.0085073 | 0.010404 | 0.026741 | 0 | 0 | 0 | 0 | 0 | 13
725_G_2 | SERC_Southeastern | Georgia | 13 | Habersham | 137 | 725 | 2 | Tugalo | 0 | 1923 | 9999 | Hydro | [5 empty] | Non-Fossil | G | 2030 | Hydro |  | 0 | 0 | 0 | 0 | 0 | 0 | 0 | 0 | 0 | 0 | 0 | 0 | 0 | 0 | 0 | 0 | 5.6329 | 6.1203 | 7.4849 | 19.2381 | 0 | 0 | 0 | 0 | 0 | 0 | 0 | 0 | 0 | 0 | 0 | 0 | 0 | 0 | 0 | 0 | 0 | 0 | 0 | 0 | 0.20551 | 0.0078297 | 0.0085073 | 0.010404 | 0.026741 | 0 | 0 | 0 | 0 | 0 | 13
725_G_3 | SERC_Southeastern | Georgia | 13 | Habersham | 137 | 725 | 3 | Tugalo | 0 | 1924 | 9999 | Hydro | [5 empty] | Non-Fossil | G | 2030 | Hydro |  | 0 | 0 | 0 | 0 | 0 | 0 | 0 | 0 | 0 | 0 | 0 | 0 | 0 | 0 | 0 | 0 | 5.6329 | 6.1203 | 7.4849 | 19.2381 | 0 | 0 | 0 | 0 | 0 | 0 | 0 | 0 | 0 | 0 | 0 | 0 | 0 | 0 | 0 | 0 | 0 | 0 | 0 | 0 | 0.20551 | 0.0078297 | 0.0085073 | 0.010404 | 0.026741 | 0 | 0 | 0 | 0 | 0 | 13
725_G_4 | SERC_Southeastern | Georgia | 13 | Habersham | 137 | 725 | 4 | Tugalo | 0 | 1924 | 9999 | Hydro | [5 empty] | Non-Fossil | G | 2030 | Hydro |  | 0 | 0 | 0 | 0 | 0 | 0 | 0 | 0 | 0 | 0 | 0 | 0 | 0 | 0 | 0 | 0 | 5.6329 | 6.1203 | 7.4849 | 19.2381 | 0 | 0 | 0 | 0 | 0 | 0 | 0 | 0 | 0 | 0 | 0 | 0 | 0 | 0 | 0 | 0 | 0 | 0 | 0 | 0 | 0.20551 | 0.0078297 | 0.0085073 | 0.010404 | 0.026741 | 0 | 0 | 0 | 0 | 0 | 13
7259_G_1 | WECC_Pacific Northwest | Washington | 53 | Thurston | 67 | 7259 | 1 | Skookumchuck | 0 | 1990 | 9999 | Hydro | [5 empty] | Non-Fossil | G | 2030 | Hydro |  | 0 | 0 | 0 | 0 | 0 | 0 | 0 | 0 | 0 | 0 | 0 | 0 | 0 | 0 | 0 | 0 | 0.95467 | 1.1712 | 1.704 | 3.8299 | 0 | 0 | 0 | 0 | 0 | 0 | 0 | 0 | 0 | 0 | 0 | 0 | 0 | 0 | 0 | 0 | 0 | 0 | 0 | 0 | 0.015808 | 0.001327 | 0.001628 | 0.0023685 | 0.0053235 | 0 | 0 | 0 | 0 | 0 | 1
7266_G_2 | WECC_BANC | California | 6 | Stanislaus | 99 | 7266 | 2 | Woodland | 8004 | 2003 | 9999 | Combined Cycle |  |  | SCR | H2O |  | Fossil | G | 2030 | NaturalGas |  | 0.4644 | 0.62952 | 0.25342 | 1.3473 | 0 | 0 | 0 | 0 | 0 | 0 | 0 | 0 | 0 | 0 | 0 | 0 | 58.0209 | 78.6506 | 31.6617 | 168.3332 | 27.1859 | 36.8521 | 14.8352 | 78.8732 | 3.2508e-08 | 4.4066e-08 | 1.7739e-08 | 9.4314e-08 | 0.0015755 | 0.0021357 | 0.00085974 | 0.0045709 | 0 | 0 | 0 | 0 | 0 | 0 | 0 | 0 | 1.0424 | 0.13258 | 0.17972 | 0.10561 | 0.41791 | 1.6195 | 1.7532 | 0.68676 | 4.0594 | 0 | 33 | SCR
7266_G_3 | WECC_BANC | California | 6 | Stanislaus | 99 | 7266 | 3 | Woodland | 8004 | 2003 | 9999 | Combined Cycle |  |  | SCR | H2O |  | Fossil | G | 2030 | NaturalGas |  | 0.70364 | 0.95382 | 0.38397 | 2.0414 | 0 | 0 | 0 | 0 | 0 | 0 | 0 | 0 | 0 | 0 | 0 | 0 | 87.9105 | 119.1676 | 47.9722 | 255.0503 | 41.1908 | 55.8365 | 22.4776 | 119.5049 | 4.9254e-08 | 6.6767e-08 | 2.6878e-08 | 1.429e-07 | 0.0023871 | 0.0032359 | 0.0013026 | 0.0069256 | 0 | 0 | 0 | 0 | 0 | 0 | 0 | 0 | 1.5794 | 0.20088 | 0.27231 | 0.16002 | 0.6332 | 2.4538 | 2.6563 | 1.0405 | 6.1507 | 0 | 50 | SCR
7266_G_3A | WECC_BANC | California | 6 | Stanislaus | 99 | 7266 | 3A | Woodland | 10745 | 2011 | 9999 | Combustion Turbine | [5 empty] | Fossil | G | 2030 | NaturalGas |  | 0 | 0 | 0.12816 | 0.12816 | 0 | 0 | 0 | 0 | 0 | 0 | 0 | 0 | 0 | 0 | 0 | 0 | 0 | 0 | 11.9276 | 11.9276 | 0 | 0 | 7.5026 | 7.5026 | 0 | 0 | 8.9713e-09 | 8.9713e-09 | 0 | 0 | 0.013111 | 0.013111 | 0 | 0 | 0 | 0 | 0 | 0 | 0 | 0 | 0.16175 | 0 | 0 | 0.056298 | 0.056298 | 0 | 0 | 0.34731 | 0.34731 | 0 | 8.2
7266_G_3B | WECC_BANC | California | 6 | Stanislaus | 99 | 7266 | 3B | Woodland | 10745 | 2011 | 9999 | Combustion Turbine | [5 empty] | Fossil | G | 2030 | NaturalGas |  | 0 | 0 | 0.12816 | 0.12816 | 0 | 0 | 0 | 0 | 0 | 0 | 0 | 0 | 0 | 0 | 0 | 0 | 0 | 0 | 11.9276 | 11.9276 | 0 | 0 | 7.5026 | 7.5026 | 0 | 0 | 8.9713e-09 | 8.9713e-09 | 0 | 0 | 0.013111 | 0.013111 | 0 | 0 | 0 | 0 | 0 | 0 | 0 | 0 | 0.16175 | 0 | 0 | 0.056298 | 0.056298 | 0 | 0 | 0.34731 | 0.34731 | 0 | 8.2
7266_G_3C | WECC_BANC | California | 6 | Stanislaus | 99 | 7266 | 3C | Woodland | 10745 | 2011 | 9999 | Combustion Turbine | [5 empty] | Fossil | G | 2030 | NaturalGas |  | 0 | 0 | 0.12816 | 0.12816 | 0 | 0 | 0 | 0 | 0 | 0 | 0 | 0 | 0 | 0 | 0 | 0 | 0 | 0 | 11.9276 | 11.9276 | 0 | 0 | 7.5026 | 7.5026 | 0 | 0 | 8.9713e-09 | 8.9713e-09 | 0 | 0 | 0.013111 | 0.013111 | 0 | 0 | 0 | 0 | 0 | 0 | 0 | 0 | 0.16175 | 0 | 0 | 0.056298 | 0.056298 | 0 | 0 | 0.34731 | 0.34731 | 0 | 8.2
7266_G_3D | WECC_BANC | California | 6 | Stanislaus | 99 | 7266 | 3D | Woodland | 10745 | 2011 | 9999 | Combustion Turbine | [5 empty] | Fossil | G | 2030 | NaturalGas |  | 0 | 0 | 0.12816 | 0.12816 | 0 | 0 | 0 | 0 | 0 | 0 | 0 | 0 | 0 | 0 | 0 | 0 | 0 | 0 | 11.9276 | 11.9276 | 0 | 0 | 7.5026 | 7.5026 | 0 | 0 | 8.9713e-09 | 8.9713e-09 | 0 | 0 | 0.013111 | 0.013111 | 0 | 0 | 0 | 0 | 0 | 0 | 0 | 0 | 0.16175 | 0 | 0 | 0.056298 | 0.056298 | 0 | 0 | 0.34731 | 0.34731 | 0 | 8.2
7266_G_3E | WECC_BANC | California | 6 | Stanislaus | 99 | 7266 | 3E | Woodland | 10745 | 2011 | 9999 | Combustion Turbine | [5 empty] | Fossil | G | 2030 | NaturalGas |  | 0 | 0 | 0.12816 | 0.12816 | 0 | 0 | 0 | 0 | 0 | 0 | 0 | 0 | 0 | 0 | 0 | 0 | 0 | 0 | 11.9276 | 11.9276 | 0 | 0 | 7.5026 | 7.5026 | 0 | 0 | 8.9713e-09 | 8.9713e-09 | 0 | 0 | 0.013111 | 0.013111 | 0 | 0 | 0 | 0 | 0 | 0 | 0 | 0 | 0.16175 | 0 | 0 | 0.056298 | 0.056298 | 0 | 0 | 0.34731 | 0.34731 | 0 | 8.2
7266_G_3F | WECC_BANC | California | 6 | Stanislaus | 99 | 7266 | 3F | Woodland | 10745 | 2011 | 9999 | Combustion Turbine | [5 empty] | Fossil | G | 2030 | NaturalGas |  | 0 | 0 | 0.12816 | 0.12816 | 0 | 0 | 0 | 0 | 0 | 0 | 0 | 0 | 0 | 0 | 0 | 0 | 0 | 0 | 11.9276 | 11.9276 | 0 | 0 | 7.5026 | 7.5026 | 0 | 0 | 8.9713e-09 | 8.9713e-09 | 0 | 0 | 0.013111 | 0.013111 | 0 | 0 | 0 | 0 | 0 | 0 | 0 | 0 | 0.16175 | 0 | 0 | 0.056298 | 0.056298 | 0 | 0 | 0.34731 | 0.34731 | 0 | 8.2
7266_G_NA1 | WECC_BANC | California | 6 | Stanislaus | 99 | 7266 | NA1 | Woodland | 10745 | 1993 | 9999 | Combustion Turbine |  |  | SCR | H2O + STM |  | Fossil | G | 2030 | NaturalGas |  | 0 | 0 | 0.68248 | 0.68248 | 0 | 0 | 0 | 0 | 0 | 0 | 0 | 0 | 0 | 0 | 0 | 0 | 0 | 0 | 63.5164 | 63.5164 | 0 | 0 | 39.9526 | 39.9526 | 0 | 0 | 4.7774e-08 | 4.7774e-08 | 0 | 0 | 0.0037059 | 0.0037059 | 0 | 0 | 0 | 0 | 0 | 0 | 0 | 0 | 0.983 | 0 | 0 | 0.36014 | 0.36014 | 0 | 0 | 1.8495 | 1.8495 | 0 | 45 | SCR
7268_G_7 | MISO_Lower Michigan | Michigan | 26 | Allegan | 5 | 7268 | 7 | 491 E 48th Street | 17570 | 1992 | 9999 | Combustion Turbine |  |  |  | H2O |  | Fossil | G | 2030 | Oil |  | 0 | 0 | 0 | 0 | 0 | 0 | 0 | 0 | 0 | 0 | 0 | 0 | 0 | 0 | 0 | 0 | 0 | 0 | 0 | 0 | 0 | 0 | 0 | 0 | 0 | 0 | 0 | 0 | 0 | 0 | 0 | 0 | 0 | 0 | 0 | 0 | 0 | 0 | 0 | 0 | 0.63121 | 0 | 0 | 0 | 0 | 0 | 0 | 0 | 0 | 0 | 32
7268_G_8 | MISO_Lower Michigan | Michigan | 26 | Allegan | 5 | 7268 | 8 | 491 E 48th Street | 17570 | 1992 | 9999 | Combustion Turbine |  |  |  | H2O |  | Fossil | G | 2030 | Oil |  | 0 | 0 | 0 | 0 | 0 | 0 | 0 | 0 | 0 | 0 | 0 | 0 | 0 | 0 | 0 | 0 | 0 | 0 | 0 | 0 | 0 | 0 | 0 | 0 | 0 | 0 | 0 | 0 | 0 | 0 | 0 | 0 | 0 | 0 | 0 | 0 | 0 | 0 | 0 | 0 | 0.63121 | 0 | 0 | 0 | 0 | 0 | 0 | 0 | 0 | 0 | 32
7268_G_9 | MISO_Lower Michigan | Michigan | 26 | Allegan | 5 | 7268 | 9 | 491 E 48th Street | 17570 | 2000 | 9999 | Combustion Turbine |  |  |  | DLNB |  | Fossil | G | 2030 | NaturalGas |  | 0 | 0 | 0 | 0 | 0 | 0 | 0 | 0 | 0 | 0 | 0 | 0 | 0 | 0 | 0 | 0 | 0 | 0 | 0 | 0 | 0 | 0 | 0 | 0 | 0 | 0 | 0 | 0 | 0 | 0 | 0 | 0 | 0 | 0 | 0 | 0 | 0 | 0 | 0 | 0 | 1.4202 | 0 | 0 | 0 | 0 | 0 | 0 | 0 | 0 | 0 | 72
7270_G_1 | MISO_Wisconsin- Upper Michigan (WUMS) | Wisconsin | 55 | Kenosha | 59 | 7270 | 1 | Paris (WI) | 14302 | 1995 | 9999 | Combustion Turbine |  |  |  | H2O |  | Fossil | G | 2030 | Oil |  | 0 | 0 | 0 | 0 | 0 | 0 | 0 | 0 | 0 | 0 | 0 | 0 | 0 | 0 | 0 | 0 | 0 | 0 | 0 | 0 | 0 | 0 | 0 | 0 | 0 | 0 | 0 | 0 | 0 | 0 | 0 | 0 | 0 | 0 | 0 | 0 | 0 | 0 | 0 | 0 | 1.795 | 0 | 0 | 0 | 0 | 0 | 0 | 0 | 0 | 0 | 91
7270_G_2 | MISO_Wisconsin- Upper Michigan (WUMS) | Wisconsin | 55 | Kenosha | 59 | 7270 | 2 | Paris (WI) | 14304 | 1995 | 9999 | Combustion Turbine |  |  |  | H2O |  | Fossil | G | 2030 | Oil |  | 0 | 0 | 0 | 0 | 0 | 0 | 0 | 0 | 0 | 0 | 0 | 0 | 0 | 0 | 0 | 0 | 0 | 0 | 0 | 0 | 0 | 0 | 0 | 0 | 0 | 0 | 0 | 0 | 0 | 0 | 0 | 0 | 0 | 0 | 0 | 0 | 0 | 0 | 0 | 0 | 1.7575 | 0 | 0 | 0 | 0 | 0 | 0 | 0 | 0 | 0 | 89.1
7270_G_3 | MISO_Wisconsin- Upper Michigan (WUMS) | Wisconsin | 55 | Kenosha | 59 | 7270 | 3 | Paris (WI) | 14301 | 1995 | 9999 | Combustion Turbine |  |  |  | H2O |  | Fossil | G | 2030 | Oil |  | 0 | 0 | 0 | 0 | 0 | 0 | 0 | 0 | 0 | 0 | 0 | 0 | 0 | 0 | 0 | 0 | 0 | 0 | 0 | 0 | 0 | 0 | 0 | 0 | 0 | 0 | 0 | 0 | 0 | 0 | 0 | 0 | 0 | 0 | 0 | 0 | 0 | 0 | 0 | 0 | 1.8108 | 0 | 0 | 0 | 0 | 0 | 0 | 0 | 0 | 0 | 91.8
7270_G_4 | MISO_Wisconsin- Upper Michigan (WUMS) | Wisconsin | 55 | Kenosha | 59 | 7270 | 4 | Paris (WI) | 14302 | 1995 | 9999 | Combustion Turbine |  |  |  | H2O |  | Fossil | G | 2030 | Oil |  | 0 | 0 | 0 | 0 | 0 | 0 | 0 | 0 | 0 | 0 | 0 | 0 | 0 | 0 | 0 | 0 | 0 | 0 | 0 | 0 | 0 | 0 | 0 | 0 | 0 | 0 | 0 | 0 | 0 | 0 | 0 | 0 | 0 | 0 | 0 | 0 | 0 | 0 | 0 | 0 | 1.791 | 0 | 0 | 0 | 0 | 0 | 0 | 0 | 0 | 0 | 90.8
7277_G_1 | SERC_VACAR | North Carolina | 37 | Lincoln | 109 | 7277 | 1 | Lincoln Combustion | 14183 | 1995 | 9999 | Combustion Turbine |  |  |  | H2O |  | Fossil | G | 2030 | NaturalGas |  | 0.01933 | 0 | 0 | 0.01933 | 0 | 0 | 0 | 0 | 0 | 0 | 0 | 0 | 0 | 0 | 0 | 0 | 1.3629 | 0 | 0 | 1.3629 | 1.1316 | 0 | 0 | 1.1316 | 1.3531e-09 | 0 | 0 | 1.3531e-09 | 0.00079931 | 0 | 0 | 0.00079931 | 0 | 0 | 0 | 0 | 0 | 0 | 0 | 0 | 1.4991 | 0.0088863 | 0 | 0 | 0.0088863 | 0.062592 | 0 | 0 | 0.062592 | 0 | 76
7277_G_10 | SERC_VACAR | North Carolina | 37 | Lincoln | 109 | 7277 | 10 | Lincoln Combustion | 14178 | 1995 | 9999 | Combustion Turbine |  |  |  | H2O |  | Fossil | G | 2030 | NaturalGas |  | 0.019069 | 0 | 0 | 0.019069 | 0 | 0 | 0 | 0 | 0 | 0 | 0 | 0 | 0 | 0 | 0 | 0 | 1.345 | 0 | 0 | 1.345 | 1.1163 | 0 | 0 | 1.1163 | 1.3349e-09 | 0 | 0 | 1.3349e-09 | 0.00078995 | 0 | 0 | 0.00078995 | 0 | 0 | 0 | 0 | 0 | 0 | 0 | 0 | 1.4794 | 0.0087694 | 0 | 0 | 0.0087694 | 0.061747 | 0 | 0 | 0.061747 | 0 | 75
7277_G_11 | SERC_VACAR | North Carolina | 37 | Lincoln | 109 | 7277 | 11 | Lincoln Combustion | 14176 | 1995 | 9999 | Combustion Turbine |  |  |  | H2O |  | Fossil | G | 2030 | NaturalGas |  | 0.018812 | 0 | 0 | 0.018812 | 0 | 0 | 0 | 0 | 0 | 0 | 0 | 0 | 0 | 0 | 0 | 0 | 1.3271 | 0 | 0 | 1.3271 | 1.1013 | 0 | 0 | 1.1013 | 1.3169e-09 | 0 | 0 | 1.3169e-09 | 0.00089227 | 0 | 0 | 0.00089227 | 0 | 0 | 0 | 0 | 0 | 0 | 0 | 0 | 1.4597 | 0.0086524 | 0 | 0 | 0.0086524 | 0.060915 | 0 | 0 | 0.060915 | 0 | 74
7277_G_12 | SERC_VACAR | North Carolina | 37 | Lincoln | 109 | 7277 | 12 | Lincoln Combustion | 14178 | 1995 | 9999 | Combustion Turbine |  |  |  | H2O |  | Fossil | G | 2030 | NaturalGas |  | 0.019069 | 0 | 0 | 0.019069 | 0 | 0 | 0 | 0 | 0 | 0 | 0 | 0 | 0 | 0 | 0 | 0 | 1.345 | 0 | 0 | 1.345 | 1.1163 | 0 | 0 | 1.1163 | 1.3349e-09 | 0 | 0 | 1.3349e-09 | 0.00090265 | 0 | 0 | 0.00090265 | 0 | 0 | 0 | 0 | 0 | 0 | 0 | 0 | 1.4794 | 0.0087694 | 0 | 0 | 0.0087694 | 0.061747 | 0 | 0 | 0.061747 | 0 | 75
7277_G_13 | SERC_VACAR | North Carolina | 37 | Lincoln | 109 | 7277 | 13 | Lincoln Combustion | 14176 | 1996 | 9999 | Combustion Turbine |  |  |  | H2O |  | Fossil | G | 2030 | NaturalGas |  | 0.018812 | 0 | 0 | 0.018812 | 0 | 0 | 0 | 0 | 0 | 0 | 0 | 0 | 0 | 0 | 0 | 0 | 1.3271 | 0 | 0 | 1.3271 | 1.1013 | 0 | 0 | 1.1013 | 1.3169e-09 | 0 | 0 | 1.3169e-09 | 0.00084524 | 0 | 0 | 0.00084524 | 0 | 0 | 0 | 0 | 0 | 0 | 0 | 0 | 1.4597 | 0.0086524 | 0 | 0 | 0.0086524 | 0.060915 | 0 | 0 | 0.060915 | 0 | 74
7277_G_14 | SERC_VACAR | North Carolina | 37 | Lincoln | 109 | 7277 | 14 | Lincoln Combustion | 14176 | 1996 | 9999 | Combustion Turbine |  |  |  | H2O |  | Fossil | G | 2030 | NaturalGas |  | 0.018812 | 0 | 0 | 0.018812 | 0 | 0 | 0 | 0 | 0 | 0 | 0 | 0 | 0 | 0 | 0 | 0 | 1.3271 | 0 | 0 | 1.3271 | 1.1013 | 0 | 0 | 1.1013 | 1.3169e-09 | 0 | 0 | 1.3169e-09 | 0.00087224 | 0 | 0 | 0.00087224 | 0 | 0 | 0 | 0 | 0 | 0 | 0 | 0 | 1.4597 | 0.0086524 | 0 | 0 | 0.0086524 | 0.060915 | 0 | 0 | 0.060915 | 0 | 74
7277_G_15 | SERC_VACAR | North Carolina | 37 | Lincoln | 109 | 7277 | 15 | Lincoln Combustion | 14173 | 1996 | 9999 | Combustion Turbine |  |  |  | H2O |  | Fossil | G | 2030 | NaturalGas |  | 0.018554 | 0 | 0 | 0.018554 | 0 | 0 | 0 | 0 | 0 | 0 | 0 | 0 | 0 | 0 | 0 | 0 | 1.3091 | 0 | 0 | 1.3091 | 1.0862 | 0 | 0 | 1.0862 | 1.2988e-09 | 0 | 0 | 1.2988e-09 | 0.00082205 | 0 | 0 | 0.00082205 | 0 | 0 | 0 | 0 | 0 | 0 | 0 | 0 | 1.4399 | 0.0085355 | 0 | 0 | 0.0085355 | 0.060079 | 0 | 0 | 0.060079 | 0 | 73
7277_G_16 | SERC_VACAR | North Carolina | 37 | Lincoln | 109 | 7277 | 16 | Lincoln Combustion | 14173 | 1996 | 9999 | Combustion Turbine |  |  |  | H2O |  | Fossil | G | 2030 | NaturalGas |  | 0.018554 | 0 | 0 | 0.018554 | 0 | 0 | 0 | 0 | 0 | 0 | 0 | 0 | 0 | 0 | 0 | 0 | 1.3091 | 0 | 0 | 1.3091 | 1.0862 | 0 | 0 | 1.0862 | 1.2988e-09 | 0 | 0 | 1.2988e-09 | 0.00082307 | 0 | 0 | 0.00082307 | 0 | 0 | 0 | 0 | 0 | 0 | 0 | 0 | 1.4399 | 0.0085355 | 0 | 0 | 0.0085355 | 0.060079 | 0 | 0 | 0.060079 | 0 | 73
7277_G_2 | SERC_VACAR | North Carolina | 37 | Lincoln | 109 | 7277 | 2 | Lincoln Combustion | 14181 | 1995 | 9999 | Combustion Turbine |  |  |  | H2O |  | Fossil | G | 2030 | NaturalGas |  | 0.019328 | 0 | 0 | 0.019328 | 0 | 0 | 0 | 0 | 0 | 0 | 0 | 0 | 0 | 0 | 0 | 0 | 1.3629 | 0 | 0 | 1.3629 | 1.1314 | 0 | 0 | 1.1314 | 1.3529e-09 | 0 | 0 | 1.3529e-09 | 0.00080519 | 0 | 0 | 0.00080519 | 0 | 0 | 0 | 0 | 0 | 0 | 0 | 0 | 1.4991 | 0.0088863 | 0 | 0 | 0.0088863 | 0.062583 | 0 | 0 | 0.062583 | 0 | 76
7277_G_3 | SERC_VACAR | North Carolina | 37 | Lincoln | 109 | 7277 | 3 | Lincoln Combustion | 14178 | 1995 | 9999 | Combustion Turbine |  |  |  | H2O |  | Fossil | G | 2030 | NaturalGas |  | 0.019069 | 0 | 0 | 0.019069 | 0 | 0 | 0 | 0 | 0 | 0 | 0 | 0 | 0 | 0 | 0 | 0 | 1.345 | 0 | 0 | 1.345 | 1.1163 | 0 | 0 | 1.1163 | 1.3349e-09 | 0 | 0 | 1.3349e-09 | 0.00080177 | 0 | 0 | 0.00080177 | 0 | 0 | 0 | 0 | 0 | 0 | 0 | 0 | 1.4794 | 0.0087694 | 0 | 0 | 0.0087694 | 0.061747 | 0 | 0 | 0.061747 | 0 | 75
7277_G_4 | SERC_VACAR | North Carolina | 37 | Lincoln | 109 | 7277 | 4 | Lincoln Combustion | 14178 | 1995 | 9999 | Combustion Turbine |  |  |  | H2O |  | Fossil | G | 2030 | NaturalGas |  | 0.019069 | 0 | 0 | 0.019069 | 0 | 0 | 0 | 0 | 0 | 0 | 0 | 0 | 0 | 0 | 0 | 0 | 1.345 | 0 | 0 | 1.345 | 1.1163 | 0 | 0 | 1.1163 | 1.3349e-09 | 0 | 0 | 1.3349e-09 | 0.00078423 | 0 | 0 | 0.00078423 | 0 | 0 | 0 | 0 | 0 | 0 | 0 | 0 | 1.4794 | 0.0087694 | 0 | 0 | 0.0087694 | 0.061747 | 0 | 0 | 0.061747 | 0 | 75
7277_G_5 | SERC_VACAR | North Carolina | 37 | Lincoln | 109 | 7277 | 5 | Lincoln Combustion | 14176 | 1995 | 9999 | Combustion Turbine |  |  |  | H2O |  | Fossil | G | 2030 | NaturalGas |  | 0.018812 | 0 | 0 | 0.018812 | 0 | 0 | 0 | 0 | 0 | 0 | 0 | 0 | 0 | 0 | 0 | 0 | 1.3271 | 0 | 0 | 1.3271 | 1.1013 | 0 | 0 | 1.1013 | 1.3169e-09 | 0 | 0 | 1.3169e-09 | 0.00077206 | 0 | 0 | 0.00077206 | 0 | 0 | 0 | 0 | 0 | 0 | 0 | 0 | 1.4597 | 0.0086524 | 0 | 0 | 0.0086524 | 0.060915 | 0 | 0 | 0.060915 | 0 | 74
7277_G_6 | SERC_VACAR | North Carolina | 37 | Lincoln | 109 | 7277 | 6 | Lincoln Combustion | 14173 | 1995 | 9999 | Combustion Turbine |  |  |  | H2O |  | Fossil | G | 2030 | NaturalGas |  | 0.018554 | 0 | 0 | 0.018554 | 0 | 0 | 0 | 0 | 0 | 0 | 0 | 0 | 0 | 0 | 0 | 0 | 1.3091 | 0 | 0 | 1.3091 | 1.0862 | 0 | 0 | 1.0862 | 1.2988e-09 | 0 | 0 | 1.2988e-09 | 0.00074161 | 0 | 0 | 0.00074161 | 0 | 0 | 0 | 0 | 0 | 0 | 0 | 0 | 1.4399 | 0.0085355 | 0 | 0 | 0.0085355 | 0.060079 | 0 | 0 | 0.060079 | 0 | 73
7277_G_7 | SERC_VACAR | North Carolina | 37 | Lincoln | 109 | 7277 | 7 | Lincoln Combustion | 14181 | 1995 | 9999 | Combustion Turbine |  |  |  | H2O |  | Fossil | G | 2030 | NaturalGas |  | 0.019328 | 0 | 0 | 0.019328 | 0 | 0 | 0 | 0 | 0 | 0 | 0 | 0 | 0 | 0 | 0 | 0 | 1.3629 | 0 | 0 | 1.3629 | 1.1314 | 0 | 0 | 1.1314 | 1.3529e-09 | 0 | 0 | 1.3529e-09 | 0.00079157 | 0 | 0 | 0.00079157 | 0 | 0 | 0 | 0 | 0 | 0 | 0 | 0 | 1.4991 | 0.0088863 | 0 | 0 | 0.0088863 | 0.062583 | 0 | 0 | 0.062583 | 0 | 76
7277_G_8 | SERC_VACAR | North Carolina | 37 | Lincoln | 109 | 7277 | 8 | Lincoln Combustion | 14178 | 1995 | 9999 | Combustion Turbine |  |  |  | H2O |  | Fossil | G | 2030 | NaturalGas |  | 0.019069 | 0 | 0 | 0.019069 | 0 | 0 | 0 | 0 | 0 | 0 | 0 | 0 | 0 | 0 | 0 | 0 | 1.345 | 0 | 0 | 1.345 | 1.1163 | 0 | 0 | 1.1163 | 1.3349e-09 | 0 | 0 | 1.3349e-09 | 0.0007683 | 0 | 0 | 0.0007683 | 0 | 0 | 0 | 0 | 0 | 0 | 0 | 0 | 1.4794 | 0.0087694 | 0 | 0 | 0.0087694 | 0.061747 | 0 | 0 | 0.061747 | 0 | 75
7277_G_9 | SERC_VACAR | North Carolina | 37 | Lincoln | 109 | 7277 | 9 | Lincoln Combustion | 14178 | 1995 | 9999 | Combustion Turbine |  |  |  | H2O |  | Fossil | G | 2030 | NaturalGas |  | 0.019069 | 0 | 0 | 0.019069 | 0 | 0 | 0 | 0 | 0 | 0 | 0 | 0 | 0 | 0 | 0 | 0 | 1.345 | 0 | 0 | 1.345 | 1.1163 | 0 | 0 | 1.1163 | 1.3349e-09 | 0 | 0 | 1.3349e-09 | 0.00084048 | 0 | 0 | 0.00084048 | 0 | 0 | 0 | 0 | 0 | 0 | 0 | 0 | 1.4794 | 0.0087694 | 0 | 0 | 0.0087694 | 0.061747 | 0 | 0 | 0.061747 | 0 | 75
7279_G_1 | PJM West | Ohio | 39 | Delaware | 41 | 7279 | 1 | O'Shaughnessy Hydro | 0 | 1988 | 9999 | Hydro | [5 empty] | Non-Fossil | G | 2030 | Hydro |  | 0 | 0 | 0 | 0 | 0 | 0 | 0 | 0 | 0 | 0 | 0 | 0 | 0 | 0 | 0 | 0 | 0.92364 | 1.5477 | 2.142 | 4.6134 | 0 | 0 | 0 | 0 | 0 | 0 | 0 | 0 | 0 | 0 | 0 | 0 | 0 | 0 | 0 | 0 | 0 | 0 | 0 | 0 | 0.020551 | 0.0012839 | 0.0021513 | 0.0029774 | 0.0064126 | 0 | 0 | 0 | 0 | 0 | 1.3
7279_G_2 | PJM West | Ohio | 39 | Delaware | 41 | 7279 | 2 | O'Shaughnessy Hydro | 0 | 1988 | 9999 | Hydro | [5 empty] | Non-Fossil | G | 2030 | Hydro |  | 0 | 0 | 0 | 0 | 0 | 0 | 0 | 0 | 0 | 0 | 0 | 0 | 0 | 0 | 0 | 0 | 2.7709 | 4.6431 | 6.4261 | 13.8401 | 0 | 0 | 0 | 0 | 0 | 0 | 0 | 0 | 0 | 0 | 0 | 0 | 0 | 0 | 0 | 0 | 0 | 0 | 0 | 0 | 0.061652 | 0.0038516 | 0.0064539 | 0.0089322 | 0.019238 | 0 | 0 | 0 | 0 | 0 | 3.9
728_B_Y6BR | SERC_Southeastern | Georgia | 13 | Coweta | 77 | 728 | Y6BR | Yates | 11068 | 1974 | 9999 | O/G Steam | tangential | dry |  | LNC2 + other |  | Fossil | B | 2030 | NaturalGas |  | 0 | 0 | 7.3273 | 7.3273 | 0 | 0 | 0 | 0 | 0 | 0 | 0 | 0 | 0 | 0 | 0 | 0 | 0 | 0 | 662.0244 | 662.0244 | 0 | 0 | 428.9394 | 428.9394 | 0 | 0 | 5.1291e-07 | 5.1291e-07 | 0 | 0 | 0.27715 | 0.27715 | 0 | 0 | 0 | 0 | 0 | 0 | 0 | 0 | 17.9142 | 0 | 0 | 0.58735 | 0.58735 | 0 | 0 | 19.5731 | 19.5731 | 0 | 356
728_B_Y7BR | SERC_Southeastern | Georgia | 13 | Coweta | 77 | 728 | Y7BR | Yates | 11498 | 1974 | 9999 | O/G Steam | tangential | dry |  | LNC2 + other |  | Fossil | B | 2030 | NaturalGas |  | 0 | 0 | 7.6547 | 7.6547 | 0 | 0 | 0 | 0 | 0 | 0 | 0 | 0 | 0 | 0 | 0 | 0 | 0 | 0 | 665.7437 | 665.7437 | 0 | 0 | 448.1074 | 448.1074 | 0 | 0 | 5.3583e-07 | 5.3583e-07 | 0 | 0 | 0.26539 | 0.26539 | 0 | 0 | 0 | 0 | 0 | 0 | 0 | 0 | 18.0148 | 0 | 0 | 0.59065 | 0.59065 | 0 | 0 | 20.4478 | 20.4478 | 0 | 358
7281_G_CT1 | SPP North- (Kansas, Missouri) | Kansas | 20 | Johnson | 91 | 7281 | CT1 | Gardner Energy Center | 19511 | 1990 | 9999 | Combustion Turbine | [5 empty] | Fossil | G | 2030 | NaturalGas |  | 0.0022586 | 0 | 0 | 0.0022586 | 0 | 0 | 0 | 0 | 0 | 0 | 0 | 0 | 0 | 0 | 0 | 0 | 0.11576 | 0 | 0 | 0.11576 | 0.13222 | 0 | 0 | 0.13222 | 1.5811e-10 | 0 | 0 | 1.5811e-10 | 0.00026984 | 0 | 0 | 0.00026984 | 0 | 0 | 0 | 0 | 0 | 0 | 0 | 0 | 0.55717 | 0.00064364 | 0 | 0 | 0.00064364 | 0.0063257 | 0 | 0 | 0.0063257 | 0 | 13.5
7281_G_CT2 | SPP North- (Kansas, Missouri) | Kansas | 20 | Johnson | 91 | 7281 | CT2 | Gardner Energy Center | 19570 | 1990 | 9999 | Combustion Turbine | [5 empty] | Fossil | G | 2030 | NaturalGas |  | 0.0022655 | 0 | 0 | 0.0022655 | 0 | 0 | 0 | 0 | 0 | 0 | 0 | 0 | 0 | 0 | 0 | 0 | 0.11576 | 0 | 0 | 0.11576 | 0.13262 | 0 | 0 | 0.13262 | 1.5858e-10 | 0 | 0 | 1.5858e-10 | 0.00027066 | 0 | 0 | 0.00027066 | 0 | 0 | 0 | 0 | 0 | 0 | 0 | 0 | 0.55717 | 0.00064364 | 0 | 0 | 0.00064364 | 0.0063448 | 0 | 0 | 0.0063448 | 0 | 13.5
7283_G_1 | SPP West (Oklahoma, Arkansas, Louisiana) | Arkansas | 5 | Greene | 55 | 7283 | 1 | Paragould Turbine | 13658 | 1990 | 9999 | Combustion Turbine | [5 empty] | Fossil | G | 2030 | NaturalGas |  | 0.0013443 | 0.00043491 | 0.0021317 | 0.0039109 | 0 | 0 | 0 | 0 | 0 | 0 | 0 | 0 | 0 | 0 | 0 | 0 | 0.098423 | 0.031843 | 0.15608 | 0.28634 | 0.078693 | 0.025459 | 0.12479 | 0.22894 | 9.4098e-11 | 3.0443e-11 | 1.4922e-10 | 2.7376e-10 | 0.0001606 | 5.1958e-05 | 0.00025468 | 0.00046723 | 0 | 0 | 0 | 0 | 0 | 0 | 0 | 0 | 0.11367 | 0.00047983 | 0.00015524 | 0.00076091 | 0.001396 | 0.0034934 | 0.00098749 | 0.004425 | 0.0089059 | 0 | 3.4
7283_G_2 | SPP West (Oklahoma, Arkansas, Louisiana) | Arkansas | 5 | Greene | 55 | 7283 | 2 | Paragould Turbine | 14026 | 1990 | 9999 | Combustion Turbine | [5 empty] | Fossil | G | 2030 | NaturalGas |  | 0.0013805 | 0.00044662 | 0.0021891 | 0.0040162 | 0 | 0 | 0 | 0 | 0 | 0 | 0 | 0 | 0 | 0 | 0 | 0 | 0.098423 | 0.031843 | 0.15608 | 0.28634 | 0.080813 | 0.026145 | 0.12815 | 0.23511 | 9.6633e-11 | 3.1264e-11 | 1.5324e-10 | 2.8114e-10 | 0.00016493 | 5.3358e-05 | 0.00026154 | 0.00047982 | 0 | 0 | 0 | 0 | 0 | 0 | 0 | 0 | 0.11367 | 0.00047983 | 0.00015524 | 0.00076091 | 0.001396 | 0.0035875 | 0.0010141 | 0.0045442 | 0.0091458 | 0 | 3.4
7283_G_3 | SPP West (Oklahoma, Arkansas, Louisiana) | Arkansas | 5 | Greene | 55 | 7283 | 3 | Paragould Turbine | 14026 | 1990 | 9999 | Combustion Turbine | [5 empty] | Fossil | G | 2030 | NaturalGas |  | 0.0013805 | 0.00044662 | 0.0021891 | 0.0040162 | 0 | 0 | 0 | 0 | 0 | 0 | 0 | 0 | 0 | 0 | 0 | 0 | 0.098423 | 0.031843 | 0.15608 | 0.28634 | 0.080813 | 0.026145 | 0.12815 | 0.23511 | 9.6633e-11 | 3.1264e-11 | 1.5324e-10 | 2.8114e-10 | 0.00016493 | 5.3358e-05 | 0.00026154 | 0.00047982 | 0 | 0 | 0 | 0 | 0 | 0 | 0 | 0 | 0.11367 | 0.00047983 | 0.00015524 | 0.00076091 | 0.001396 | 0.0035875 | 0.0010141 | 0.0045442 | 0.0091458 | 0 | 3.4
7283_G_4 | SPP West (Oklahoma, Arkansas, Louisiana) | Arkansas | 5 | Greene | 55 | 7283 | 4 | Paragould Turbine | 14026 | 1990 | 9999 | Combustion Turbine | [5 empty] | Fossil | G | 2030 | NaturalGas |  | 0.0013805 | 0.00044662 | 0.0021891 | 0.0040162 | 0 | 0 | 0 | 0 | 0 | 0 | 0 | 0 | 0 | 0 | 0 | 0 | 0.098423 | 0.031843 | 0.15608 | 0.28634 | 0.080813 | 0.026145 | 0.12815 | 0.23511 | 9.6633e-11 | 3.1264e-11 | 1.5324e-10 | 2.8114e-10 | 0.00016493 | 5.3358e-05 | 0.00026154 | 0.00047982 | 0 | 0 | 0 | 0 | 0 | 0 | 0 | 0 | 0.11367 | 0.00047983 | 0.00015524 | 0.00076091 | 0.001396 | 0.0035875 | 0.0010141 | 0.0045442 | 0.0091458 | 0 | 3.4
7283_G_5 | SPP West (Oklahoma, Arkansas, Louisiana) | Arkansas | 5 | Greene | 55 | 7283 | 5 | Paragould Turbine | 12283 | 1991 | 9999 | Combustion Turbine | [5 empty] | Fossil | G | 2030 | Oil |  | 0 | 0 | 0 | 0 | 0 | 0 | 0 | 0 | 0 | 0 | 0 | 0 | 0 | 0 | 0 | 0 | 0 | 0 | 0 | 0 | 0 | 0 | 0 | 0 | 0 | 0 | 0 | 0 | 0 | 0 | 0 | 0 | 0 | 0 | 0 | 0 | 0 | 0 | 0 | 0 | 0.0086395 | 0 | 0 | 0 | 0 | 0 | 0 | 0 | 0 | 0 | 0.2
7288_G_SEHR | PJM_EMAAC | New Jersey | 34 | Cumberland | 11 | 7288 | SEHR | Sherman Avenue | 13167 | 1991 | 9999 | Combustion Turbine |  |  |  | H2O |  | Fossil | G | 2030 | NaturalGas |  | 0 | 0 | 0.012773 | 0.012773 | 0 | 0 | 0 | 0 | 0 | 0 | 0 | 0 | 0 | 0 | 0 | 0 | 0 | 0 | 0.97006 | 0.97006 | 0 | 0 | 0.74771 | 0.74771 | 0 | 0 | 8.9409e-10 | 8.9409e-10 | 0 | 0 | 0.0004671 | 0.0004671 | 0 | 0 | 0 | 0 | 0 | 0 | 0 | 0 | 2.2557 | 0 | 0 | 0.0063248 | 0.0063248 | 0 | 0 | 0.026913 | 0.026913 | 0 | 82.4
729_G_1 | SERC_Southeastern | Georgia | 13 | Stephens | 257 | 729 | 1 | Yonah | 0 | 1925 | 9999 | Hydro | [5 empty] | Non-Fossil | G | 2030 | Hydro |  | 0 | 0 | 0 | 0 | 0 | 0 | 0 | 0 | 0 | 0 | 0 | 0 | 0 | 0 | 0 | 0 | 4.1163 | 4.4726 | 5.4697 | 14.0586 | 0 | 0 | 0 | 0 | 0 | 0 | 0 | 0 | 0 | 0 | 0 | 0 | 0 | 0 | 0 | 0 | 0 | 0 | 0 | 0 | 0.15018 | 0.0057217 | 0.0062169 | 0.0076029 | 0.019541 | 0 | 0 | 0 | 0 | 0 | 9.5
729_G_2 | SERC_Southeastern | Georgia | 13 | Stephens | 257 | 729 | 2 | Yonah | 0 | 1925 | 9999 | Hydro | [5 empty] | Non-Fossil | G | 2030 | Hydro |  | 0 | 0 | 0 | 0 | 0 | 0 | 0 | 0 | 0 | 0 | 0 | 0 | 0 | 0 | 0 | 0 | 4.1163 | 4.4726 | 5.4697 | 14.0586 | 0 | 0 | 0 | 0 | 0 | 0 | 0 | 0 | 0 | 0 | 0 | 0 | 0 | 0 | 0 | 0 | 0 | 0 | 0 | 0 | 0.15018 | 0.0057217 | 0.0062169 | 0.0076029 | 0.019541 | 0 | 0 | 0 | 0 | 0 | 9.5
729_G_3 | SERC_Southeastern | Georgia | 13 | Stephens | 257 | 729 | 3 | Yonah | 0 | 1925 | 9999 | Hydro | [5 empty] | Non-Fossil | G | 2030 | Hydro |  | 0 | 0 | 0 | 0 | 0 | 0 | 0 | 0 | 0 | 0 | 0 | 0 | 0 | 0 | 0 | 0 | 4.1163 | 4.4726 | 5.4697 | 14.0586 | 0 | 0 | 0 | 0 | 0 | 0 | 0 | 0 | 0 | 0 | 0 | 0 | 0 | 0 | 0 | 0 | 0 | 0 | 0 | 0 | 0.15018 | 0.0057217 | 0.0062169 | 0.0076029 | 0.019541 | 0 | 0 | 0 | 0 | 0 | 9.5
7294_G_GTG | FRCC | Florida | 12 | Orange | 95 | 7294 | GTG | Central Energy Plant | 8526 | 1989 | 9999 | Combined Cycle |  |  |  | H2O |  | Fossil | G | 2030 | NaturalGas |  | 0.030558 | 0.08428 | 0.60679 | 0.72163 | 0 | 0 | 0 | 0 | 0 | 0 | 0 | 0 | 0 | 0 | 0 | 0 | 3.5841 | 9.885 | 71.1694 | 84.6385 | 1.7889 | 4.9337 | 35.5215 | 42.2441 | 2.139e-09 | 5.8996e-09 | 4.2475e-08 | 5.0514e-08 | 0.0012741 | 0.0035139 | 0.025299 | 0.030087 | 0 | 0 | 0 | 0 | 0 | 0 | 0 | 0 | 1.803 | 0.014146 | 0.038931 | 0.22677 | 0.27985 | 0.092107 | 0.22374 | 1.9969 | 2.3128 | 0 | 48
7294_G_STG | FRCC | Florida | 12 | Orange | 95 | 7294 | STG | Central Energy Plant | 8526 | 1989 | 9999 | Combined Cycle |  |  |  | H2O |  | Fossil | G | 2030 | NaturalGas |  | 0.0023874 | 0.014047 | 0.10113 | 0.11757 | 0 | 0 | 0 | 0 | 0 | 0 | 0 | 0 | 0 | 0 | 0 | 0 | 0.28001 | 1.6475 | 11.8616 | 13.7891 | 0.13976 | 0.82229 | 5.9203 | 6.8823 | 1.6712e-10 | 9.8327e-10 | 7.0792e-09 | 8.2296e-09 | 9.9538e-05 | 0.00058566 | 0.0042166 | 0.0049017 | 0 | 0 | 0 | 0 | 0 | 0 | 0 | 0 | 0.30051 | 0.0011119 | 0.0064886 | 0.037796 | 0.045396 | 0.007196 | 0.037291 | 0.33282 | 0.3773 | 0 | 8
7296_G_1 | SPP North- (Kansas, Missouri) | Missouri | 29 | Jasper | 97 | 7296 | 1 | State Line Combined Cycle | 12689 | 1995 | 9999 | Combustion Turbine |  |  |  | DLNB + H2O |  | Fossil | G | 2030 | NaturalGas |  | 0.02139 | 0.0050929 | 0.031324 | 0.057807 | 0 | 0 | 0 | 0 | 0 | 0 | 0 | 0 | 0 | 0 | 0 | 0 | 1.6857 | 0.40136 | 2.4686 | 4.5557 | 1.2522 | 0.29814 | 1.8337 | 3.384 | 1.4973e-09 | 3.565e-10 | 2.1927e-09 | 4.0465e-09 | 0.00087165 | 0.00020754 | 0.0012765 | 0.0023556 | 0 | 0 | 0 | 0 | 0 | 0 | 0 | 0 | 1.8542 | 0.010991 | 0.0026169 | 0.016095 | 0.029703 | 0.059906 | 0.012421 | 0.068349 | 0.14068 | 0 | 94
7296_G_2-1 | SPP North- (Kansas, Missouri) | Missouri | 29 | Jasper | 97 | 7296 | 2-1 | State Line Combined Cycle | 7389 | 2001 | 9999 | Combined Cycle |  |  | SCR |  |  | Fossil | G | 2030 | NaturalGas |  | 0.50589 | 0.12055 | 2.9113 | 3.5378 | 0 | 0 | 0 | 0 | 0 | 0 | 0 | 0 | 0 | 0 | 0 | 0 | 68.4652 | 16.3144 | 394.0086 | 478.7882 | 29.6148 | 7.0568 | 170.4292 | 207.1008 | 3.5412e-08 | 8.4383e-09 | 2.0379e-07 | 2.4764e-07 | 0.0035274 | 0.00084053 | 0.017468 | 0.021836 | 0 | 0 | 0 | 0 | 0 | 0 | 0 | 0 | 6.1701 | 0.22837 | 0.067245 | 0.90033 | 1.196 | 1.4168 | 0.29399 | 6.3525 | 8.0633 | 0 | 159 | SCR
7296_G_2-2 | SPP North- (Kansas, Missouri) | Missouri | 29 | Jasper | 97 | 7296 | 2-2 | State Line Combined Cycle | 7389 | 1997 | 9999 | Combined Cycle |  |  | SCR |  |  | Fossil | G | 2030 | NaturalGas |  | 0.50271 | 0.11979 | 2.893 | 3.5155 | 0 | 0 | 0 | 0 | 0 | 0 | 0 | 0 | 0 | 0 | 0 | 0 | 68.0346 | 16.2118 | 391.5306 | 475.777 | 29.4285 | 7.0125 | 169.3574 | 205.7983 | 3.519e-08 | 8.3852e-09 | 2.0251e-07 | 2.4609e-07 | 0.0035052 | 0.00083524 | 0.017358 | 0.021699 | 0 | 0 | 0 | 0 | 0 | 0 | 0 | 0 | 6.1313 | 0.22694 | 0.066822 | 0.89467 | 1.1884 | 1.4079 | 0.29214 | 6.3126 | 8.0126 | 0 | 158 | SCR
7296_G_2-3 | SPP North- (Kansas, Missouri) | Missouri | 29 | Jasper | 97 | 7296 | 2-3 | State Line Combined Cycle | 7389 | 2001 | 9999 | Combined Cycle |  |  | SCR |  |  | Fossil | G | 2030 | NaturalGas |  | 0.56634 | 0.13495 | 3.2592 | 3.9605 | 0 | 0 | 0 | 0 | 0 | 0 | 0 | 0 | 0 | 0 | 0 | 0 | 76.6466 | 18.2639 | 441.0914 | 536.0019 | 33.1536 | 7.9001 | 190.795 | 231.8487 | 3.9644e-08 | 9.4467e-09 | 2.2815e-07 | 2.7724e-07 | 0.0039489 | 0.00094097 | 0.019555 | 0.024445 | 0 | 0 | 0 | 0 | 0 | 0 | 0 | 0 | 6.9074 | 0.25566 | 0.075281 | 1.0079 | 1.3389 | 1.5861 | 0.32912 | 7.1116 | 9.0269 | 0 | 178 | SCR
7302_G_1GT | FRCC | Florida | 12 | Polk | 105 | 7302 | 1GT | Hines Energy Complex | 7166 | 1999 | 9999 | Combined Cycle |  |  | SCR | DLNB + H2O |  | Fossil | G | 2030 | NaturalGas |  | 2.0136 | 2.7839 | 3.8495 | 8.647 | 0 | 0 | 0 | 0 | 0 | 0 | 0 | 0 | 0 | 0 | 0 | 0 | 280.9948 | 388.4863 | 537.1956 | 1206.6767 | 117.8766 | 162.9691 | 225.3523 | 506.198 | 1.4095e-07 | 1.9487e-07 | 2.6947e-07 | 6.0529e-07 | 0.036893 | 0.051007 | 0.070532 | 0.15843 | 0 | 0 | 0 | 0 | 0 | 0 | 0 | 0 | 6.2697 | 0.64209 | 0.88771 | 1.2275 | 2.7573 | 6.0694 | 7.3906 | 12.6685 | 26.1285 | 0 | 163 | SCR
7302_G_1GT2 | FRCC | Florida | 12 | Polk | 105 | 7302 | 1GT2 | Hines Energy Complex | 7166 | 1999 | 9999 | Combined Cycle |  |  | SCR | DLNB + H2O |  | Fossil | G | 2030 | NaturalGas |  | 2.0877 | 2.8864 | 3.9912 | 8.9653 | 0 | 0 | 0 | 0 | 0 | 0 | 0 | 0 | 0 | 0 | 0 | 0 | 291.3381 | 402.7864 | 556.9697 | 1251.0942 | 122.2157 | 168.9679 | 233.6475 | 524.8311 | 1.4614e-07 | 2.0205e-07 | 2.7939e-07 | 6.2757e-07 | 0.038251 | 0.052884 | 0.073128 | 0.16426 | 0 | 0 | 0 | 0 | 0 | 0 | 0 | 0 | 6.5005 | 0.66573 | 0.92039 | 1.2727 | 2.8588 | 6.2928 | 7.6627 | 13.1349 | 27.0903 | 0 | 169 | SCR
7302_G_1ST | FRCC | Florida | 12 | Polk | 105 | 7302 | 1ST | Hines Energy Complex | 7166 | 1999 | 9999 | Combined Cycle |  |  | SCR | DLNB + H2O |  | Fossil | G | 2030 | NaturalGas |  | 1.9518 | 2.6985 | 3.7315 | 8.3818 | 0 | 0 | 0 | 0 | 0 | 0 | 0 | 0 | 0 | 0 | 0 | 0 | 272.3753 | 376.5695 | 520.7173 | 1169.662 | 114.2608 | 157.97 | 218.4397 | 490.6705 | 1.3663e-07 | 1.8889e-07 | 2.612e-07 | 5.8673e-07 | 0.035762 | 0.049442 | 0.068368 | 0.15357 | 0 | 0 | 0 | 0 | 0 | 0 | 0 | 0 | 6.0774 | 0.62239 | 0.86048 | 1.1899 | 2.6727 | 5.8832 | 7.1639 | 12.2799 | 25.3271 | 0 | 158 | SCR
7302_G_2GT | FRCC | Florida | 12 | Polk | 105 | 7302 | 2GT | Hines Energy Complex | 7166 | 2003 | 9999 | Combined Cycle |  |  | SCR | DLNB + H2O |  | Fossil | G | 2030 | NaturalGas |  | 2.1248 | 2.9376 | 4.0621 | 9.1245 | 0 | 0 | 0 | 0 | 0 | 0 | 0 | 0 | 0 | 0 | 0 | 0 | 296.5098 | 409.9364 | 566.8568 | 1273.303 | 124.3852 | 171.9674 | 237.7951 | 534.1476 | 1.4874e-07 | 2.0563e-07 | 2.8435e-07 | 6.3871e-07 | 0.012461 | 0.017228 | 0.023823 | 0.053512 | 0 | 0 | 0 | 0 | 0 | 0 | 0 | 0 | 6.6159 | 0.67754 | 0.93673 | 1.2953 | 2.9096 | 6.4045 | 7.7987 | 13.368 | 27.5712 | 0 | 172 | SCR
7302_G_2GT2 | FRCC | Florida | 12 | Polk | 105 | 7302 | 2GT2 | Hines Energy Complex | 7166 | 2003 | 9999 | Combined Cycle |  |  | SCR | DLNB + H2O |  | Fossil | G | 2030 | NaturalGas |  | 2.1618 | 2.9888 | 4.1329 | 9.2836 | 0 | 0 | 0 | 0 | 0 | 0 | 0 | 0 | 0 | 0 | 0 | 0 | 301.6815 | 417.0865 | 576.7438 | 1295.5117 | 126.5547 | 174.9668 | 241.9427 | 543.4641 | 1.5133e-07 | 2.0922e-07 | 2.8931e-07 | 6.4985e-07 | 0.012679 | 0.017529 | 0.024238 | 0.054446 | 0 | 0 | 0 | 0 | 0 | 0 | 0 | 0 | 6.7313 | 0.68936 | 0.95307 | 1.3179 | 2.9603 | 6.5162 | 7.9347 | 13.6012 | 28.0521 | 0 | 175 | SCR
7302_G_2ST | FRCC | Florida | 12 | Polk | 105 | 7302 | 2ST | Hines Energy Complex | 7166 | 2003 | 9999 | Combined Cycle |  |  | SCR | DLNB + H2O |  | Fossil | G | 2030 | NaturalGas |  | 2.1866 | 3.023 | 4.1802 | 9.3897 | 0 | 0 | 0 | 0 | 0 | 0 | 0 | 0 | 0 | 0 | 0 | 0 | 305.1293 | 421.8532 | 583.3352 | 1310.3176 | 128.001 | 176.9664 | 244.7077 | 549.6751 | 1.5306e-07 | 2.1161e-07 | 2.9261e-07 | 6.5728e-07 | 0.012823 | 0.017729 | 0.024515 | 0.055068 | 0 | 0 | 0 | 0 | 0 | 0 | 0 | 0 | 6.8082 | 0.69724 | 0.96396 | 1.333 | 2.9942 | 6.5907 | 8.0254 | 13.7566 | 28.3727 | 0 | 177 | SCR
7302_G_3GT | FRCC | Florida | 12 | Polk | 105 | 7302 | 3GT | Hines Energy Complex | 7166 | 2005 | 9999 | Combined Cycle |  |  | SCR | DLNB + H2O |  | Fossil | G | 2030 | NaturalGas |  | 2.1797 | 2.9547 | 4.0857 | 9.2201 | 0 | 0 | 0 | 0 | 0 | 0 | 0 | 0 | 0 | 0 | 0 | 0 | 304.1703 | 412.3198 | 570.1524 | 1286.6425 | 127.5987 | 172.9672 | 239.1776 | 539.7435 | 1.5258e-07 | 2.0683e-07 | 2.86e-07 | 6.4541e-07 | 0.0087832 | 0.011906 | 0.016464 | 0.037153 | 0 | 0 | 0 | 0 | 0 | 0 | 0 | 0 | 5.4647 | 0.69505 | 0.94218 | 1.3028 | 2.9401 | 6.57 | 7.844 | 13.4457 | 27.8598 | 0 | 173 | SCR
7302_G_3GT2 | FRCC | Florida | 12 | Polk | 105 | 7302 | 3GT2 | Hines Energy Complex | 7166 | 2005 | 9999 | Combined Cycle |  |  | SCR | DLNB + H2O |  | Fossil | G | 2030 | NaturalGas |  | 2.1797 | 2.9547 | 4.0857 | 9.2201 | 0 | 0 | 0 | 0 | 0 | 0 | 0 | 0 | 0 | 0 | 0 | 0 | 304.1703 | 412.3198 | 570.1524 | 1286.6425 | 127.5987 | 172.9672 | 239.1776 | 539.7435 | 1.5258e-07 | 2.0683e-07 | 2.86e-07 | 6.4541e-07 | 0.0087832 | 0.011906 | 0.016464 | 0.037153 | 0 | 0 | 0 | 0 | 0 | 0 | 0 | 0 | 5.4647 | 0.69505 | 0.94218 | 1.3028 | 2.9401 | 6.57 | 7.844 | 13.4457 | 27.8598 | 0 | 173 | SCR
7302_G_3ST | FRCC | Florida | 12 | Polk | 105 | 7302 | 3ST | Hines Energy Complex | 7166 | 2005 | 9999 | Combined Cycle |  |  | SCR | DLNB + H2O |  | Fossil | G | 2030 | NaturalGas |  | 2.1293 | 2.8864 | 3.9912 | 9.0069 | 0 | 0 | 0 | 0 | 0 | 0 | 0 | 0 | 0 | 0 | 0 | 0 | 297.1375 | 402.7864 | 556.9697 | 1256.8936 | 124.6485 | 168.9679 | 233.6475 | 527.2639 | 1.4905e-07 | 2.0205e-07 | 2.7939e-07 | 6.3048e-07 | 0.0085802 | 0.011631 | 0.016083 | 0.036294 | 0 | 0 | 0 | 0 | 0 | 0 | 0 | 0 | 5.3384 | 0.67898 | 0.92039 | 1.2727 | 2.8721 | 6.4181 | 7.6627 | 13.1349 | 27.2156 | 0 | 169 | SCR
7302_G_4GT | FRCC | Florida | 12 | Polk | 105 | 7302 | 4GT | Hines Energy Complex | 7166 | 2007 | 9999 | Combined Cycle |  |  | SCR | DLNB + H2O |  | Fossil | G | 2030 | NaturalGas |  | 2.2175 | 3.0059 | 4.1566 | 9.38 | 0 | 0 | 0 | 0 | 0 | 0 | 0 | 0 | 0 | 0 | 0 | 0 | 309.4449 | 419.4698 | 580.0395 | 1308.9542 | 129.8114 | 175.9666 | 243.3252 | 549.1032 | 1.5522e-07 | 2.1041e-07 | 2.9096e-07 | 6.566e-07 | 0.00909 | 0.012322 | 0.017039 | 0.038451 | 0 | 0 | 0 | 0 | 0 | 0 | 0 | 0 | 5.5595 | 0.7071 | 0.95851 | 1.3254 | 2.991 | 6.6839 | 7.9801 | 13.6789 | 28.3429 | 0 | 176 | SCR
7302_G_4GT2 | FRCC | Florida | 12 | Polk | 105 | 7302 | 4GT2 | Hines Energy Complex | 7166 | 2007 | 9999 | Combined Cycle |  |  | SCR | DLNB + H2O |  | Fossil | G | 2030 | NaturalGas |  | 2.2049 | 2.9888 | 4.1329 | 9.3267 | 0 | 0 | 0 | 0 | 0 | 0 | 0 | 0 | 0 | 0 | 0 | 0 | 307.6867 | 417.0865 | 576.7438 | 1301.517 | 129.0739 | 174.9668 | 241.9427 | 545.9833 | 1.5434e-07 | 2.0922e-07 | 2.8931e-07 | 6.5287e-07 | 0.0090383 | 0.012252 | 0.016942 | 0.038232 | 0 | 0 | 0 | 0 | 0 | 0 | 0 | 0 | 5.5279 | 0.70308 | 0.95307 | 1.3179 | 2.974 | 6.6459 | 7.9347 | 13.6012 | 28.1818 | 0 | 175 | SCR
7302_G_4ST | FRCC | Florida | 12 | Polk | 105 | 7302 | 4ST | Hines Energy Complex | 7166 | 2007 | 9999 | Combined Cycle |  |  | SCR | DLNB + H2O |  | Fossil | G | 2030 | NaturalGas |  | 2.0789 | 2.8181 | 3.8968 | 8.7937 | 0 | 0 | 0 | 0 | 0 | 0 | 0 | 0 | 0 | 0 | 0 | 0 | 290.1046 | 393.253 | 543.787 | 1227.1446 | 121.6982 | 164.9687 | 228.1174 | 514.7843 | 1.4552e-07 | 1.9726e-07 | 2.7277e-07 | 6.1556e-07 | 0.0085218 | 0.011552 | 0.015974 | 0.036047 | 0 | 0 | 0 | 0 | 0 | 0 | 0 | 0 | 5.212 | 0.66291 | 0.89861 | 1.2426 | 2.8041 | 6.2662 | 7.4813 | 12.824 | 26.5714 | 0 | 165 | SCR
7307_G_1 | WECC_BANC | California | 6 | Shasta | 89 | 7307 | 1 | Redding Power | 15532 | 1996 | 9999 | Combustion Turbine | [5 empty] | Fossil | G | 2030 | NaturalGas |  | 0 | 0 | 0 | 0 | 0 | 0 | 0 | 0 | 0 | 0 | 0 | 0 | 0 | 0 | 0 | 0 | 0 | 0 | 0 | 0 | 0 | 0 | 0 | 0 | 0 | 0 | 0 | 0 | 0 | 0 | 0 | 0 | 0 | 0 | 0 | 0 | 0 | 0 | 0 | 0 | 0.3156 | 0 | 0 | 0 | 0 | 0 | 0 | 0 | 0 | 0 | 16
7307_G_2 | WECC_BANC | California | 6 | Shasta | 89 | 7307 | 2 | Redding Power | 15533 | 1996 | 9999 | Combustion Turbine | [5 empty] | Fossil | G | 2030 | NaturalGas |  | 0 | 0 | 0 | 0 | 0 | 0 | 0 | 0 | 0 | 0 | 0 | 0 | 0 | 0 | 0 | 0 | 0 | 0 | 0 | 0 | 0 | 0 | 0 | 0 | 0 | 0 | 0 | 0 | 0 | 0 | 0 | 0 | 0 | 0 | 0 | 0 | 0 | 0 | 0 | 0 | 0.45368 | 0 | 0 | 0 | 0 | 0 | 0 | 0 | 0 | 0 | 23
7307_G_3 | WECC_BANC | California | 6 | Shasta | 89 | 7307 | 3 | Redding Power | 15533 | 1996 | 9999 | Combustion Turbine | [5 empty] | Fossil | G | 2030 | NaturalGas |  | 0 | 0 | 0 | 0 | 0 | 0 | 0 | 0 | 0 | 0 | 0 | 0 | 0 | 0 | 0 | 0 | 0 | 0 | 0 | 0 | 0 | 0 | 0 | 0 | 0 | 0 | 0 | 0 | 0 | 0 | 0 | 0 | 0 | 0 | 0 | 0 | 0 | 0 | 0 | 0 | 0.45368 | 0 | 0 | 0 | 0 | 0 | 0 | 0 | 0 | 0 | 23
7307_G_4 | WECC_BANC | California | 6 | Shasta | 89 | 7307 | 4 | Redding Power | 8490 | 1989 | 9999 | Combined Cycle |  |  | SCR | other |  | Fossil | G | 2030 | NaturalGas |  | 0.40303 | 0.54634 | 0.017386 | 0.96676 | 0 | 0 | 0 | 0 | 0 | 0 | 0 | 0 | 0 | 0 | 0 | 0 | 47.4717 | 64.3505 | 2.0478 | 113.87 | 23.5936 | 31.9825 | 1.0178 | 56.5939 | 2.8212e-08 | 3.8243e-08 | 1.217e-09 | 6.7673e-08 | 0.0010728 | 0.0014543 | 4.628e-05 | 0.0025734 | 0 | 0 | 0 | 0 | 0 | 0 | 0 | 0 | 1.1029 | 0.10848 | 0.14704 | 0.0084372 | 0.26396 | 1.4055 | 1.5215 | 0.047116 | 2.9741 | 0 | 27 | SCR
7307_G_5 | WECC_BANC | California | 6 | Shasta | 89 | 7307 | 5 | Redding Power | 8490 | 2002 | 9999 | Combined Cycle |  |  | SCR | other |  | Fossil | G | 2030 | NaturalGas |  | 0.61202 | 0.82962 | 0.026401 | 1.468 | 0 | 0 | 0 | 0 | 0 | 0 | 0 | 0 | 0 | 0 | 0 | 0 | 72.0866 | 97.7174 | 3.1097 | 172.9137 | 35.8274 | 48.566 | 1.5455 | 85.9389 | 4.2841e-08 | 5.8073e-08 | 1.8481e-09 | 1.0276e-07 | 0.0016291 | 0.0022084 | 7.0277e-05 | 0.0039078 | 0 | 0 | 0 | 0 | 0 | 0 | 0 | 0 | 1.6747 | 0.16472 | 0.22329 | 0.012812 | 0.40082 | 2.1343 | 2.3105 | 0.071546 | 4.5163 | 0 | 41 | SCR
7307_G_6 | WECC_BANC | California | 6 | Shasta | 89 | 7307 | 6 | Redding Power | 8490 | 2011 | 9999 | Combined Cycle |  |  | SCR | other |  | Fossil | G | 2030 | NaturalGas |  | 0.61202 | 0.82962 | 0.098099 | 1.5397 | 0 | 0 | 0 | 0 | 0 | 0 | 0 | 0 | 0 | 0 | 0 | 0 | 72.0866 | 97.7174 | 11.5546 | 181.3586 | 35.8274 | 48.566 | 5.7427 | 90.1361 | 4.2841e-08 | 5.8073e-08 | 6.8669e-09 | 1.0778e-07 | 0.0016291 | 0.0022084 | 0.00026113 | 0.0040986 | 0 | 0 | 0 | 0 | 0 | 0 | 0 | 0 | 1.2951 | 0.16472 | 0.22329 | 0.047231 | 0.43524 | 2.1343 | 2.3105 | 0.26584 | 4.7106 | 0 | 41 | SCR
7314_G_NA1 | NY_Zone K (LI) | New York | 36 | Suffolk | 103 | 7314 | NA1 | Richard M Flynn | 8042 | 1994 | 9999 | Combined Cycle | [5 empty] | Fossil | G | 2030 | NaturalGas |  | 0.11555 | 0.42271 | 1.7406 | 2.2788 | 0 | 0 | 0 | 0 | 0 | 0 | 0 | 0 | 0 | 0 | 0 | 0 | 14.3688 | 52.5632 | 216.436 | 283.368 | 6.7645 | 24.7456 | 101.8934 | 133.4036 | 8.0888e-09 | 2.959e-08 | 1.2184e-07 | 1.5952e-07 | 0.0021987 | 0.0080433 | 0.033119 | 0.043361 | 0 | 0 | 0 | 0 | 0 | 0 | 0 | 0 | 3.4532 | 0.049915 | 0.16749 | 0.46228 | 0.67968 | 0.74595 | 1.2061 | 3.6365 | 5.5886 | 0 | 87.5
7314_G_NA2 | NY_Zone K (LI) | New York | 36 | Suffolk | 103 | 7314 | NA2 | Richard M Flynn | 8042 | 1994 | 9999 | Combined Cycle | [5 empty] | Fossil | G | 2030 | NaturalGas |  | 0.065239 | 0.23865 | 0.98268 | 1.2866 | 0 | 0 | 0 | 0 | 0 | 0 | 0 | 0 | 0 | 0 | 0 | 0 | 8.1122 | 29.6757 | 122.1936 | 159.9815 | 3.8191 | 13.9707 | 57.5261 | 75.3159 | 4.5667e-09 | 1.6706e-08 | 6.8788e-08 | 9.006e-08 | 0.0012413 | 0.004541 | 0.018698 | 0.024481 | 0 | 0 | 0 | 0 | 0 | 0 | 0 | 0 | 1.9496 | 0.028181 | 0.094559 | 0.26099 | 0.38373 | 0.42114 | 0.68096 | 2.0531 | 3.1552 | 0 | 49.4
7315_G_1 | WECC_Northern California (not including BANC) | California | 6 | Stanislaus | 99 | 7315 | 1 | Almond Power Plant | 10753 | 1996 | 9999 | Combustion Turbine |  |  | SCR | STM |  | Fossil | G | 2030 | NaturalGas |  | 0 | 0 | 0 | 0 | 0 | 0 | 0 | 0 | 0 | 0 | 0 | 0 | 0 | 0 | 0 | 0 | 0 | 0 | 0 | 0 | 0 | 0 | 0 | 0 | 0 | 0 | 0 | 0 | 0 | 0 | 0 | 0 | 0 | 0 | 0 | 0 | 0 | 0 | 0 | 0 | 1.0813 | 0 | 0 | 0 | 0 | 0 | 0 | 0 | 0 | 0 | 49.5 | SCR
7315_G_2 | WECC_Northern California (not including BANC) | California | 6 | Stanislaus | 99 | 7315 | 2 | Almond Power Plant | 10752 | 2012 | 9999 | Combustion Turbine |  |  | SCR | H2O |  | Fossil | G | 2030 | NaturalGas |  | 0 | 0 | 0 | 0 | 0 | 0 | 0 | 0 | 0 | 0 | 0 | 0 | 0 | 0 | 0 | 0 | 0 | 0 | 0 | 0 | 0 | 0 | 0 | 0 | 0 | 0 | 0 | 0 | 0 | 0 | 0 | 0 | 0 | 0 | 0 | 0 | 0 | 0 | 0 | 0 | 1.0922 | 0 | 0 | 0 | 0 | 0 | 0 | 0 | 0 | 0 | 50 | SCR
7315_G_3 | WECC_Northern California (not including BANC) | California | 6 | Stanislaus | 99 | 7315 | 3 | Almond Power Plant | 10753 | 2012 | 9999 | Combustion Turbine |  |  | SCR | H2O |  | Fossil | G | 2030 | NaturalGas |  | 0 | 0 | 0 | 0 | 0 | 0 | 0 | 0 | 0 | 0 | 0 | 0 | 0 | 0 | 0 | 0 | 0 | 0 | 0 | 0 | 0 | 0 | 0 | 0 | 0 | 0 | 0 | 0 | 0 | 0 | 0 | 0 | 0 | 0 | 0 | 0 | 0 | 0 | 0 | 0 | 1.0922 | 0 | 0 | 0 | 0 | 0 | 0 | 0 | 0 | 0 | 50 | SCR
7315_G_4 | WECC_Northern California (not including BANC) | California | 6 | Stanislaus | 99 | 7315 | 4 | Almond Power Plant | 10753 | 2012 | 9999 | Combustion Turbine |  |  | SCR | H2O |  | Fossil | G | 2030 | NaturalGas |  | 0 | 0 | 0 | 0 | 0 | 0 | 0 | 0 | 0 | 0 | 0 | 0 | 0 | 0 | 0 | 0 | 0 | 0 | 0 | 0 | 0 | 0 | 0 | 0 | 0 | 0 | 0 | 0 | 0 | 0 | 0 | 0 | 0 | 0 | 0 | 0 | 0 | 0 | 0 | 0 | 1.0922 | 0 | 0 | 0 | 0 | 0 | 0 | 0 | 0 | 0 | 50 | SCR
7317_G_1 | WECC_Wyoming | Wyoming | 56 | Park | 29 | 7317 | 1 | Buffalo Bill | 0 | 1992 | 9999 | Hydro | [5 empty] | Non-Fossil | G | 2030 | Hydro |  | 0 | 0 | 0 | 0 | 0 | 0 | 0 | 0 | 0 | 0 | 0 | 0 | 0 | 0 | 0 | 0 | 2.4194 | 4.377 | 11.4845 | 18.281 | 0 | 0 | 0 | 0 | 0 | 0 | 0 | 0 | 0 | 0 | 0 | 0 | 0 | 0 | 0 | 0 | 0 | 0 | 0 | 0 | 0.094849 | 0.003363 | 0.0060841 | 0.015964 | 0.025411 | 0 | 0 | 0 | 0 | 0 | 6
7317_G_2 | WECC_Wyoming | Wyoming | 56 | Park | 29 | 7317 | 2 | Buffalo Bill | 0 | 1992 | 9999 | Hydro | [5 empty] | Non-Fossil | G | 2030 | Hydro |  | 0 | 0 | 0 | 0 | 0 | 0 | 0 | 0 | 0 | 0 | 0 | 0 | 0 | 0 | 0 | 0 | 2.4194 | 4.377 | 11.4845 | 18.281 | 0 | 0 | 0 | 0 | 0 | 0 | 0 | 0 | 0 | 0 | 0 | 0 | 0 | 0 | 0 | 0 | 0 | 0 | 0 | 0 | 0.094849 | 0.003363 | 0.0060841 | 0.015964 | 0.025411 | 0 | 0 | 0 | 0 | 0 | 6
7317_G_3 | WECC_Wyoming | Wyoming | 56 | Park | 29 | 7317 | 3 | Buffalo Bill | 0 | 1992 | 9999 | Hydro | [5 empty] | Non-Fossil | G | 2030 | Hydro |  | 0 | 0 | 0 | 0 | 0 | 0 | 0 | 0 | 0 | 0 | 0 | 0 | 0 | 0 | 0 | 0 | 2.4194 | 4.377 | 11.4845 | 18.281 | 0 | 0 | 0 | 0 | 0 | 0 | 0 | 0 | 0 | 0 | 0 | 0 | 0 | 0 | 0 | 0 | 0 | 0 | 0 | 0 | 0.094849 | 0.003363 | 0.0060841 | 0.015964 | 0.025411 | 0 | 0 | 0 | 0 | 0 | 6
7318_G_1 | PJM_EMAAC | Delaware | 10 | Kent | 1 | 7318 | 1 | Van Sant Station | 13368 | 1991 | 9999 | Combustion Turbine |  |  |  | H2O |  | Fossil | G | 2030 | NaturalGas |  | 0 | 0 | 0.0070799 | 0.0070799 | 0 | 0 | 0 | 0 | 0 | 0 | 0 | 0 | 0 | 0 | 0 | 0 | 0 | 0 | 0.52962 | 0.52962 | 0 | 0 | 0.41446 | 0.41446 | 0 | 0 | 4.956e-10 | 4.956e-10 | 0 | 0 | 0.00054742 | 0.00054742 | 0 | 0 | 0 | 0 | 0 | 0 | 0 | 0 | 1.2374 | 0 | 0 | 0.0029447 | 0.0029447 | 0 | 0 | 0.014918 | 0.014918 | 0 | 45.2
732_G_1 | SERC_Southeastern | Georgia | 13 | Chatham | 51 | 732 | 1 | Boulevard | 25000 | 1970 | 9999 | Combustion Turbine | [5 empty] | Fossil | G | 2030 | NaturalGas |  | 0.0054467 | 0 | 0 | 0.0054467 | 0 | 0 | 0 | 0 | 0 | 0 | 0 | 0 | 0 | 0 | 0 | 0 | 0.21787 | 0 | 0 | 0.21787 | 0.31885 | 0 | 0 | 0.31885 | 3.8127e-10 | 0 | 0 | 3.8127e-10 | 0.0024081 | 0 | 0 | 0.0024081 | 0 | 0 | 0 | 0 | 0 | 0 | 0 | 0 | 0.6047 | 0.0012114 | 0 | 0 | 0.0012114 | 0.015648 | 0 | 0 | 0.015648 | 0 | 14
7325_G_1 | ERCOT_Rest | Texas | 48 | Harris | 201 | 7325 | 1 | San Jacinto Steam Electric Station | 13501 | 1995 | 9999 | Combustion Turbine |  |  |  | DLNB + H2O |  | Fossil | G | 2030 | NaturalGas |  | 0.0037355 | 0.0028016 | 0 | 0.0065372 | 0 | 0 | 0 | 0 | 0 | 0 | 0 | 0 | 0 | 0 | 0 | 0 | 0.27668 | 0.20751 | 0 | 0.4842 | 0.21868 | 0.16401 | 0 | 0.38269 | 2.6149e-10 | 1.9611e-10 | 0 | 4.576e-10 | 4.0568e-05 | 3.0426e-05 | 0 | 7.0994e-05 | 0 | 0 | 0 | 0 | 0 | 0 | 0 | 0 | 1.5977 | 0.001804 | 0.001353 | 0 | 0.003157 | 0.0099633 | 0.0065786 | 0 | 0.016542 | 0 | 81
7325_G_2 | ERCOT_Rest | Texas | 48 | Harris | 201 | 7325 | 2 | San Jacinto Steam Electric Station | 13501 | 1995 | 9999 | Combustion Turbine |  |  |  | DLNB + H2O |  | Fossil | G | 2030 | NaturalGas |  | 0.0037355 | 0.0028016 | 0 | 0.0065372 | 0 | 0 | 0 | 0 | 0 | 0 | 0 | 0 | 0 | 0 | 0 | 0 | 0.27668 | 0.20751 | 0 | 0.4842 | 0.21868 | 0.16401 | 0 | 0.38269 | 2.6149e-10 | 1.9611e-10 | 0 | 4.576e-10 | 4.5218e-05 | 3.3914e-05 | 0 | 7.9132e-05 | 0 | 0 | 0 | 0 | 0 | 0 | 0 | 0 | 1.5977 | 0.001804 | 0.001353 | 0 | 0.003157 | 0.0099633 | 0.0065786 | 0 | 0.016542 | 0 | 81
7335_G_RCT1 | PJM West | Indiana | 18 | Wayne | 177 | 7335 | RCT1 | Richmond | 13591 | 1992 | 9999 | Combustion Turbine |  |  |  | H2O |  | Fossil | G | 2030 | NaturalGas |  | 0.0058808 | 0 | 0.014577 | 0.020458 | 0 | 0 | 0 | 0 | 0 | 0 | 0 | 0 | 0 | 0 | 0 | 0 | 0.4327 | 0 | 1.0726 | 1.5053 | 0.34426 | 0 | 0.85336 | 1.1976 | 4.1166e-10 | 0 | 1.0204e-09 | 1.4321e-09 | 0.00034597 | 0 | 0.00085759 | 0.0012036 | 0 | 0 | 0 | 0 | 0 | 0 | 0 | 0 | 0.67066 | 0.0024058 | 0 | 0.0059635 | 0.0083693 | 0.015669 | 0 | 0.029225 | 0.044895 | 0 | 34
7335_G_RCT2 | PJM West | Indiana | 18 | Wayne | 177 | 7335 | RCT2 | Richmond | 13592 | 1992 | 9999 | Combustion Turbine |  |  |  | H2O |  | Fossil | G | 2030 | NaturalGas |  | 0.0058812 | 0 | 0.014578 | 0.02046 | 0 | 0 | 0 | 0 | 0 | 0 | 0 | 0 | 0 | 0 | 0 | 0 | 0.4327 | 0 | 1.0726 | 1.5053 | 0.34429 | 0 | 0.85342 | 1.1977 | 4.1169e-10 | 0 | 1.0205e-09 | 1.4322e-09 | 0.00037131 | 0 | 0.00092041 | 0.0012917 | 0 | 0 | 0 | 0 | 0 | 0 | 0 | 0 | 0.67066 | 0.0024058 | 0 | 0.0059635 | 0.0083693 | 0.01567 | 0 | 0.029228 | 0.044898 | 0 | 34
7336_G_ACT1 | PJM West | Indiana | 18 | Madison | 95 | 7336 | ACT1 | Anderson | 12613 | 1992 | 9999 | Combustion Turbine |  |  |  | H2O |  | Fossil | G | 2030 | NaturalGas |  | 0.0054759 | 0 | 0.013561 | 0.019037 | 0 | 0 | 0 | 0 | 0 | 0 | 0 | 0 | 0 | 0 | 0 | 0 | 0.43415 | 0 | 1.0752 | 1.5093 | 0.32056 | 0 | 0.79388 | 1.1144 | 3.8332e-10 | 0 | 9.4929e-10 | 1.3326e-09 | 0.00040481 | 0 | 0.0010025 | 0.0014073 | 0 | 0 | 0 | 0 | 0 | 0 | 0 | 0 | 0.67066 | 0.0028307 | 0 | 0.0070102 | 0.0098408 | 0.01459 | 0 | 0.027188 | 0.041779 | 0 | 34
7336_G_ACT2 | PJM West | Indiana | 18 | Madison | 95 | 7336 | ACT2 | Anderson | 12613 | 1992 | 9999 | Combustion Turbine |  |  |  | H2O |  | Fossil | G | 2030 | NaturalGas |  | 0.0054759 | 0 | 0.013561 | 0.019037 | 0 | 0 | 0 | 0 | 0 | 0 | 0 | 0 | 0 | 0 | 0 | 0 | 0.43415 | 0 | 1.0752 | 1.5093 | 0.32056 | 0 | 0.79388 | 1.1144 | 3.8332e-10 | 0 | 9.4929e-10 | 1.3326e-09 | 0.0004007 | 0 | 0.00099234 | 0.001393 | 0 | 0 | 0 | 0 | 0 | 0 | 0 | 0 | 0.67066 | 0.0028307 | 0 | 0.0070102 | 0.0098408 | 0.01459 | 0 | 0.027188 | 0.041779 | 0 | 34
7336_G_ACT3 | PJM West | Indiana | 18 | Madison | 95 | 7336 | ACT3 | Anderson | 12613 | 2004 | 9999 | Combustion Turbine |  |  |  | DLNB + H2O |  | Fossil | G | 2030 | NaturalGas |  | 0.011596 | 0 | 0.028718 | 0.040314 | 0 | 0 | 0 | 0 | 0 | 0 | 0 | 0 | 0 | 0 | 0 | 0 | 0.91938 | 0 | 2.2769 | 3.1962 | 0.67884 | 0 | 1.6811 | 2.36 | 8.1173e-10 | 0 | 2.0103e-09 | 2.822e-09 | 0.00033049 | 0 | 0.00081846 | 0.0011489 | 0 | 0 | 0 | 0 | 0 | 0 | 0 | 0 | 1.4202 | 0.0059943 | 0 | 0.014845 | 0.020839 | 0.030897 | 0 | 0.057575 | 0.088472 | 0 | 72
7337_G_1 | ISONE_MA, VT, NH, RI (Rest of ISO New England) | Vermont | 50 | Rutland | 21 | 7337 | 1 | Florence | 19558 | 1992 | 9999 | Combustion Turbine | [5 empty] | Fossil | G | 2030 | Oil |  | 0 | 0 | 0 | 0 | 0 | 0 | 0 | 0 | 0 | 0 | 0 | 0 | 0 | 0 | 0 | 0 | 0 | 0 | 0 | 0 | 0 | 0 | 0 | 0 | 0 | 0 | 0 | 0 | 0 | 0 | 0 | 0 | 0 | 0 | 0 | 0 | 0 | 0 | 0 | 0 | 4.5162e-08 | 0 | 0 | 0 | 0 | 0 | 0 | 0 | 0 | 0 | 1e-06
7337_G_2 | ISONE_MA, VT, NH, RI (Rest of ISO New England) | Vermont | 50 | Rutland | 21 | 7337 | 2 | Florence | 19558 | 1992 | 9999 | Combustion Turbine | [5 empty] | Fossil | G | 2030 | Oil |  | 0 | 0 | 0 | 0 | 0 | 0 | 0 | 0 | 0 | 0 | 0 | 0 | 0 | 0 | 0 | 0 | 0 | 0 | 0 | 0 | 0 | 0 | 0 | 0 | 0 | 0 | 0 | 0 | 0 | 0 | 0 | 0 | 0 | 0 | 0 | 0 | 0 | 0 | 0 | 0 | 4.5162e-08 | 0 | 0 | 0 | 0 | 0 | 0 | 0 | 0 | 0 | 1e-06
7338_G_NA1 | WECC_Northern California (not including BANC) | California | 6 | Plumas | 63 | 7338 | NA1 | Grizzly | 0 | 1993 | 9999 | Hydro | [5 empty] | Non-Fossil | G | 2030 | Hydro |  | 0 | 0 | 0 | 0 | 0 | 0 | 0 | 0 | 0 | 0 | 0 | 0 | 0 | 0 | 0 | 0 | 8.7585 | 13.9674 | 26.468 | 49.1938 | 0 | 0 | 0 | 0 | 0 | 0 | 0 | 0 | 0 | 0 | 0 | 0 | 0 | 0 | 0 | 0 | 0 | 0 | 0 | 0 | 0.27981 | 0.012174 | 0.019415 | 0.03679 | 0.068379 | 0 | 0 | 0 | 0 | 0 | 17.7
7339_G_6 | SPP North- (Kansas, Missouri) | Kansas | 20 | Sumner | 191 | 7339 | 6 | Wellington 2 | 18082 | 1989 | 9999 | Combustion Turbine | [5 empty] | Fossil | G | 2030 | NaturalGas |  | 0.0032561 | 0 | 0 | 0.0032561 | 0 | 0 | 0 | 0 | 0 | 0 | 0 | 0 | 0 | 0 | 0 | 0 | 0.18008 | 0 | 0 | 0.18008 | 0.19061 | 0 | 0 | 0.19061 | 2.2793e-10 | 0 | 0 | 2.2793e-10 | 0.00017752 | 0 | 0 | 0.00017752 | 0 | 0 | 0 | 0 | 0 | 0 | 0 | 0 | 0.8667 | 0.0010012 | 0 | 0 | 0.0010012 | 0.0091192 | 0 | 0 | 0.0091192 | 0 | 21
7343_B_4 | MISO_Iowa-MidAmerican | Iowa | 19 | Woodbury | 193 | 7343 | 4 | George Neal South | 10033 | 1979 | 9999 | Coal Steam | wall | dry | ESPC + Baghouse + Dry Scrubber + SNCR + Mercury Control | LNBO | Dry Scrubber | Fossil | B | 2030 | Coal |  | 10.8571 | 14.7174 | 16.6871 | 42.2616 | 0 | 0 | 0 | 0 | 10.8571 | 14.7174 | 16.6871 | 42.2616 | 0 | 0 | 0 | 0 | 1082.1403 | 1466.9013 | 1663.2178 | 4212.2593 | 1180.1527 | 1599.7625 | 1813.8599 | 4593.775 | 0.0030901 | 0.0041888 | 0.0047494 | 0.012028 | 0.99787 | 1.3527 | 1.5337 | 3.8842 | 0.43428 | 0.5887 | 0.66748 | 1.6905 | 0.0054286 | 0.0073587 | 0.0083435 | 0.021131 | 40.4464 | 6.3894 | 8.6612 | 9.8203 | 24.8709 | 15.3798 | 20.8482 | 23.6384 | 59.8665 | 0 | 645 | Scrubber / SNCR / Mercury Control | Dry Scrubber
7345_G_P1 | FRCC | Florida | 12 | Alachua | 1 | 7345 | P1 | University of Florida | 10745 | 1994 | 9999 | Combustion Turbine |  |  |  | STM |  | Fossil | G | 2030 | NaturalGas |  | 0.0084235 | 0.028479 | 0.46022 | 0.49712 | 0 | 0 | 0 | 0 | 0 | 0 | 0 | 0 | 0 | 0 | 0 | 0 | 0.78395 | 2.6505 | 42.831 | 46.2654 | 0.49311 | 1.6672 | 26.9412 | 29.1015 | 5.8964e-10 | 1.9936e-09 | 3.2215e-08 | 3.4799e-08 | 0.00026155 | 0.00088429 | 0.01429 | 0.015436 | 0 | 0 | 0 | 0 | 0 | 0 | 0 | 0 | 0.86791 | 0.0037002 | 0.01251 | 0.20216 | 0.21837 | 0.02539 | 0.075607 | 1.5145 | 1.6155 | 0 | 44
7348_G_1 | SERC_Southeastern | Georgia | 13 | Houston | 153 | 7348 | 1 | Robins | 14041 | 1995 | 9999 | Combustion Turbine |  |  |  | H2O |  | Fossil | G | 2030 | NaturalGas |  | 0.017266 | 0.031257 | 0 | 0.048523 | 0 | 0 | 0 | 0 | 0 | 0 | 0 | 0 | 0 | 0 | 0 | 0 | 1.2297 | 2.2261 | 0 | 3.4558 | 1.0108 | 1.8298 | 0 | 2.8405 | 1.2086e-09 | 2.188e-09 | 0 | 3.3966e-09 | 0.0063557 | 0.011505 | 0 | 0.017861 | 0 | 0 | 0 | 0 | 0 | 0 | 0 | 0 | 1.578 | 0.0080177 | 0.014514 | 0 | 0.022532 | 0.049605 | 0.078052 | 0 | 0.12766 | 0 | 80
7348_G_2 | SERC_Southeastern | Georgia | 13 | Houston | 153 | 7348 | 2 | Robins | 14042 | 1995 | 9999 | Combustion Turbine |  |  |  | H2O |  | Fossil | G | 2030 | NaturalGas |  | 0.017268 | 0.031259 | 0 | 0.048526 | 0 | 0 | 0 | 0 | 0 | 0 | 0 | 0 | 0 | 0 | 0 | 0 | 1.2297 | 2.2261 | 0 | 3.4558 | 1.0108 | 1.8299 | 0 | 2.8407 | 1.2087e-09 | 2.1881e-09 | 0 | 3.3968e-09 | 0.0064139 | 0.011611 | 0 | 0.018025 | 0 | 0 | 0 | 0 | 0 | 0 | 0 | 0 | 1.578 | 0.0080177 | 0.014514 | 0 | 0.022532 | 0.049609 | 0.078057 | 0 | 0.12767 | 0 | 80
7350_G_1 | WECC_Pacific Northwest | Oregon | 41 | Morrow | 49 | 7350 | 1 | Coyote Springs | 6840 | 1995 | 9999 | Combined Cycle |  |  | SCR | DLNB + H2O |  | Fossil | G | 2030 | NaturalGas |  | 2.4074 | 0 | 0.019065 | 2.4265 | 0 | 0 | 0 | 0 | 0 | 0 | 0 | 0 | 0 | 0 | 0 | 0 | 351.9631 | 0 | 2.7873 | 354.7504 | 145.6903 | 0 | 1.1538 | 146.8441 | 1.7421e-07 | 0 | 1.3796e-09 | 1.7559e-07 | 0.018647 | 0 | 0.00014767 | 0.018794 | 0 | 0 | 0 | 0 | 0 | 0 | 0 | 0 | 6.8292 | 0.80426 | 0 | 0.011606 | 0.81586 | 7.1657 | 0 | 0.038586 | 7.2043 | 0 | 171 | SCR
7350_G_2 | WECC_Pacific Northwest | Oregon | 41 | Morrow | 49 | 7350 | 2 | Coyote Springs | 6840 | 1995 | 9999 | Combined Cycle |  |  | SCR | LNB + NH3 |  | Fossil | G | 2030 | NaturalGas |  | 1.0137 | 0 | 0.0080274 | 1.0217 | 0 | 0 | 0 | 0 | 0 | 0 | 0 | 0 | 0 | 0 | 0 | 0 | 148.195 | 0 | 1.1736 | 149.3686 | 61.3433 | 0 | 0.48579 | 61.8291 | 7.3352e-08 | 0 | 5.8089e-10 | 7.3933e-08 | 0.0078512 | 0 | 6.2176e-05 | 0.0079134 | 0 | 0 | 0 | 0 | 0 | 0 | 0 | 0 | 2.8754 | 0.33863 | 0 | 0.0048866 | 0.34352 | 3.0171 | 0 | 0.016247 | 3.0334 | 0 | 72 | SCR
736_G_1 | SERC_VACAR | Georgia | 13 | Columbia | 73 | 736 | 1 | Stevens Creek | 0 | 1914 | 9999 | Hydro | [5 empty] | Non-Fossil | G | 2030 | Hydro |  | 0 | 0 | 0 | 0 | 0 | 0 | 0 | 0 | 0 | 0 | 0 | 0 | 0 | 0 | 0 | 0 | 2.1575 | 2.3967 | 2.9095 | 7.4638 | 0 | 0 | 0 | 0 | 0 | 0 | 0 | 0 | 0 | 0 | 0 | 0 | 0 | 0 | 0 | 0 | 0 | 0 | 0 | 0 | 0.023712 | 0.002999 | 0.0033315 | 0.0040442 | 0.010375 | 0 | 0 | 0 | 0 | 0 | 1.5
736_G_2 | SERC_VACAR | Georgia | 13 | Columbia | 73 | 736 | 2 | Stevens Creek | 0 | 1914 | 9999 | Hydro | [5 empty] | Non-Fossil | G | 2030 | Hydro |  | 0 | 0 | 0 | 0 | 0 | 0 | 0 | 0 | 0 | 0 | 0 | 0 | 0 | 0 | 0 | 0 | 2.1575 | 2.3967 | 2.9095 | 7.4638 | 0 | 0 | 0 | 0 | 0 | 0 | 0 | 0 | 0 | 0 | 0 | 0 | 0 | 0 | 0 | 0 | 0 | 0 | 0 | 0 | 0.023712 | 0.002999 | 0.0033315 | 0.0040442 | 0.010375 | 0 | 0 | 0 | 0 | 0 | 1.5
736_G_3 | SERC_VACAR | Georgia | 13 | Columbia | 73 | 736 | 3 | Stevens Creek | 0 | 1914 | 9999 | Hydro | [5 empty] | Non-Fossil | G | 2030 | Hydro |  | 0 | 0 | 0 | 0 | 0 | 0 | 0 | 0 | 0 | 0 | 0 | 0 | 0 | 0 | 0 | 0 | 2.1575 | 2.3967 | 2.9095 | 7.4638 | 0 | 0 | 0 | 0 | 0 | 0 | 0 | 0 | 0 | 0 | 0 | 0 | 0 | 0 | 0 | 0 | 0 | 0 | 0 | 0 | 0.023712 | 0.002999 | 0.0033315 | 0.0040442 | 0.010375 | 0 | 0 | 0 | 0 | 0 | 1.5
736_G_4 | SERC_VACAR | Georgia | 13 | Columbia | 73 | 736 | 4 | Stevens Creek | 0 | 1914 | 9999 | Hydro | [5 empty] | Non-Fossil | G | 2030 | Hydro |  | 0 | 0 | 0 | 0 | 0 | 0 | 0 | 0 | 0 | 0 | 0 | 0 | 0 | 0 | 0 | 0 | 2.1575 | 2.3967 | 2.9095 | 7.4638 | 0 | 0 | 0 | 0 | 0 | 0 | 0 | 0 | 0 | 0 | 0 | 0 | 0 | 0 | 0 | 0 | 0 | 0 | 0 | 0 | 0.023712 | 0.002999 | 0.0033315 | 0.0040442 | 0.010375 | 0 | 0 | 0 | 0 | 0 | 1.5
736_G_5 | SERC_VACAR | Georgia | 13 | Columbia | 73 | 736 | 5 | Stevens Creek | 0 | 1914 | 9999 | Hydro | [5 empty] | Non-Fossil | G | 2030 | Hydro |  | 0 | 0 | 0 | 0 | 0 | 0 | 0 | 0 | 0 | 0 | 0 | 0 | 0 | 0 | 0 | 0 | 2.1575 | 2.3967 | 2.9095 | 7.4638 | 0 | 0 | 0 | 0 | 0 | 0 | 0 | 0 | 0 | 0 | 0 | 0 | 0 | 0 | 0 | 0 | 0 | 0 | 0 | 0 | 0.023712 | 0.002999 | 0.0033315 | 0.0040442 | 0.010375 | 0 | 0 | 0 | 0 | 0 | 1.5
736_G_6 | SERC_VACAR | Georgia | 13 | Columbia | 73 | 736 | 6 | Stevens Creek | 0 | 1925 | 9999 | Hydro | [5 empty] | Non-Fossil | G | 2030 | Hydro |  | 0 | 0 | 0 | 0 | 0 | 0 | 0 | 0 | 0 | 0 | 0 | 0 | 0 | 0 | 0 | 0 | 2.1575 | 2.3967 | 2.9095 | 7.4638 | 0 | 0 | 0 | 0 | 0 | 0 | 0 | 0 | 0 | 0 | 0 | 0 | 0 | 0 | 0 | 0 | 0 | 0 | 0 | 0 | 0.023712 | 0.002999 | 0.0033315 | 0.0040442 | 0.010375 | 0 | 0 | 0 | 0 | 0 | 1.5
736_G_7 | SERC_VACAR | Georgia | 13 | Columbia | 73 | 736 | 7 | Stevens Creek | 0 | 1926 | 9999 | Hydro | [5 empty] | Non-Fossil | G | 2030 | Hydro |  | 0 | 0 | 0 | 0 | 0 | 0 | 0 | 0 | 0 | 0 | 0 | 0 | 0 | 0 | 0 | 0 | 2.1575 | 2.3967 | 2.9095 | 7.4638 | 0 | 0 | 0 | 0 | 0 | 0 | 0 | 0 | 0 | 0 | 0 | 0 | 0 | 0 | 0 | 0 | 0 | 0 | 0 | 0 | 0.023712 | 0.002999 | 0.0033315 | 0.0040442 | 0.010375 | 0 | 0 | 0 | 0 | 0 | 1.5
736_G_8 | SERC_VACAR | Georgia | 13 | Columbia | 73 | 736 | 8 | Stevens Creek | 0 | 1926 | 9999 | Hydro | [5 empty] | Non-Fossil | G | 2030 | Hydro |  | 0 | 0 | 0 | 0 | 0 | 0 | 0 | 0 | 0 | 0 | 0 | 0 | 0 | 0 | 0 | 0 | 2.1575 | 2.3967 | 2.9095 | 7.4638 | 0 | 0 | 0 | 0 | 0 | 0 | 0 | 0 | 0 | 0 | 0 | 0 | 0 | 0 | 0 | 0 | 0 | 0 | 0 | 0 | 0.023712 | 0.002999 | 0.0033315 | 0.0040442 | 0.010375 | 0 | 0 | 0 | 0 | 0 | 1.5
7368_G_1 | WECC_Northern California (not including BANC) | California | 6 | Sonoma | 97 | 7368 | 1 | Geothermal 1 | 9771 | 1983 | 9999 | Geothermal | [5 empty] | Non-Fossil | G | 2030 | Geothermal |  | 0.45572 | 0.60335 | 0.77444 | 1.8335 | 0 | 0 | 0 | 0 | 0 | 0 | 0 | 0 | 0 | 0 | 0 | 0 | 46.6403 | 61.749 | 79.2594 | 187.6487 | 0 | 0 | 0 | 0 | 0.00067684 | 0.00089609 | 0.0011502 | 0.0027231 | 0 | 0 | 0 | 0 | 0 | 0 | 0 | 0 | 0 | 0 | 0 | 0 | 3.4091 | 0.054103 | 0.071629 | 0.091941 | 0.21767 | 0 | 0 | 0 | 0 | 0 | 25
7368_G_2 | WECC_Northern California (not including BANC) | California | 6 | Sonoma | 97 | 7368 | 2 | Geothermal 1 | 9771 | 1983 | 9999 | Geothermal | [5 empty] | Non-Fossil | G | 2030 | Geothermal |  | 0.40104 | 0.53095 | 0.68151 | 1.6135 | 0 | 0 | 0 | 0 | 0 | 0 | 0 | 0 | 0 | 0 | 0 | 0 | 41.0434 | 54.3391 | 69.7483 | 165.1308 | 0 | 0 | 0 | 0 | 0.00059562 | 0.00078856 | 0.0010122 | 0.0023964 | 0 | 0 | 0 | 0 | 0 | 0 | 0 | 0 | 0 | 0 | 0 | 0 | 3 | 0.04761 | 0.063033 | 0.080908 | 0.19155 | 0 | 0 | 0 | 0 | 0 | 22
7369_G_3 | WECC_Northern California (not including BANC) | California | 6 | Sonoma | 97 | 7369 | 3 | Geothermal 2 | 9771 | 1985 | 9999 | Geothermal | [5 empty] | Non-Fossil | G | 2030 | Geothermal |  | 0.45572 | 0.60335 | 0.77444 | 1.8335 | 0 | 0 | 0 | 0 | 0 | 0 | 0 | 0 | 0 | 0 | 0 | 0 | 46.6403 | 61.749 | 79.2594 | 187.6487 | 0 | 0 | 0 | 0 | 0.00067684 | 0.00089609 | 0.0011502 | 0.0027231 | 0 | 0 | 0 | 0 | 0 | 0 | 0 | 0 | 0 | 0 | 0 | 0 | 3.4091 | 0.054103 | 0.071629 | 0.091941 | 0.21767 | 0 | 0 | 0 | 0 | 0 | 25
7369_G_4 | WECC_Northern California (not including BANC) | California | 6 | Sonoma | 97 | 7369 | 4 | Geothermal 2 | 9771 | 1986 | 9999 | Geothermal | [5 empty] | Non-Fossil | G | 2030 | Geothermal |  | 0.74738 | 0.98949 | 1.2701 | 3.007 | 0 | 0 | 0 | 0 | 0 | 0 | 0 | 0 | 0 | 0 | 0 | 0 | 76.49 | 101.2683 | 129.9855 | 307.7438 | 0 | 0 | 0 | 0 | 0.00111 | 0.0014696 | 0.0018863 | 0.0044659 | 0 | 0 | 0 | 0 | 0 | 0 | 0 | 0 | 0 | 0 | 0 | 0 | 5.591 | 0.088728 | 0.11747 | 0.15078 | 0.35698 | 0 | 0 | 0 | 0 | 0 | 41
7372_G_1 | WECC_Colorado | Colorado | 8 | Montezuma | 83 | 7372 | 1 | McPhee | 0 | 1992 | 9999 | Hydro | [5 empty] | Non-Fossil | G | 2030 | Hydro |  | 0 | 0 | 0 | 0 | 0 | 0 | 0 | 0 | 0 | 0 | 0 | 0 | 0 | 0 | 0 | 0 | 0.67225 | 0.725 | 1.2778 | 2.6751 | 0 | 0 | 0 | 0 | 0 | 0 | 0 | 0 | 0 | 0 | 0 | 0 | 0 | 0 | 0 | 0 | 0 | 0 | 0 | 0 | 0.01897 | 0.00093442 | 0.0010077 | 0.0017762 | 0.0037183 | 0 | 0 | 0 | 0 | 0 | 1.2
7373_G_1 | WECC_Colorado | Colorado | 8 | Montezuma | 83 | 7373 | 1 | Towaoc | 0 | 1993 | 9999 | Hydro | [5 empty] | Non-Fossil | G | 2030 | Hydro |  | 0 | 0 | 0 | 0 | 0 | 0 | 0 | 0 | 0 | 0 | 0 | 0 | 0 | 0 | 0 | 0 | 11.0567 | 11.8335 | 20.1423 | 43.0325 | 0 | 0 | 0 | 0 | 0 | 0 | 0 | 0 | 0 | 0 | 0 | 0 | 0 | 0 | 0 | 0 | 0 | 0 | 0 | 0 | 0.18021 | 0.015369 | 0.016449 | 0.027998 | 0.059815 | 0 | 0 | 0 | 0 | 0 | 11.4
7380_G_CT1 | FRCC | Florida | 12 | Hardee | 49 | 7380 | CT1 | Midulla Generating Station | 7417 | 2002 | 9999 | Combined Cycle |  |  | SCR | DLNB + H2O |  | Fossil | G | 2030 | NaturalGas |  | 0.63166 | 1.2736 | 2.8437 | 4.7489 | 0 | 0 | 0 | 0 | 0 | 0 | 0 | 0 | 0 | 0 | 0 | 0 | 85.1633 | 171.7144 | 383.4009 | 640.2786 | 36.9772 | 74.5569 | 166.4693 | 278.0033 | 4.4216e-08 | 8.9152e-08 | 1.9906e-07 | 3.3243e-07 | 0.0092248 | 0.0186 | 0.04153 | 0.069354 | 0 | 0 | 0 | 0 | 0 | 0 | 0 | 0 | 4.8962 | 0.28407 | 0.4659 | 0.87609 | 1.6261 | 1.9039 | 3.3811 | 9.3583 | 14.6434 | 0 | 155 | SCR
7380_G_CT2 | FRCC | Florida | 12 | Hardee | 49 | 7380 | CT2 | Midulla Generating Station | 7417 | 2002 | 9999 | Combined Cycle |  |  | SCR | DLNB + H2O |  | Fossil | G | 2030 | NaturalGas |  | 0.63166 | 1.2736 | 2.8437 | 4.7489 | 0 | 0 | 0 | 0 | 0 | 0 | 0 | 0 | 0 | 0 | 0 | 0 | 85.1633 | 171.7144 | 383.4009 | 640.2786 | 36.9772 | 74.5569 | 166.4693 | 278.0033 | 4.4216e-08 | 8.9152e-08 | 1.9906e-07 | 3.3243e-07 | 0.0092248 | 0.0186 | 0.04153 | 0.069354 | 0 | 0 | 0 | 0 | 0 | 0 | 0 | 0 | 4.8962 | 0.28407 | 0.4659 | 0.87609 | 1.6261 | 1.9039 | 3.3811 | 9.3583 | 14.6434 | 0 | 155 | SCR
7380_G_GT4 | FRCC | Florida | 12 | Hardee | 49 | 7380 | GT4 | Midulla Generating Station | 11630 | 2006 | 9999 | Combustion Turbine |  |  |  | DLNB + H2O |  | Fossil | G | 2030 | NaturalGas |  | 0.011262 | 0.038078 | 0.12367 | 0.17301 | 0 | 0 | 0 | 0 | 0 | 0 | 0 | 0 | 0 | 0 | 0 | 0 | 0.9684 | 3.2741 | 10.6337 | 14.8762 | 0.6593 | 2.2291 | 7.2396 | 10.128 | 7.8837e-10 | 2.6654e-09 | 8.6569e-09 | 1.2111e-08 | 0.00047268 | 0.0015981 | 0.0051904 | 0.0072612 | 0 | 0 | 0 | 0 | 0 | 0 | 0 | 0 | 1.0652 | 0.0045708 | 0.015454 | 0.050191 | 0.070216 | 0.033947 | 0.10109 | 0.40699 | 0.54202 | 0 | 54
7380_G_GT5 | FRCC | Florida | 12 | Hardee | 49 | 7380 | GT5 | Midulla Generating Station | 11630 | 2006 | 9999 | Combustion Turbine |  |  |  | DLNB + H2O |  | Fossil | G | 2030 | NaturalGas |  | 0.011262 | 0.038078 | 0.12367 | 0.17301 | 0 | 0 | 0 | 0 | 0 | 0 | 0 | 0 | 0 | 0 | 0 | 0 | 0.9684 | 3.2741 | 10.6337 | 14.8762 | 0.6593 | 2.2291 | 7.2396 | 10.128 | 7.8837e-10 | 2.6654e-09 | 8.6569e-09 | 1.2111e-08 | 0.00055676 | 0.0018824 | 0.0061136 | 0.0085527 | 0 | 0 | 0 | 0 | 0 | 0 | 0 | 0 | 1.0652 | 0.0045708 | 0.015454 | 0.050191 | 0.070216 | 0.033947 | 0.10109 | 0.40699 | 0.54202 | 0 | 54
7380_G_GT6 | FRCC | Florida | 12 | Hardee | 49 | 7380 | GT6 | Midulla Generating Station | 11630 | 2006 | 9999 | Combustion Turbine |  |  |  | DLNB + H2O |  | Fossil | G | 2030 | NaturalGas |  | 0.011262 | 0.038078 | 0.12367 | 0.17301 | 0 | 0 | 0 | 0 | 0 | 0 | 0 | 0 | 0 | 0 | 0 | 0 | 0.9684 | 3.2741 | 10.6337 | 14.8762 | 0.6593 | 2.2291 | 7.2396 | 10.128 | 7.8837e-10 | 2.6654e-09 | 8.6569e-09 | 1.2111e-08 | 0.00054623 | 0.0018468 | 0.005998 | 0.008391 | 0 | 0 | 0 | 0 | 0 | 0 | 0 | 0 | 1.0652 | 0.0045708 | 0.015454 | 0.050191 | 0.070216 | 0.033947 | 0.10109 | 0.40699 | 0.54202 | 0 | 54
7380_G_GT7 | FRCC | Florida | 12 | Hardee | 49 | 7380 | GT7 | Midulla Generating Station | 11630 | 2006 | 9999 | Combustion Turbine |  |  |  | DLNB + H2O |  | Fossil | G | 2030 | NaturalGas |  | 0.011262 | 0.038078 | 0.12367 | 0.17301 | 0 | 0 | 0 | 0 | 0 | 0 | 0 | 0 | 0 | 0 | 0 | 0 | 0.9684 | 3.2741 | 10.6337 | 14.8762 | 0.6593 | 2.2291 | 7.2396 | 10.128 | 7.8837e-10 | 2.6654e-09 | 8.6569e-09 | 1.2111e-08 | 0.00044892 | 0.0015178 | 0.0049295 | 0.0068962 | 0 | 0 | 0 | 0 | 0 | 0 | 0 | 0 | 1.0652 | 0.0045708 | 0.015454 | 0.050191 | 0.070216 | 0.033947 | 0.10109 | 0.40699 | 0.54202 | 0 | 54
7380_G_GT8 | FRCC | Florida | 12 | Hardee | 49 | 7380 | GT8 | Midulla Generating Station | 11630 | 2006 | 9999 | Combustion Turbine |  |  |  | DLNB + H2O |  | Fossil | G | 2030 | NaturalGas |  | 0.011262 | 0.038078 | 0.12367 | 0.17301 | 0 | 0 | 0 | 0 | 0 | 0 | 0 | 0 | 0 | 0 | 0 | 0 | 0.9684 | 3.2741 | 10.6337 | 14.8762 | 0.6593 | 2.2291 | 7.2396 | 10.128 | 7.8837e-10 | 2.6654e-09 | 8.6569e-09 | 1.2111e-08 | 0.00046339 | 0.0015667 | 0.0050884 | 0.0071185 | 0 | 0 | 0 | 0 | 0 | 0 | 0 | 0 | 1.0652 | 0.0045708 | 0.015454 | 0.050191 | 0.070216 | 0.033947 | 0.10109 | 0.40699 | 0.54202 | 0 | 54
7380_G_ST3 | FRCC | Florida | 12 | Hardee | 49 | 7380 | ST3 | Midulla Generating Station | 7417 | 2002 | 9999 | Combined Cycle |  |  | SCR | DLNB + H2O |  | Fossil | G | 2030 | NaturalGas |  | 0.72946 | 1.4708 | 3.284 | 5.4843 | 0 | 0 | 0 | 0 | 0 | 0 | 0 | 0 | 0 | 0 | 0 | 0 | 98.3499 | 198.3025 | 442.7662 | 739.4185 | 42.7026 | 86.1012 | 192.2452 | 321.049 | 5.1062e-08 | 1.0296e-07 | 2.2988e-07 | 3.839e-07 | 0.010653 | 0.02148 | 0.04796 | 0.080093 | 0 | 0 | 0 | 0 | 0 | 0 | 0 | 0 | 5.6543 | 0.32805 | 0.53804 | 1.0117 | 1.8778 | 2.1987 | 3.9047 | 10.8074 | 16.9108 | 0 | 179 | SCR
7381_G_1 | ISONE_MA, VT, NH, RI (Rest of ISO New England) | Vermont | 50 | Bennington | 3 | 7381 | 1 | Searsburg Wind Turbine | 0 | 1997 | 9999 | Onshore Wind | [5 empty] | Non-Fossil | G | 2030 | Wind |  | 0 | 0 | 0 | 0 | 0 | 0 | 0 | 0 | 0 | 0 | 0 | 0 | 0 | 0 | 0 | 0 | 3.6985 | 4.7846 | 4.0661 | 12.5492 | 0 | 0 | 0 | 0 | 0 | 0 | 0 | 0 | 0 | 0 | 0 | 0 | 0 | 0 | 0 | 0 | 0 | 0 | 0 | 0 | 0.22026 | 0 | 0 | 0 | 0 | 0 | 0 | 0 | 0 | 0 | 5.2
7392_G_1 | SPP West (Oklahoma, Arkansas, Louisiana) | Missouri | 29 | Butler | 23 | 7392 | 1 | Poplar Bluff Generating Station | 11092 | 1976 | 9999 | Combustion Turbine | [5 empty] | Fossil | G | 2030 | Oil |  | 0 | 0 | 0 | 0 | 0 | 0 | 0 | 0 | 0 | 0 | 0 | 0 | 0 | 0 | 0 | 0 | 0 | 0 | 0 | 0 | 0 | 0 | 0 | 0 | 0 | 0 | 0 | 0 | 0 | 0 | 0 | 0 | 0 | 0 | 0 | 0 | 0 | 0 | 0 | 0 | 4.3198e-08 | 0 | 0 | 0 | 0 | 0 | 0 | 0 | 0 | 0 | 1e-06
7392_G_2 | SPP West (Oklahoma, Arkansas, Louisiana) | Missouri | 29 | Butler | 23 | 7392 | 2 | Poplar Bluff Generating Station | 11078 | 1976 | 9999 | Combustion Turbine | [5 empty] | Fossil | G | 2030 | Oil |  | 0 | 0 | 0 | 0 | 0 | 0 | 0 | 0 | 0 | 0 | 0 | 0 | 0 | 0 | 0 | 0 | 0 | 0 | 0 | 0 | 0 | 0 | 0 | 0 | 0 | 0 | 0 | 0 | 0 | 0 | 0 | 0 | 0 | 0 | 0 | 0 | 0 | 0 | 0 | 0 | 4.3198e-08 | 0 | 0 | 0 | 0 | 0 | 0 | 0 | 0 | 0 | 1e-06
7396_G_1 | ISONE_MA, VT, NH, RI (Rest of ISO New England) | Massachusetts | 25 | Hampden | 13 | 7396 | 1 | Front Street | 10745 | 1978 | 9999 | Combustion Turbine | [5 empty] | Fossil | G | 2030 | Oil |  | 0 | 0 | 0 | 0 | 0 | 0 | 0 | 0 | 0 | 0 | 0 | 0 | 0 | 0 | 0 | 0 | 0 | 0 | 0 | 0 | 0 | 0 | 0 | 0 | 0 | 0 | 0 | 0 | 0 | 0 | 0 | 0 | 0 | 0 | 0 | 0 | 0 | 0 | 0 | 0 | 0.12645 | 0 | 0 | 0 | 0 | 0 | 0 | 0 | 0 | 0 | 2.8
7396_G_2 | ISONE_MA, VT, NH, RI (Rest of ISO New England) | Massachusetts | 25 | Hampden | 13 | 7396 | 2 | Front Street | 10745 | 1978 | 9999 | Combustion Turbine | [5 empty] | Fossil | G | 2030 | Oil |  | 0 | 0 | 0 | 0 | 0 | 0 | 0 | 0 | 0 | 0 | 0 | 0 | 0 | 0 | 0 | 0 | 0 | 0 | 0 | 0 | 0 | 0 | 0 | 0 | 0 | 0 | 0 | 0 | 0 | 0 | 0 | 0 | 0 | 0 | 0 | 0 | 0 | 0 | 0 | 0 | 0.12645 | 0 | 0 | 0 | 0 | 0 | 0 | 0 | 0 | 0 | 2.8
7396_G_3 | ISONE_MA, VT, NH, RI (Rest of ISO New England) | Massachusetts | 25 | Hampden | 13 | 7396 | 3 | Front Street | 10745 | 1978 | 9999 | Combustion Turbine | [5 empty] | Fossil | G | 2030 | Oil |  | 0 | 0 | 0 | 0 | 0 | 0 | 0 | 0 | 0 | 0 | 0 | 0 | 0 | 0 | 0 | 0 | 0 | 0 | 0 | 0 | 0 | 0 | 0 | 0 | 0 | 0 | 0 | 0 | 0 | 0 | 0 | 0 | 0 | 0 | 0 | 0 | 0 | 0 | 0 | 0 | 0.12645 | 0 | 0 | 0 | 0 | 0 | 0 | 0 | 0 | 0 | 2.8
7397_G_5 | PJM_AP | Pennsylvania | 42 | Franklin | 55 | 7397 | 5 | Falling Spring | 10745 | 1967 | 9999 | Combustion Turbine | [5 empty] | Fossil | G | 2030 | NaturalGas |  | 0.0049431 | 0.0031745 | 0.020146 | 0.028264 | 0 | 0 | 0 | 0 | 0 | 0 | 0 | 0 | 0 | 0 | 0 | 0 | 0.46004 | 0.29544 | 1.8749 | 2.6304 | 0.28937 | 0.18584 | 1.1794 | 1.6546 | 3.4602e-10 | 2.2222e-10 | 1.4102e-09 | 1.9785e-09 | 0.00302 | 0.0019395 | 0.012308 | 0.017268 | 0 | 0 | 0 | 0 | 0 | 0 | 0 | 0 | 0.093976 | 0.0021714 | 0.0013945 | 0.0088497 | 0.012416 | 0.011904 | 0.0062201 | 0.033522 | 0.051646 | 0 | 2.1
7397_G_6 | PJM_AP | Pennsylvania | 42 | Franklin | 55 | 7397 | 6 | Falling Spring | 10745 | 1967 | 9999 | Combustion Turbine | [5 empty] | Fossil | G | 2030 | NaturalGas |  | 0.0049431 | 0.0031745 | 0.020146 | 0.028264 | 0 | 0 | 0 | 0 | 0 | 0 | 0 | 0 | 0 | 0 | 0 | 0 | 0.46004 | 0.29544 | 1.8749 | 2.6304 | 0.28937 | 0.18584 | 1.1794 | 1.6546 | 3.4602e-10 | 2.2222e-10 | 1.4102e-09 | 1.9785e-09 | 0.00302 | 0.0019395 | 0.012308 | 0.017268 | 0 | 0 | 0 | 0 | 0 | 0 | 0 | 0 | 0.093976 | 0.0021714 | 0.0013945 | 0.0088497 | 0.012416 | 0.011904 | 0.0062201 | 0.033522 | 0.051646 | 0 | 2.1
7397_G_7 | PJM_AP | Pennsylvania | 42 | Franklin | 55 | 7397 | 7 | Falling Spring | 10745 | 2001 | 9999 | Combustion Turbine | [5 empty] | Fossil | G | 2030 | NaturalGas |  | 0.0068262 | 0.0043839 | 0.027821 | 0.039031 | 0 | 0 | 0 | 0 | 0 | 0 | 0 | 0 | 0 | 0 | 0 | 0 | 0.63529 | 0.40799 | 2.5892 | 3.6325 | 0.39961 | 0.25663 | 1.6286 | 2.2849 | 4.7784e-10 | 3.0687e-10 | 1.9475e-09 | 2.7322e-09 | 0.0041705 | 0.0026783 | 0.016997 | 0.023846 | 0 | 0 | 0 | 0 | 0 | 0 | 0 | 0 | 0.12978 | 0.0029986 | 0.0019257 | 0.012221 | 0.017145 | 0.016439 | 0.0085897 | 0.046292 | 0.07132 | 0 | 2.9
7398_G_GEN1 | MISO_Lower Michigan | Michigan | 26 | Bay | 17 | 7398 | GEN1 | Water Street Station | 11291 | 1980 | 9999 | Combustion Turbine | [5 empty] | Fossil | G | 2030 | NaturalGas |  | 0.00027994 | 0 | 0.045025 | 0.045305 | 0 | 0 | 0 | 0 | 0 | 0 | 0 | 0 | 0 | 0 | 0 | 0 | 0.024793 | 0 | 3.9877 | 4.0125 | 0.016388 | 0 | 2.6358 | 2.6522 | 1.9596e-11 | 0 | 3.1518e-09 | 3.1714e-09 | 0.00019429 | 0 | 0.03125 | 0.031445 | 0 | 0 | 0 | 0 | 0 | 0 | 0 | 0 | 0.23697 | 0.00011702 | 0 | 0.018822 | 0.018939 | 0.00080384 | 0 | 0.098618 | 0.099422 | 0 | 5.5
7398_G_GEN2 | MISO_Lower Michigan | Michigan | 26 | Bay | 17 | 7398 | GEN2 | Water Street Station | 11288 | 1984 | 9999 | Combustion Turbine | [5 empty] | Fossil | G | 2030 | NaturalGas |  | 0.00033075 | 0 | 0.053198 | 0.053528 | 0 | 0 | 0 | 0 | 0 | 0 | 0 | 0 | 0 | 0 | 0 | 0 | 0.029301 | 0 | 4.7128 | 4.7421 | 0.019362 | 0 | 3.1142 | 3.1335 | 2.3152e-11 | 0 | 3.7238e-09 | 3.747e-09 | 0.00034162 | 0 | 0.054946 | 0.055288 | 0 | 0 | 0 | 0 | 0 | 0 | 0 | 0 | 0.28005 | 0.0001383 | 0 | 0.022244 | 0.022383 | 0.00094975 | 0 | 0.11652 | 0.11747 | 0 | 6.5
7399_G_GEN3 | MISO_Lower Michigan | Michigan | 26 | Bay | 17 | 7399 | GEN3 | Henry Station | 10745 | 1993 | 9999 | Combustion Turbine | [5 empty] | Fossil | G | 2030 | NaturalGas |  | 0.00036327 | 0 | 0.058429 | 0.058792 | 0 | 0 | 0 | 0 | 0 | 0 | 0 | 0 | 0 | 0 | 0 | 0 | 0.033809 | 0 | 5.4378 | 5.4716 | 0.021266 | 0 | 3.4204 | 3.4417 | 2.5429e-11 | 0 | 4.09e-09 | 4.1155e-09 | 0.00053595 | 0 | 0.086203 | 0.086739 | 0 | 0 | 0 | 0 | 0 | 0 | 0 | 0 | 0.32314 | 0.00015958 | 0 | 0.025666 | 0.025826 | 0.0010431 | 0 | 0.12798 | 0.12902 | 0 | 7.5
7399_G_GEN4 | MISO_Lower Michigan | Michigan | 26 | Bay | 17 | 7399 | GEN4 | Henry Station | 10745 | 1993 | 9999 | Combustion Turbine | [5 empty] | Fossil | G | 2030 | NaturalGas |  | 0.00036327 | 0 | 0.058429 | 0.058792 | 0 | 0 | 0 | 0 | 0 | 0 | 0 | 0 | 0 | 0 | 0 | 0 | 0.033809 | 0 | 5.4378 | 5.4716 | 0.021266 | 0 | 3.4204 | 3.4417 | 2.5429e-11 | 0 | 4.09e-09 | 4.1155e-09 | 0.0007825 | 0 | 0.12586 | 0.12664 | 0 | 0 | 0 | 0 | 0 | 0 | 0 | 0 | 0.32314 | 0.00015958 | 0 | 0.025666 | 0.025826 | 0.0010431 | 0 | 0.12798 | 0.12902 | 0 | 7.5
7400_G_1 | SPP North- (Kansas, Missouri) | Missouri | 29 | Chariton | 41 | 7400 | 1 | Salisbury City of | 12283 | 1983 | 9999 | Combustion Turbine | [5 empty] | Fossil | G | 2030 | Oil |  | 0 | 0 | 0 | 0 | 0 | 0 | 0 | 0 | 0 | 0 | 0 | 0 | 0 | 0 | 0 | 0 | 0 | 0 | 0 | 0 | 0 | 0 | 0 | 0 | 0 | 0 | 0 | 0 | 0 | 0 | 0 | 0 | 0 | 0 | 0 | 0 | 0 | 0 | 0 | 0 | 0.034773 | 0 | 0 | 0 | 0 | 0 | 0 | 0 | 0 | 0 | 0.8
7400_G_2 | SPP North- (Kansas, Missouri) | Missouri | 29 | Chariton | 41 | 7400 | 2 | Salisbury City of | 12283 | 1983 | 9999 | Combustion Turbine | [5 empty] | Fossil | G | 2030 | Oil |  | 0 | 0 | 0 | 0 | 0 | 0 | 0 | 0 | 0 | 0 | 0 | 0 | 0 | 0 | 0 | 0 | 0 | 0 | 0 | 0 | 0 | 0 | 0 | 0 | 0 | 0 | 0 | 0 | 0 | 0 | 0 | 0 | 0 | 0 | 0 | 0 | 0 | 0 | 0 | 0 | 0.034773 | 0 | 0 | 0 | 0 | 0 | 0 | 0 | 0 | 0 | 0.8
7400_G_3 | SPP North- (Kansas, Missouri) | Missouri | 29 | Chariton | 41 | 7400 | 3 | Salisbury City of | 12283 | 1986 | 9999 | Combustion Turbine | [5 empty] | Fossil | G | 2030 | Oil |  | 0 | 0 | 0 | 0 | 0 | 0 | 0 | 0 | 0 | 0 | 0 | 0 | 0 | 0 | 0 | 0 | 0 | 0 | 0 | 0 | 0 | 0 | 0 | 0 | 0 | 0 | 0 | 0 | 0 | 0 | 0 | 0 | 0 | 0 | 0 | 0 | 0 | 0 | 0 | 0 | 0.078239 | 0 | 0 | 0 | 0 | 0 | 0 | 0 | 0 | 0 | 1.8
7400_G_4 | SPP North- (Kansas, Missouri) | Missouri | 29 | Chariton | 41 | 7400 | 4 | Salisbury City of | 12283 | 1986 | 9999 | Combustion Turbine | [5 empty] | Fossil | G | 2030 | Oil |  | 0 | 0 | 0 | 0 | 0 | 0 | 0 | 0 | 0 | 0 | 0 | 0 | 0 | 0 | 0 | 0 | 0 | 0 | 0 | 0 | 0 | 0 | 0 | 0 | 0 | 0 | 0 | 0 | 0 | 0 | 0 | 0 | 0 | 0 | 0 | 0 | 0 | 0 | 0 | 0 | 0.078239 | 0 | 0 | 0 | 0 | 0 | 0 | 0 | 0 | 0 | 1.8
7405_G_G1 | SERC_Delta_AECI | Missouri | 29 | Shelby | 205 | 7405 | G1 | Shelbina Power #1 | 11711 | 1981 | 9999 | Combustion Turbine | [5 empty] | Fossil | G | 2030 | Oil |  | 0 | 0 | 0 | 0 | 0 | 0 | 0 | 0 | 0 | 0 | 0 | 0 | 0 | 0 | 0 | 0 | 0 | 0 | 0 | 0 | 0 | 0 | 0 | 0 | 0 | 0 | 0 | 0 | 0 | 0 | 0 | 0 | 0 | 0 | 0 | 0 | 0 | 0 | 0 | 0 | 0.12914 | 0 | 0 | 0 | 0 | 0 | 0 | 0 | 0 | 0 | 3
7405_G_G2 | SERC_Delta_AECI | Missouri | 29 | Shelby | 205 | 7405 | G2 | Shelbina Power #1 | 11410 | 1989 | 9999 | Combustion Turbine | [5 empty] | Fossil | G | 2030 | Oil |  | 0 | 0 | 0 | 0 | 0 | 0 | 0 | 0 | 0 | 0 | 0 | 0 | 0 | 0 | 0 | 0 | 0 | 0 | 0 | 0 | 0 | 0 | 0 | 0 | 0 | 0 | 0 | 0 | 0 | 0 | 0 | 0 | 0 | 0 | 0 | 0 | 0 | 0 | 0 | 0 | 0.068875 | 0 | 0 | 0 | 0 | 0 | 0 | 0 | 0 | 0 | 1.6
7406_G_G3 | SERC_Delta_AECI | Missouri | 29 | Shelby | 205 | 7406 | G3 | Shelbina Power #2 | 10745 | 1992 | 9999 | Combustion Turbine | [5 empty] | Fossil | G | 2030 | Oil |  | 0 | 0 | 0 | 0 | 0 | 0 | 0 | 0 | 0 | 0 | 0 | 0 | 0 | 0 | 0 | 0 | 0 | 0 | 0 | 0 | 0 | 0 | 0 | 0 | 0 | 0 | 0 | 0 | 0 | 0 | 0 | 0 | 0 | 0 | 0 | 0 | 0 | 0 | 0 | 0 | 0.068875 | 0 | 0 | 0 | 0 | 0 | 0 | 0 | 0 | 0 | 1.6
7406_G_G4 | SERC_Delta_AECI | Missouri | 29 | Shelby | 205 | 7406 | G4 | Shelbina Power #2 | 10745 | 1992 | 9999 | Combustion Turbine | [5 empty] | Fossil | G | 2030 | Oil |  | 0 | 0 | 0 | 0 | 0 | 0 | 0 | 0 | 0 | 0 | 0 | 0 | 0 | 0 | 0 | 0 | 0 | 0 | 0 | 0 | 0 | 0 | 0 | 0 | 0 | 0 | 0 | 0 | 0 | 0 | 0 | 0 | 0 | 0 | 0 | 0 | 0 | 0 | 0 | 0 | 0.068875 | 0 | 0 | 0 | 0 | 0 | 0 | 0 | 0 | 0 | 1.6
7406_G_G5 | SERC_Delta_AECI | Missouri | 29 | Shelby | 205 | 7406 | G5 | Shelbina Power #2 | 10745 | 1992 | 9999 | Combustion Turbine | [5 empty] | Fossil | G | 2030 | Oil |  | 0 | 0 | 0 | 0 | 0 | 0 | 0 | 0 | 0 | 0 | 0 | 0 | 0 | 0 | 0 | 0 | 0 | 0 | 0 | 0 | 0 | 0 | 0 | 0 | 0 | 0 | 0 | 0 | 0 | 0 | 0 | 0 | 0 | 0 | 0 | 0 | 0 | 0 | 0 | 0 | 0.068875 | 0 | 0 | 0 | 0 | 0 | 0 | 0 | 0 | 0 | 1.6
7406_G_G6 | SERC_Delta_AECI | Missouri | 29 | Shelby | 205 | 7406 | G6 | Shelbina Power #2 | 10745 | 1999 | 9999 | Combustion Turbine | [5 empty] | Fossil | G | 2030 | Oil |  | 0 | 0 | 0 | 0 | 0 | 0 | 0 | 0 | 0 | 0 | 0 | 0 | 0 | 0 | 0 | 0 | 0 | 0 | 0 | 0 | 0 | 0 | 0 | 0 | 0 | 0 | 0 | 0 | 0 | 0 | 0 | 0 | 0 | 0 | 0 | 0 | 0 | 0 | 0 | 0 | 0.077484 | 0 | 0 | 0 | 0 | 0 | 0 | 0 | 0 | 0 | 1.8
7408_G_86-1 | WECC_Utah | Utah | 49 | Utah | 49 | 7408 | 86-1 | Payson | 18000 | 1988 | 9999 | Combustion Turbine | [5 empty] | Fossil | G | 2030 | Oil |  | 0 | 0 | 0 | 0 | 0 | 0 | 0 | 0 | 0 | 0 | 0 | 0 | 0 | 0 | 0 | 0 | 0 | 0 | 0 | 0 | 0 | 0 | 0 | 0 | 0 | 0 | 0 | 0 | 0 | 0 | 0 | 0 | 0 | 0 | 0 | 0 | 0 | 0 | 0 | 0 | 0.11065 | 0 | 0 | 0 | 0 | 0 | 0 | 0 | 0 | 0 | 2.6
7408_G_86-2 | WECC_Utah | Utah | 49 | Utah | 49 | 7408 | 86-2 | Payson | 18000 | 1988 | 9999 | Combustion Turbine | [5 empty] | Fossil | G | 2030 | Oil |  | 0 | 0 | 0 | 0 | 0 | 0 | 0 | 0 | 0 | 0 | 0 | 0 | 0 | 0 | 0 | 0 | 0 | 0 | 0 | 0 | 0 | 0 | 0 | 0 | 0 | 0 | 0 | 0 | 0 | 0 | 0 | 0 | 0 | 0 | 0 | 0 | 0 | 0 | 0 | 0 | 0.11065 | 0 | 0 | 0 | 0 | 0 | 0 | 0 | 0 | 0 | 2.6
7408_G_86-3 | WECC_Utah | Utah | 49 | Utah | 49 | 7408 | 86-3 | Payson | 18000 | 1995 | 9999 | Combustion Turbine | [5 empty] | Fossil | G | 2030 | Oil |  | 0 | 0 | 0 | 0 | 0 | 0 | 0 | 0 | 0 | 0 | 0 | 0 | 0 | 0 | 0 | 0 | 0 | 0 | 0 | 0 | 0 | 0 | 0 | 0 | 0 | 0 | 0 | 0 | 0 | 0 | 0 | 0 | 0 | 0 | 0 | 0 | 0 | 0 | 0 | 0 | 0.085116 | 0 | 0 | 0 | 0 | 0 | 0 | 0 | 0 | 0 | 2
7408_G_86-4 | WECC_Utah | Utah | 49 | Utah | 49 | 7408 | 86-4 | Payson | 18000 | 1995 | 9999 | Combustion Turbine | [5 empty] | Fossil | G | 2030 | Oil |  | 0 | 0 | 0 | 0 | 0 | 0 | 0 | 0 | 0 | 0 | 0 | 0 | 0 | 0 | 0 | 0 | 0 | 0 | 0 | 0 | 0 | 0 | 0 | 0 | 0 | 0 | 0 | 0 | 0 | 0 | 0 | 0 | 0 | 0 | 0 | 0 | 0 | 0 | 0 | 0 | 0.085116 | 0 | 0 | 0 | 0 | 0 | 0 | 0 | 0 | 0 | 2
7413_G_1 | WECC_Pacific Northwest | Oregon | 41 | Lane | 39 | 7413 | 1 | Short Mountain | 13837 | 1992 | 9999 | Landfill Gas | [5 empty] | Non-Fossil | G | 2030 | LF Gas |  | 0.019624 | 0.0099943 | 0.019816 | 0.049434 | 0 | 0 | 0 | 0 | 0 | 0 | 0 | 0 | 0 | 0 | 0 | 0 | 1.4182 | 0.72229 | 1.4321 | 3.5726 | 1.1309 | 0.57596 | 1.142 | 2.8488 | 0 | 0 | 0 | 0 | 0.0021701 | 0.0011052 | 0.0021913 | 0.0054666 | 0 | 0 | 0 | 0 | 0 | 0 | 0 | 0 | 0.21704 | 0.0098381 | 0.0050105 | 0.0099343 | 0.024783 | 0 | 0 | 0 | 0 | 0 | 0.8
7413_G_2 | WECC_Pacific Northwest | Oregon | 41 | Lane | 39 | 7413 | 2 | Short Mountain | 13839 | 1992 | 9999 | Landfill Gas | [5 empty] | Non-Fossil | G | 2030 | LF Gas |  | 0.019627 | 0.0099958 | 0.019819 | 0.049441 | 0 | 0 | 0 | 0 | 0 | 0 | 0 | 0 | 0 | 0 | 0 | 0 | 1.4182 | 0.72229 | 1.4321 | 3.5726 | 1.1311 | 0.57605 | 1.1421 | 2.8492 | 0 | 0 | 0 | 0 | 0.0021704 | 0.0011054 | 0.0021916 | 0.0054674 | 0 | 0 | 0 | 0 | 0 | 0 | 0 | 0 | 0.21704 | 0.0098381 | 0.0050105 | 0.0099343 | 0.024783 | 0 | 0 | 0 | 0 | 0 | 0.8
7413_G_3 | WECC_Pacific Northwest | Oregon | 41 | Lane | 39 | 7413 | 3 | Short Mountain | 13839 | 1993 | 9999 | Landfill Gas | [5 empty] | Non-Fossil | G | 2030 | LF Gas |  | 0.019627 | 0.0099958 | 0.019819 | 0.049441 | 0 | 0 | 0 | 0 | 0 | 0 | 0 | 0 | 0 | 0 | 0 | 0 | 1.4182 | 0.72229 | 1.4321 | 3.5726 | 1.1311 | 0.57605 | 1.1421 | 2.8492 | 0 | 0 | 0 | 0 | 0.0021704 | 0.0011054 | 0.0021916 | 0.0054674 | 0 | 0 | 0 | 0 | 0 | 0 | 0 | 0 | 0.21704 | 0.0098381 | 0.0050105 | 0.0099343 | 0.024783 | 0 | 0 | 0 | 0 | 0 | 0.8
7413_G_4 | WECC_Pacific Northwest | Oregon | 41 | Lane | 39 | 7413 | 4 | Short Mountain | 13839 | 1993 | 9999 | Landfill Gas | [5 empty] | Non-Fossil | G | 2030 | LF Gas |  | 0.019627 | 0.0099958 | 0.019819 | 0.049441 | 0 | 0 | 0 | 0 | 0 | 0 | 0 | 0 | 0 | 0 | 0 | 0 | 1.4182 | 0.72229 | 1.4321 | 3.5726 | 1.1311 | 0.57605 | 1.1421 | 2.8492 | 0 | 0 | 0 | 0 | 0.0021704 | 0.0011054 | 0.0021916 | 0.0054674 | 0 | 0 | 0 | 0 | 0 | 0 | 0 | 0 | 0.21704 | 0.0098381 | 0.0050105 | 0.0099343 | 0.024783 | 0 | 0 | 0 | 0 | 0 | 0.8
7415_G_5 | MISO_Minnesota and Western Wisconsin | Minnesota | 27 | Jackson | 63 | 7415 | 5 | Lakefield Utilities | 11219 | 1985 | 9999 | Combustion Turbine | [5 empty] | Fossil | G | 2030 | Oil |  | 0 | 0 | 0 | 0 | 0 | 0 | 0 | 0 | 0 | 0 | 0 | 0 | 0 | 0 | 0 | 0 | 0 | 0 | 0 | 0 | 0 | 0 | 0 | 0 | 0 | 0 | 0 | 0 | 0 | 0 | 0 | 0 | 0 | 0 | 0 | 0 | 0 | 0 | 0 | 0 | 0.043186 | 0 | 0 | 0 | 0 | 0 | 0 | 0 | 0 | 0 | 1
7415_G_6 | MISO_Minnesota and Western Wisconsin | Minnesota | 27 | Jackson | 63 | 7415 | 6 | Lakefield Utilities | 11200 | 2003 | 9999 | Combustion Turbine | [5 empty] | Fossil | G | 2030 | Oil |  | 0 | 0 | 0 | 0 | 0 | 0 | 0 | 0 | 0 | 0 | 0 | 0 | 0 | 0 | 0 | 0 | 0 | 0 | 0 | 0 | 0 | 0 | 0 | 0 | 0 | 0 | 0 | 0 | 0 | 0 | 0 | 0 | 0 | 0 | 0 | 0 | 0 | 0 | 0 | 0 | 0.086372 | 0 | 0 | 0 | 0 | 0 | 0 | 0 | 0 | 0 | 2
7425_G_1 | MISO_Illinois | Illinois | 17 | Sangamon | 167 | 7425 | 1 | Interstate | 12948 | 1997 | 9999 | Combustion Turbine |  |  |  | H2O |  | Fossil | G | 2030 | NaturalGas |  | 0.019814 | 0 | 0.11425 | 0.13407 | 0 | 0 | 0 | 0 | 0 | 0 | 0 | 0 | 0 | 0 | 0 | 0 | 1.5303 | 0 | 8.824 | 10.3543 | 1.1599 | 0 | 6.6883 | 7.8483 | 1.387e-09 | 0 | 7.9977e-09 | 9.3847e-09 | 0.0012303 | 0 | 0.0070939 | 0.0083242 | 0 | 0 | 0 | 0 | 0 | 0 | 0 | 0 | 2.2092 | 0.0099776 | 0 | 0.057532 | 0.06751 | 0.055955 | 0 | 0.24596 | 0.30192 | 0 | 112
7427_G_U#1 | WECC_Pacific Northwest | Washington | 53 | Lewis | 41 | 7427 | U#1 | Cowlitz Falls | 0 | 1994 | 9999 | Hydro | [5 empty] | Non-Fossil | G | 2030 | Hydro |  | 0 | 0 | 0 | 0 | 0 | 0 | 0 | 0 | 0 | 0 | 0 | 0 | 0 | 0 | 0 | 0 | 28.5255 | 39.4784 | 49.7833 | 117.7872 | 0 | 0 | 0 | 0 | 0 | 0 | 0 | 0 | 0 | 0 | 0 | 0 | 0 | 0 | 0 | 0 | 0 | 0 | 0 | 0 | 0.55329 | 0.03965 | 0.054875 | 0.069199 | 0.16372 | 0 | 0 | 0 | 0 | 0 | 35
7427_G_U#2 | WECC_Pacific Northwest | Washington | 53 | Lewis | 41 | 7427 | U#2 | Cowlitz Falls | 0 | 1994 | 9999 | Hydro | [5 empty] | Non-Fossil | G | 2030 | Hydro |  | 0 | 0 | 0 | 0 | 0 | 0 | 0 | 0 | 0 | 0 | 0 | 0 | 0 | 0 | 0 | 0 | 28.5255 | 39.4784 | 49.7833 | 117.7872 | 0 | 0 | 0 | 0 | 0 | 0 | 0 | 0 | 0 | 0 | 0 | 0 | 0 | 0 | 0 | 0 | 0 | 0 | 0 | 0 | 0.55329 | 0.03965 | 0.054875 | 0.069199 | 0.16372 | 0 | 0 | 0 | 0 | 0 | 35
7429_G_2 | PJM_Dominion | North Carolina | 37 | Chowan | 41 | 7429 | 2 | Edenton Generators | 14199 | 1988 | 9999 | Combustion Turbine | [5 empty] | Fossil | G | 2030 | Oil |  | 0 | 0 | 0 | 0 | 0 | 0 | 0 | 0 | 0 | 0 | 0 | 0 | 0 | 0 | 0 | 0 | 0 | 0 | 0 | 0 | 0 | 0 | 0 | 0 | 0 | 0 | 0 | 0 | 0 | 0 | 0 | 0 | 0 | 0 | 0 | 0 | 0 | 0 | 0 | 0 | 0.053072 | 0 | 0 | 0 | 0 | 0 | 0 | 0 | 0 | 0 | 1.2
7429_G_3 | PJM_Dominion | North Carolina | 37 | Chowan | 41 | 7429 | 3 | Edenton Generators | 18028 | 2014 | 9999 | Combustion Turbine | [5 empty] | Fossil | G | 2030 | Oil |  | 0 | 0 | 0 | 0 | 0 | 0 | 0 | 0 | 0 | 0 | 0 | 0 | 0 | 0 | 0 | 0 | 0 | 0 | 0 | 0 | 0 | 0 | 0 | 0 | 0 | 0 | 0 | 0 | 0 | 0 | 0 | 0 | 0 | 0 | 0 | 0 | 0 | 0 | 0 | 0 | 0.053072 | 0 | 0 | 0 | 0 | 0 | 0 | 0 | 0 | 0 | 1.2
7431_G_1 | WECC_Pacific Northwest | Oregon | 41 | Wasco | 65 | 7431 | 1 | Dalles Dam North Fishway Project | 0 | 1991 | 9999 | Hydro | [5 empty] | Non-Fossil | G | 2030 | Hydro |  | 0 | 0 | 0 | 0 | 0 | 0 | 0 | 0 | 0 | 0 | 0 | 0 | 0 | 0 | 0 | 0 | 6.1558 | 7.4299 | 8.3451 | 21.9307 | 0 | 0 | 0 | 0 | 0 | 0 | 0 | 0 | 0 | 0 | 0 | 0 | 0 | 0 | 0 | 0 | 0 | 0 | 0 | 0 | 0.079041 | 0.0085565 | 0.010328 | 0.0116 | 0.030484 | 0 | 0 | 0 | 0 | 0 | 5
7432_G_1A | SPP North- (Kansas, Missouri) | Kansas | 20 | Sumner | 191 | 7432 | 1A | Oxford (KS) | 12283 | 1999 | 9999 | Combustion Turbine | [5 empty] | Fossil | G | 2030 | Oil |  | 0 | 0 | 0 | 0 | 0 | 0 | 0 | 0 | 0 | 0 | 0 | 0 | 0 | 0 | 0 | 0 | 0 | 0 | 0 | 0 | 0 | 0 | 0 | 0 | 0 | 0 | 0 | 0 | 0 | 0 | 0 | 0 | 0 | 0 | 0 | 0 | 0 | 0 | 0 | 0 | 0.069546 | 0 | 0 | 0 | 0 | 0 | 0 | 0 | 0 | 0 | 1.6
7432_G_2A | SPP North- (Kansas, Missouri) | Kansas | 20 | Sumner | 191 | 7432 | 2A | Oxford (KS) | 12283 | 1999 | 9999 | Combustion Turbine | [5 empty] | Fossil | G | 2030 | Oil |  | 0 | 0 | 0 | 0 | 0 | 0 | 0 | 0 | 0 | 0 | 0 | 0 | 0 | 0 | 0 | 0 | 0 | 0 | 0 | 0 | 0 | 0 | 0 | 0 | 0 | 0 | 0 | 0 | 0 | 0 | 0 | 0 | 0 | 0 | 0 | 0 | 0 | 0 | 0 | 0 | 0.069546 | 0 | 0 | 0 | 0 | 0 | 0 | 0 | 0 | 0 | 1.6
7432_G_3A | SPP North- (Kansas, Missouri) | Kansas | 20 | Sumner | 191 | 7432 | 3A | Oxford (KS) | 12283 | 2007 | 9999 | Combustion Turbine | [5 empty] | Fossil | G | 2030 | Oil |  | 0 | 0 | 0 | 0 | 0 | 0 | 0 | 0 | 0 | 0 | 0 | 0 | 0 | 0 | 0 | 0 | 0 | 0 | 0 | 0 | 0 | 0 | 0 | 0 | 0 | 0 | 0 | 0 | 0 | 0 | 0 | 0 | 0 | 0 | 0 | 0 | 0 | 0 | 0 | 0 | 0.069546 | 0 | 0 | 0 | 0 | 0 | 0 | 0 | 0 | 0 | 1.6
7438_G_C3A | PJM_Dominion | Virginia | 51 | Prince William | 153 | 7438 | C3A | Church Street Plant | 12885 | 1996 | 9999 | Combustion Turbine | [5 empty] | Fossil | G | 2030 | Oil |  | 0 | 0 | 0 | 0 | 0 | 0 | 0 | 0 | 0 | 0 | 0 | 0 | 0 | 0 | 0 | 0 | 0 | 0 | 0 | 0 | 0 | 0 | 0 | 0 | 0 | 0 | 0 | 0 | 0 | 0 | 0 | 0 | 0 | 0 | 0 | 0 | 0 | 0 | 0 | 0 | 0.04469 | 0 | 0 | 0 | 0 | 0 | 0 | 0 | 0 | 0 | 1
7438_G_C5 | PJM_Dominion | Virginia | 51 | Prince William | 153 | 7438 | C5 | Church Street Plant | 13009 | 1987 | 9999 | Combustion Turbine | [5 empty] | Fossil | G | 2030 | Oil |  | 0 | 0 | 0 | 0 | 0 | 0 | 0 | 0 | 0 | 0 | 0 | 0 | 0 | 0 | 0 | 0 | 0 | 0 | 0 | 0 | 0 | 0 | 0 | 0 | 0 | 0 | 0 | 0 | 0 | 0 | 0 | 0 | 0 | 0 | 0 | 0 | 0 | 0 | 0 | 0 | 0.067035 | 0 | 0 | 0 | 0 | 0 | 0 | 0 | 0 | 0 | 1.5
7438_G_C6 | PJM_Dominion | Virginia | 51 | Prince William | 153 | 7438 | C6 | Church Street Plant | 12974 | 1987 | 9999 | Combustion Turbine | [5 empty] | Fossil | G | 2030 | Oil |  | 0 | 0 | 0 | 0 | 0 | 0 | 0 | 0 | 0 | 0 | 0 | 0 | 0 | 0 | 0 | 0 | 0 | 0 | 0 | 0 | 0 | 0 | 0 | 0 | 0 | 0 | 0 | 0 | 0 | 0 | 0 | 0 | 0 | 0 | 0 | 0 | 0 | 0 | 0 | 0 | 0.067035 | 0 | 0 | 0 | 0 | 0 | 0 | 0 | 0 | 0 | 1.5
7439_G_C10 | PJM_Dominion | Virginia | 51 | Prince William | 153 | 7439 | C10 | Godwin Drive Plant | 10745 | 1992 | 9999 | Combustion Turbine | [5 empty] | Fossil | G | 2030 | Oil |  | 0 | 0 | 0 | 0 | 0 | 0 | 0 | 0 | 0 | 0 | 0 | 0 | 0 | 0 | 0 | 0 | 0 | 0 | 0 | 0 | 0 | 0 | 0 | 0 | 0 | 0 | 0 | 0 | 0 | 0 | 0 | 0 | 0 | 0 | 0 | 0 | 0 | 0 | 0 | 0 | 0.052832 | 0 | 0 | 0 | 0 | 0 | 0 | 0 | 0 | 0 | 1.5
7439_G_C7 | PJM_Dominion | Virginia | 51 | Prince William | 153 | 7439 | C7 | Godwin Drive Plant | 10745 | 1990 | 9999 | Combustion Turbine | [5 empty] | Fossil | G | 2030 | Oil |  | 0 | 0 | 0 | 0 | 0 | 0 | 0 | 0 | 0 | 0 | 0 | 0 | 0 | 0 | 0 | 0 | 0 | 0 | 0 | 0 | 0 | 0 | 0 | 0 | 0 | 0 | 0 | 0 | 0 | 0 | 0 | 0 | 0 | 0 | 0 | 0 | 0 | 0 | 0 | 0 | 0.052832 | 0 | 0 | 0 | 0 | 0 | 0 | 0 | 0 | 0 | 1.5
7439_G_C8 | PJM_Dominion | Virginia | 51 | Prince William | 153 | 7439 | C8 | Godwin Drive Plant | 10745 | 1990 | 9999 | Combustion Turbine | [5 empty] | Fossil | G | 2030 | Oil |  | 0 | 0 | 0 | 0 | 0 | 0 | 0 | 0 | 0 | 0 | 0 | 0 | 0 | 0 | 0 | 0 | 0 | 0 | 0 | 0 | 0 | 0 | 0 | 0 | 0 | 0 | 0 | 0 | 0 | 0 | 0 | 0 | 0 | 0 | 0 | 0 | 0 | 0 | 0 | 0 | 0.052832 | 0 | 0 | 0 | 0 | 0 | 0 | 0 | 0 | 0 | 1.5
7439_G_C9 | PJM_Dominion | Virginia | 51 | Prince William | 153 | 7439 | C9 | Godwin Drive Plant | 10745 | 1992 | 9999 | Combustion Turbine | [5 empty] | Fossil | G | 2030 | Oil |  | 0 | 0 | 0 | 0 | 0 | 0 | 0 | 0 | 0 | 0 | 0 | 0 | 0 | 0 | 0 | 0 | 0 | 0 | 0 | 0 | 0 | 0 | 0 | 0 | 0 | 0 | 0 | 0 | 0 | 0 | 0 | 0 | 0 | 0 | 0 | 0 | 0 | 0 | 0 | 0 | 0.052832 | 0 | 0 | 0 | 0 | 0 | 0 | 0 | 0 | 0 | 1.5
7440_G_V10 | PJM_Dominion | Virginia | 51 | Prince William | 153 | 7440 | V10 | VMEA 1 Credit Gen | 10745 | 1990 | 9999 | Combustion Turbine | [5 empty] | Fossil | G | 2030 | Oil |  | 0 | 0 | 0 | 0 | 0 | 0 | 0 | 0 | 0 | 0 | 0 | 0 | 0 | 0 | 0 | 0 | 0 | 0 | 0 | 0 | 0 | 0 | 0 | 0 | 0 | 0 | 0 | 0 | 0 | 0 | 0 | 0 | 0 | 0 | 0 | 0 | 0 | 0 | 0 | 0 | 0.052832 | 0 | 0 | 0 | 0 | 0 | 0 | 0 | 0 | 0 | 1.5
7440_G_V3 | PJM_Dominion | Virginia | 51 | Prince William | 153 | 7440 | V3 | VMEA 1 Credit Gen | 10745 | 1990 | 9999 | Combustion Turbine | [5 empty] | Fossil | G | 2030 | Oil |  | 0 | 0 | 0 | 0 | 0 | 0 | 0 | 0 | 0 | 0 | 0 | 0 | 0 | 0 | 0 | 0 | 0 | 0 | 0 | 0 | 0 | 0 | 0 | 0 | 0 | 0 | 0 | 0 | 0 | 0 | 0 | 0 | 0 | 0 | 0 | 0 | 0 | 0 | 0 | 0 | 0.052832 | 0 | 0 | 0 | 0 | 0 | 0 | 0 | 0 | 0 | 1.5
7440_G_V4 | PJM_Dominion | Virginia | 51 | Prince William | 153 | 7440 | V4 | VMEA 1 Credit Gen | 10745 | 1990 | 9999 | Combustion Turbine | [5 empty] | Fossil | G | 2030 | Oil |  | 0 | 0 | 0 | 0 | 0 | 0 | 0 | 0 | 0 | 0 | 0 | 0 | 0 | 0 | 0 | 0 | 0 | 0 | 0 | 0 | 0 | 0 | 0 | 0 | 0 | 0 | 0 | 0 | 0 | 0 | 0 | 0 | 0 | 0 | 0 | 0 | 0 | 0 | 0 | 0 | 0.052832 | 0 | 0 | 0 | 0 | 0 | 0 | 0 | 0 | 0 | 1.5
7440_G_V5 | PJM_Dominion | Virginia | 51 | Prince William | 153 | 7440 | V5 | VMEA 1 Credit Gen | 10745 | 1990 | 9999 | Combustion Turbine | [5 empty] | Fossil | G | 2030 | Oil |  | 0 | 0 | 0 | 0 | 0 | 0 | 0 | 0 | 0 | 0 | 0 | 0 | 0 | 0 | 0 | 0 | 0 | 0 | 0 | 0 | 0 | 0 | 0 | 0 | 0 | 0 | 0 | 0 | 0 | 0 | 0 | 0 | 0 | 0 | 0 | 0 | 0 | 0 | 0 | 0 | 0.052832 | 0 | 0 | 0 | 0 | 0 | 0 | 0 | 0 | 0 | 1.5
7440_G_V6 | PJM_Dominion | Virginia | 51 | Prince William | 153 | 7440 | V6 | VMEA 1 Credit Gen | 10745 | 1990 | 9999 | Combustion Turbine | [5 empty] | Fossil | G | 2030 | Oil |  | 0 | 0 | 0 | 0 | 0 | 0 | 0 | 0 | 0 | 0 | 0 | 0 | 0 | 0 | 0 | 0 | 0 | 0 | 0 | 0 | 0 | 0 | 0 | 0 | 0 | 0 | 0 | 0 | 0 | 0 | 0 | 0 | 0 | 0 | 0 | 0 | 0 | 0 | 0 | 0 | 0.052832 | 0 | 0 | 0 | 0 | 0 | 0 | 0 | 0 | 0 | 1.5
7440_G_V7 | PJM_Dominion | Virginia | 51 | Prince William | 153 | 7440 | V7 | VMEA 1 Credit Gen | 10745 | 1990 | 9999 | Combustion Turbine | [5 empty] | Fossil | G | 2030 | Oil |  | 0 | 0 | 0 | 0 | 0 | 0 | 0 | 0 | 0 | 0 | 0 | 0 | 0 | 0 | 0 | 0 | 0 | 0 | 0 | 0 | 0 | 0 | 0 | 0 | 0 | 0 | 0 | 0 | 0 | 0 | 0 | 0 | 0 | 0 | 0 | 0 | 0 | 0 | 0 | 0 | 0.052832 | 0 | 0 | 0 | 0 | 0 | 0 | 0 | 0 | 0 | 1.5
7440_G_V8 | PJM_Dominion | Virginia | 51 | Prince William | 153 | 7440 | V8 | VMEA 1 Credit Gen | 10745 | 1990 | 9999 | Combustion Turbine | [5 empty] | Fossil | G | 2030 | Oil |  | 0 | 0 | 0 | 0 | 0 | 0 | 0 | 0 | 0 | 0 | 0 | 0 | 0 | 0 | 0 | 0 | 0 | 0 | 0 | 0 | 0 | 0 | 0 | 0 | 0 | 0 | 0 | 0 | 0 | 0 | 0 | 0 | 0 | 0 | 0 | 0 | 0 | 0 | 0 | 0 | 0.052832 | 0 | 0 | 0 | 0 | 0 | 0 | 0 | 0 | 0 | 1.5
7440_G_V9-1 | PJM_Dominion | Virginia | 51 | Prince William | 153 | 7440 | V9-1 | VMEA 1 Credit Gen | 10745 | 2009 | 9999 | Combustion Turbine | [5 empty] | Fossil | G | 2030 | Oil |  | 0 | 0 | 0 | 0 | 0 | 0 | 0 | 0 | 0 | 0 | 0 | 0 | 0 | 0 | 0 | 0 | 0 | 0 | 0 | 0 | 0 | 0 | 0 | 0 | 0 | 0 | 0 | 0 | 0 | 0 | 0 | 0 | 0 | 0 | 0 | 0 | 0 | 0 | 0 | 0 | 0.063399 | 0 | 0 | 0 | 0 | 0 | 0 | 0 | 0 | 0 | 1.8
7441_G_V1 | PJM_Dominion | Virginia | 51 | Prince William | 153 | 7441 | V1 | VMEA Peaking Gen | 10745 | 1992 | 9999 | Combustion Turbine | [5 empty] | Fossil | G | 2030 | Oil |  | 0 | 0 | 0 | 0 | 0 | 0 | 0 | 0 | 0 | 0 | 0 | 0 | 0 | 0 | 0 | 0 | 0 | 0 | 0 | 0 | 0 | 0 | 0 | 0 | 0 | 0 | 0 | 0 | 0 | 0 | 0 | 0 | 0 | 0 | 0 | 0 | 0 | 0 | 0 | 0 | 0.052832 | 0 | 0 | 0 | 0 | 0 | 0 | 0 | 0 | 0 | 1.5
7441_G_V11 | PJM_Dominion | Virginia | 51 | Prince William | 153 | 7441 | V11 | VMEA Peaking Gen | 10745 | 1993 | 9999 | Combustion Turbine | [5 empty] | Fossil | G | 2030 | Oil |  | 0 | 0 | 0 | 0 | 0 | 0 | 0 | 0 | 0 | 0 | 0 | 0 | 0 | 0 | 0 | 0 | 0 | 0 | 0 | 0 | 0 | 0 | 0 | 0 | 0 | 0 | 0 | 0 | 0 | 0 | 0 | 0 | 0 | 0 | 0 | 0 | 0 | 0 | 0 | 0 | 0.052832 | 0 | 0 | 0 | 0 | 0 | 0 | 0 | 0 | 0 | 1.5
7441_G_V12 | PJM_Dominion | Virginia | 51 | Prince William | 153 | 7441 | V12 | VMEA Peaking Gen | 10745 | 1993 | 9999 | Combustion Turbine | [5 empty] | Fossil | G | 2030 | Oil |  | 0 | 0 | 0 | 0 | 0 | 0 | 0 | 0 | 0 | 0 | 0 | 0 | 0 | 0 | 0 | 0 | 0 | 0 | 0 | 0 | 0 | 0 | 0 | 0 | 0 | 0 | 0 | 0 | 0 | 0 | 0 | 0 | 0 | 0 | 0 | 0 | 0 | 0 | 0 | 0 | 0.052832 | 0 | 0 | 0 | 0 | 0 | 0 | 0 | 0 | 0 | 1.5
7441_G_V2 | PJM_Dominion | Virginia | 51 | Prince William | 153 | 7441 | V2 | VMEA Peaking Gen | 10745 | 1992 | 9999 | Combustion Turbine | [5 empty] | Fossil | G | 2030 | Oil |  | 0 | 0 | 0 | 0 | 0 | 0 | 0 | 0 | 0 | 0 | 0 | 0 | 0 | 0 | 0 | 0 | 0 | 0 | 0 | 0 | 0 | 0 | 0 | 0 | 0 | 0 | 0 | 0 | 0 | 0 | 0 | 0 | 0 | 0 | 0 | 0 | 0 | 0 | 0 | 0 | 0.052832 | 0 | 0 | 0 | 0 | 0 | 0 | 0 | 0 | 0 | 1.5
7447_G_IC2 | SPP North- (Kansas, Missouri) | Kansas | 20 | Pratt | 151 | 7447 | IC2 | Pratt 2 | 16609 | 1994 | 9999 | Combustion Turbine | [5 empty] | Fossil | G | 2030 | NaturalGas |  | 0.0023804 | 0.00054038 | 0.003372 | 0.0062928 | 0 | 0 | 0 | 0 | 0 | 0 | 0 | 0 | 0 | 0 | 0 | 0 | 0.14389 | 0.032664 | 0.20382 | 0.38038 | 0.13935 | 0.031634 | 0.1974 | 0.36838 | 1.6663e-10 | 3.7827e-11 | 2.3604e-10 | 4.405e-10 | 0.0029534 | 0.00067045 | 0.0041836 | 0.0078075 | 0 | 0 | 0 | 0 | 0 | 0 | 0 | 0 | 0.33034 | 0.00067916 | 0.00015417 | 0.00096205 | 0.0017954 | 0.0066668 | 0.0013179 | 0.0073577 | 0.015342 | 0 | 7.6
7447_G_IC3 | SPP North- (Kansas, Missouri) | Kansas | 20 | Pratt | 151 | 7447 | IC3 | Pratt 2 | 16624 | 2004 | 9999 | Combustion Turbine | [5 empty] | Fossil | G | 2030 | NaturalGas |  | 0.0023826 | 0.00054087 | 0.003375 | 0.0062985 | 0 | 0 | 0 | 0 | 0 | 0 | 0 | 0 | 0 | 0 | 0 | 0 | 0.14389 | 0.032664 | 0.20382 | 0.38038 | 0.13948 | 0.031662 | 0.19757 | 0.36871 | 1.6678e-10 | 3.7861e-11 | 2.3625e-10 | 4.409e-10 | 0.0012639 | 0.00028692 | 0.0017904 | 0.0033412 | 0 | 0 | 0 | 0 | 0 | 0 | 0 | 0 | 0.33034 | 0.00067916 | 0.00015417 | 0.00096205 | 0.0017954 | 0.0066728 | 0.0013191 | 0.0073643 | 0.015356 | 0 | 7.6
7449_G_NA1 | WECC_Northern California (not including BANC) | California | 6 | San Joaquin | 77 | 7449 | NA1 | Combustion Turbine Project No 2 | 10745 | 1996 | 9999 | Combustion Turbine |  |  | SCR |  |  | Fossil | G | 2030 | NaturalGas |  | 0 | 0 | 0 | 0 | 0 | 0 | 0 | 0 | 0 | 0 | 0 | 0 | 0 | 0 | 0 | 0 | 0 | 0 | 0 | 0 | 0 | 0 | 0 | 0 | 0 | 0 | 0 | 0 | 0 | 0 | 0 | 0 | 0 | 0 | 0 | 0 | 0 | 0 | 0 | 0 | 1.0769 | 0 | 0 | 0 | 0 | 0 | 0 | 0 | 0 | 0 | 49.3 | SCR
745_G_1 | WECC_Southern California Edison | California | 6 | San Bernardino | 71 | 745 | 1 | Etiwanda | 0 | 1994 | 9999 | Hydro | [5 empty] | Non-Fossil | G | 2030 | Hydro |  | 0 | 0 | 0 | 0 | 0 | 0 | 0 | 0 | 0 | 0 | 0 | 0 | 0 | 0 | 0 | 0 | 9.5555 | 15.3858 | 29.6125 | 54.5539 | 0 | 0 | 0 | 0 | 0 | 0 | 0 | 0 | 0 | 0 | 0 | 0 | 0 | 0 | 0 | 0 | 0 | 0 | 0 | 0 | 0.37782 | 0.013282 | 0.021386 | 0.041161 | 0.07583 | 0 | 0 | 0 | 0 | 0 | 23.9
7450_G_1 | WECC_Northern California (not including BANC) | California | 6 | Alameda | 1 | 7450 | 1 | Alameda | 15634 | 1986 | 9999 | Combustion Turbine | [5 empty] | Fossil | G | 2030 | Oil |  | 0 | 0 | 0 | 0 | 0 | 0 | 0 | 0 | 0 | 0 | 0 | 0 | 0 | 0 | 0 | 0 | 0 | 0 | 0 | 0 | 0 | 0 | 0 | 0 | 0 | 0 | 0 | 0 | 0 | 0 | 0 | 0 | 0 | 0 | 0 | 0 | 0 | 0 | 0 | 0 | 0.99673 | 0 | 0 | 0 | 0 | 0 | 0 | 0 | 0 | 0 | 21.8
7450_G_2 | WECC_Northern California (not including BANC) | California | 6 | Alameda | 1 | 7450 | 2 | Alameda | 15636 | 1986 | 9999 | Combustion Turbine | [5 empty] | Fossil | G | 2030 | Oil |  | 0 | 0 | 0 | 0 | 0 | 0 | 0 | 0 | 0 | 0 | 0 | 0 | 0 | 0 | 0 | 0 | 0 | 0 | 0 | 0 | 0 | 0 | 0 | 0 | 0 | 0 | 0 | 0 | 0 | 0 | 0 | 0 | 0 | 0 | 0 | 0 | 0 | 0 | 0 | 0 | 0.99673 | 0 | 0 | 0 | 0 | 0 | 0 | 0 | 0 | 0 | 21.8
7451_G_1 | WECC_Northern California (not including BANC) | California | 6 | San Joaquin | 77 | 7451 | 1 | Lodi | 16304 | 1986 | 9999 | Combustion Turbine | [5 empty] | Fossil | G | 2030 | Oil |  | 0 | 0 | 0 | 0 | 0 | 0 | 0 | 0 | 0 | 0 | 0 | 0 | 0 | 0 | 0 | 0 | 0 | 0 | 0 | 0 | 0 | 0 | 0 | 0 | 0 | 0 | 0 | 0 | 0 | 0 | 0 | 0 | 0 | 0 | 0 | 0 | 0 | 0 | 0 | 0 | 1.0653 | 0 | 0 | 0 | 0 | 0 | 0 | 0 | 0 | 0 | 23.3
7452_G_1 | WECC_Northern California (not including BANC) | California | 6 | Placer | 61 | 7452 | 1 | Roseville | 15844 | 1986 | 9999 | Combustion Turbine | [5 empty] | Fossil | G | 2030 | NaturalGas |  | 0 | 0 | 0 | 0 | 0 | 0 | 0 | 0 | 0 | 0 | 0 | 0 | 0 | 0 | 0 | 0 | 0 | 0 | 0 | 0 | 0 | 0 | 0 | 0 | 0 | 0 | 0 | 0 | 0 | 0 | 0 | 0 | 0 | 0 | 0 | 0 | 0 | 0 | 0 | 0 | 0.9693 | 0 | 0 | 0 | 0 | 0 | 0 | 0 | 0 | 0 | 21.2
7452_G_2 | WECC_Northern California (not including BANC) | California | 6 | Placer | 61 | 7452 | 2 | Roseville | 15852 | 1986 | 9999 | Combustion Turbine | [5 empty] | Fossil | G | 2030 | NaturalGas |  | 0 | 0 | 0 | 0 | 0 | 0 | 0 | 0 | 0 | 0 | 0 | 0 | 0 | 0 | 0 | 0 | 0 | 0 | 0 | 0 | 0 | 0 | 0 | 0 | 0 | 0 | 0 | 0 | 0 | 0 | 0 | 0 | 0 | 0 | 0 | 0 | 0 | 0 | 0 | 0 | 0.9693 | 0 | 0 | 0 | 0 | 0 | 0 | 0 | 0 | 0 | 21.2
7456_G_1 | WECC_Pacific Northwest | Idaho | 16 | Kootenai | 55 | 7456 | 1 | Rathdrum | 12093 | 1994 | 9999 | Combustion Turbine |  |  |  | DLNB |  | Fossil | G | 2030 | NaturalGas |  | 0 | 0 | 0.008867 | 0.008867 | 0 | 0 | 0 | 0 | 0 | 0 | 0 | 0 | 0 | 0 | 0 | 0 | 0 | 0 | 0.73324 | 0.73324 | 0 | 0 | 0.51908 | 0.51908 | 0 | 0 | 6.2069e-10 | 6.2069e-10 | 0 | 0 | 0.00016519 | 0.00016519 | 0 | 0 | 0 | 0 | 0 | 0 | 0 | 0 | 1.3019 | 0 | 0 | 0.0047807 | 0.0047807 | 0 | 0 | 0.017946 | 0.017946 | 0 | 66
7456_G_2 | WECC_Pacific Northwest | Idaho | 16 | Kootenai | 55 | 7456 | 2 | Rathdrum | 12093 | 1994 | 9999 | Combustion Turbine |  |  |  | DLNB |  | Fossil | G | 2030 | NaturalGas |  | 0 | 0 | 0.008867 | 0.008867 | 0 | 0 | 0 | 0 | 0 | 0 | 0 | 0 | 0 | 0 | 0 | 0 | 0 | 0 | 0.73324 | 0.73324 | 0 | 0 | 0.51908 | 0.51908 | 0 | 0 | 6.2069e-10 | 6.2069e-10 | 0 | 0 | 0.00016151 | 0.00016151 | 0 | 0 | 0 | 0 | 0 | 0 | 0 | 0 | 1.3019 | 0 | 0 | 0.0047807 | 0.0047807 | 0 | 0 | 0.017946 | 0.017946 | 0 | 66
7458_G_1 | WECC_Colorado | Colorado | 8 | Eagle | 37 | 7458 | 1 | Basalt | 0 | 1985 | 9999 | Hydro | [5 empty] | Non-Fossil | G | 2030 | Hydro |  | 0 | 0 | 0 | 0 | 0 | 0 | 0 | 0 | 0 | 0 | 0 | 0 | 0 | 0 | 0 | 0 | 4.3645 | 4.6711 | 7.9509 | 16.9865 | 0 | 0 | 0 | 0 | 0 | 0 | 0 | 0 | 0 | 0 | 0 | 0 | 0 | 0 | 0 | 0 | 0 | 0 | 0 | 0 | 0.071137 | 0.0060666 | 0.0064928 | 0.011052 | 0.023611 | 0 | 0 | 0 | 0 | 0 | 4.5
7469_G_FM1 | SPP Nebraska | Nebraska | 31 | Madison | 119 | 7469 | FM1 | Madison Utilities | 17700 | 1959 | 9999 | Combustion Turbine | [5 empty] | Fossil | G | 2030 | NaturalGas |  | 0.0001882 | 0 | 0 | 0.0001882 | 0 | 0 | 0 | 0 | 0 | 0 | 0 | 0 | 0 | 0 | 0 | 0 | 0.010729 | 0 | 0 | 0.010729 | 0.011017 | 0 | 0 | 0.011017 | 1.3174e-11 | 0 | 0 | 1.3174e-11 | 0.00015524 | 0 | 0 | 0.00015524 | 0 | 0 | 0 | 0 | 0 | 0 | 0 | 0 | 0.072994 | 5.0639e-05 | 0 | 0 | 5.0639e-05 | 0.00058172 | 0 | 0 | 0.00058172 | 0 | 1.7
7469_G_FM2 | SPP Nebraska | Nebraska | 31 | Madison | 119 | 7469 | FM2 | Madison Utilities | 18541 | 1959 | 9999 | Combustion Turbine | [5 empty] | Fossil | G | 2030 | NaturalGas |  | 0.00011597 | 0 | 0 | 0.00011597 | 0 | 0 | 0 | 0 | 0 | 0 | 0 | 0 | 0 | 0 | 0 | 0 | 0.0063109 | 0 | 0 | 0.0063109 | 0.0067887 | 0 | 0 | 0.0067887 | 8.1177e-12 | 0 | 0 | 8.1177e-12 | 9.5659e-05 | 0 | 0 | 9.5659e-05 | 0 | 0 | 0 | 0 | 0 | 0 | 0 | 0 | 0.042938 | 2.9788e-05 | 0 | 0 | 2.9788e-05 | 0.00035845 | 0 | 0 | 0.00035845 | 0 | 1
7469_G_FM3 | SPP Nebraska | Nebraska | 31 | Madison | 119 | 7469 | FM3 | Madison Utilities | 17875 | 1953 | 9999 | Combustion Turbine | [5 empty] | Fossil | G | 2030 | NaturalGas |  | 0.00010062 | 0 | 0 | 0.00010062 | 0 | 0 | 0 | 0 | 0 | 0 | 0 | 0 | 0 | 0 | 0 | 0 | 0.0056798 | 0 | 0 | 0.0056798 | 0.0058904 | 0 | 0 | 0.0058904 | 7.0435e-12 | 0 | 0 | 7.0435e-12 | 8.3001e-05 | 0 | 0 | 8.3001e-05 | 0 | 0 | 0 | 0 | 0 | 0 | 0 | 0 | 0.038644 | 2.6809e-05 | 0 | 0 | 2.6809e-05 | 0.00031101 | 0 | 0 | 0.00031101 | 0 | 0.9
7469_G_FM5 | SPP Nebraska | Nebraska | 31 | Madison | 119 | 7469 | FM5 | Madison Utilities | 18541 | 2006 | 9999 | Combustion Turbine | [5 empty] | Fossil | G | 2030 | NaturalGas |  | 0.00011597 | 0 | 0 | 0.00011597 | 0 | 0 | 0 | 0 | 0 | 0 | 0 | 0 | 0 | 0 | 0 | 0 | 0.0063109 | 0 | 0 | 0.0063109 | 0.0067887 | 0 | 0 | 0.0067887 | 8.1177e-12 | 0 | 0 | 8.1177e-12 | 9.5659e-05 | 0 | 0 | 9.5659e-05 | 0 | 0 | 0 | 0 | 0 | 0 | 0 | 0 | 0.042938 | 2.9788e-05 | 0 | 0 | 2.9788e-05 | 0.00035845 | 0 | 0 | 0.00035845 | 0 | 1
7470_G_1 | MISO_Missouri | Missouri | 29 | Linn | 115 | 7470 | 1 | Marceline | 12937 | 1989 | 9999 | Combustion Turbine | [5 empty] | Fossil | G | 2030 | Oil |  | 0 | 0 | 0 | 0 | 0 | 0 | 0 | 0 | 0 | 0 | 0 | 0 | 0 | 0 | 0 | 0 | 0 | 0 | 0 | 0 | 0 | 0 | 0 | 0 | 0 | 0 | 0 | 0 | 0 | 0 | 0 | 0 | 0 | 0 | 0 | 0 | 0 | 0 | 0 | 0 | 0.043079 | 0 | 0 | 0 | 0 | 0 | 0 | 0 | 0 | 0 | 1
7470_G_2 | MISO_Missouri | Missouri | 29 | Linn | 115 | 7470 | 2 | Marceline | 12207 | 2002 | 9999 | Combustion Turbine | [5 empty] | Fossil | G | 2030 | Oil |  | 0 | 0 | 0 | 0 | 0 | 0 | 0 | 0 | 0 | 0 | 0 | 0 | 0 | 0 | 0 | 0 | 0 | 0 | 0 | 0 | 0 | 0 | 0 | 0 | 0 | 0 | 0 | 0 | 0 | 0 | 0 | 0 | 0 | 0 | 0 | 0 | 0 | 0 | 0 | 0 | 0.12924 | 0 | 0 | 0 | 0 | 0 | 0 | 0 | 0 | 0 | 3
7470_G_5 | MISO_Missouri | Missouri | 29 | Linn | 115 | 7470 | 5 | Marceline | 12275 | 2004 | 9999 | Combustion Turbine | [5 empty] | Fossil | G | 2030 | Oil |  | 0 | 0 | 0 | 0 | 0 | 0 | 0 | 0 | 0 | 0 | 0 | 0 | 0 | 0 | 0 | 0 | 0 | 0 | 0 | 0 | 0 | 0 | 0 | 0 | 0 | 0 | 0 | 0 | 0 | 0 | 0 | 0 | 0 | 0 | 0 | 0 | 0 | 0 | 0 | 0 | 0.086158 | 0 | 0 | 0 | 0 | 0 | 0 | 0 | 0 | 0 | 2
7470_G_6 | MISO_Missouri | Missouri | 29 | Linn | 115 | 7470 | 6 | Marceline | 12275 | 2004 | 9999 | Combustion Turbine | [5 empty] | Fossil | G | 2030 | Oil |  | 0 | 0 | 0 | 0 | 0 | 0 | 0 | 0 | 0 | 0 | 0 | 0 | 0 | 0 | 0 | 0 | 0 | 0 | 0 | 0 | 0 | 0 | 0 | 0 | 0 | 0 | 0 | 0 | 0 | 0 | 0 | 0 | 0 | 0 | 0 | 0 | 0 | 0 | 0 | 0 | 0.086158 | 0 | 0 | 0 | 0 | 0 | 0 | 0 | 0 | 0 | 2
7474_G_1 | PJM_ComEd | Illinois | 17 | Whiteside | 195 | 7474 | 1 | Upper Sterling | 0 | 1988 | 9999 | Hydro | [5 empty] | Non-Fossil | G | 2030 | Hydro |  | 0 | 0 | 0 | 0 | 0 | 0 | 0 | 0 | 0 | 0 | 0 | 0 | 0 | 0 | 0 | 0 | 0.80697 | 1.2261 | 1.6918 | 3.7248 | 0 | 0 | 0 | 0 | 0 | 0 | 0 | 0 | 0 | 0 | 0 | 0 | 0 | 0 | 0 | 0 | 0 | 0 | 0 | 0 | 0.015808 | 0.0011217 | 0.0017042 | 0.0023516 | 0.0051775 | 0 | 0 | 0 | 0 | 0 | 1
7474_G_2 | PJM_ComEd | Illinois | 17 | Whiteside | 195 | 7474 | 2 | Upper Sterling | 0 | 1988 | 9999 | Hydro | [5 empty] | Non-Fossil | G | 2030 | Hydro |  | 0 | 0 | 0 | 0 | 0 | 0 | 0 | 0 | 0 | 0 | 0 | 0 | 0 | 0 | 0 | 0 | 0.80697 | 1.2261 | 1.6918 | 3.7248 | 0 | 0 | 0 | 0 | 0 | 0 | 0 | 0 | 0 | 0 | 0 | 0 | 0 | 0 | 0 | 0 | 0 | 0 | 0 | 0 | 0.015808 | 0.0011217 | 0.0017042 | 0.0023516 | 0.0051775 | 0 | 0 | 0 | 0 | 0 | 1
7479_G_EAST | SERC_VACAR | South Carolina | 45 | Orangeburg | 75 | 7479 | EAST | North Road Peak | 12283 | 1987 | 9999 | Combustion Turbine | [5 empty] | Fossil | G | 2030 | Oil |  | 0 | 0 | 0 | 0 | 0 | 0 | 0 | 0 | 0 | 0 | 0 | 0 | 0 | 0 | 0 | 0 | 0 | 0 | 0 | 0 | 0 | 0 | 0 | 0 | 0 | 0 | 0 | 0 | 0 | 0 | 0 | 0 | 0 | 0 | 0 | 0 | 0 | 0 | 0 | 0 | 0.27717 | 0 | 0 | 0 | 0 | 0 | 0 | 0 | 0 | 0 | 6.5
7479_G_WEST | SERC_VACAR | South Carolina | 45 | Orangeburg | 75 | 7479 | WEST | North Road Peak | 12283 | 1987 | 9999 | Combustion Turbine | [5 empty] | Fossil | G | 2030 | Oil |  | 0 | 0 | 0 | 0 | 0 | 0 | 0 | 0 | 0 | 0 | 0 | 0 | 0 | 0 | 0 | 0 | 0 | 0 | 0 | 0 | 0 | 0 | 0 | 0 | 0 | 0 | 0 | 0 | 0 | 0 | 0 | 0 | 0 | 0 | 0 | 0 | 0 | 0 | 0 | 0 | 0.27717 | 0 | 0 | 0 | 0 | 0 | 0 | 0 | 0 | 0 | 6.5
7480_G_GEN3 | SERC_VACAR | South Carolina | 45 | Orangeburg | 75 | 7480 | GEN3 | Rowesville Rd Plant | 25000 | 1994 | 9999 | Combustion Turbine | [5 empty] | Fossil | G | 2030 | NaturalGas |  | 0.00027234 | 0 | 0 | 0.00027234 | 0 | 0 | 0 | 0 | 0 | 0 | 0 | 0 | 0 | 0 | 0 | 0 | 0.010893 | 0 | 0 | 0.010893 | 0.015943 | 0 | 0 | 0.015943 | 1.9064e-11 | 0 | 0 | 1.9064e-11 | 3.2536e-05 | 0 | 0 | 3.2536e-05 | 0 | 0 | 0 | 0 | 0 | 0 | 0 | 0 | 0.082846 | 5.3669e-05 | 0 | 0 | 5.3669e-05 | 0.00088183 | 0 | 0 | 0.00088183 | 0 | 4.2
7480_G_GEN4 | SERC_VACAR | South Carolina | 45 | Orangeburg | 75 | 7480 | GEN4 | Rowesville Rd Plant | 25000 | 1994 | 9999 | Combustion Turbine | [5 empty] | Fossil | G | 2030 | NaturalGas |  | 0.00027234 | 0 | 0 | 0.00027234 | 0 | 0 | 0 | 0 | 0 | 0 | 0 | 0 | 0 | 0 | 0 | 0 | 0.010893 | 0 | 0 | 0.010893 | 0.015943 | 0 | 0 | 0.015943 | 1.9064e-11 | 0 | 0 | 1.9064e-11 | 3.2536e-05 | 0 | 0 | 3.2536e-05 | 0 | 0 | 0 | 0 | 0 | 0 | 0 | 0 | 0.082846 | 5.3669e-05 | 0 | 0 | 5.3669e-05 | 0.00088183 | 0 | 0 | 0.00088183 | 0 | 4.2
7481_G_1 | SPP Nebraska | Nebraska | 31 | Webster | 181 | 7481 | 1 | City Light & Water | 16167 | 1987 | 9999 | Combustion Turbine | [5 empty] | Fossil | G | 2030 | Oil |  | 0 | 0 | 0 | 0 | 0 | 0 | 0 | 0 | 0 | 0 | 0 | 0 | 0 | 0 | 0 | 0 | 0 | 0 | 0 | 0 | 0 | 0 | 0 | 0 | 0 | 0 | 0 | 0 | 0 | 0 | 0 | 0 | 0 | 0 | 0 | 0 | 0 | 0 | 0 | 0 | 0.038644 | 0 | 0 | 0 | 0 | 0 | 0 | 0 | 0 | 0 | 0.9
7481_G_2 | SPP Nebraska | Nebraska | 31 | Webster | 181 | 7481 | 2 | City Light & Water | 16553 | 1987 | 9999 | Combustion Turbine | [5 empty] | Fossil | G | 2030 | Oil |  | 0 | 0 | 0 | 0 | 0 | 0 | 0 | 0 | 0 | 0 | 0 | 0 | 0 | 0 | 0 | 0 | 0 | 0 | 0 | 0 | 0 | 0 | 0 | 0 | 0 | 0 | 0 | 0 | 0 | 0 | 0 | 0 | 0 | 0 | 0 | 0 | 0 | 0 | 0 | 0 | 0.017175 | 0 | 0 | 0 | 0 | 0 | 0 | 0 | 0 | 0 | 0.4
7489_G_G1 | WECC_Northern California (not including BANC) | California | 6 | Mendocino | 45 | 7489 | G1 | Lake Mendocino | 0 | 1987 | 9999 | Hydro | [5 empty] | Non-Fossil | G | 2030 | Hydro |  | 0 | 0 | 0 | 0 | 0 | 0 | 0 | 0 | 0 | 0 | 0 | 0 | 0 | 0 | 0 | 0 | 0.49483 | 0.78912 | 1.4954 | 2.7793 | 0 | 0 | 0 | 0 | 0 | 0 | 0 | 0 | 0 | 0 | 0 | 0 | 0 | 0 | 0 | 0 | 0 | 0 | 0 | 0 | 0.015808 | 0.00068781 | 0.0010969 | 0.0020786 | 0.0038632 | 0 | 0 | 0 | 0 | 0 | 1
7489_G_G2 | WECC_Northern California (not including BANC) | California | 6 | Mendocino | 45 | 7489 | G2 | Lake Mendocino | 0 | 1987 | 9999 | Hydro | [5 empty] | Non-Fossil | G | 2030 | Hydro |  | 0 | 0 | 0 | 0 | 0 | 0 | 0 | 0 | 0 | 0 | 0 | 0 | 0 | 0 | 0 | 0 | 1.2371 | 1.9728 | 3.7384 | 6.9483 | 0 | 0 | 0 | 0 | 0 | 0 | 0 | 0 | 0 | 0 | 0 | 0 | 0 | 0 | 0 | 0 | 0 | 0 | 0 | 0 | 0.039521 | 0.0017195 | 0.0027422 | 0.0051964 | 0.0096581 | 0 | 0 | 0 | 0 | 0 | 2.5
7497_G_1 | MISO_Lower Michigan | Michigan | 26 | Sanilac | 151 | 7497 | 1 | Croswell | 12283 | 1982 | 9999 | Combustion Turbine | [5 empty] | Fossil | G | 2030 | Oil |  | 0 | 0 | 0 | 0 | 0 | 0 | 0 | 0 | 0 | 0 | 0 | 0 | 0 | 0 | 0 | 0 | 0 | 0 | 0 | 0 | 0 | 0 | 0 | 0 | 0 | 0 | 0 | 0 | 0 | 0 | 0 | 0 | 0 | 0 | 0 | 0 | 0 | 0 | 0 | 0 | 0.025851 | 0 | 0 | 0 | 0 | 0 | 0 | 0 | 0 | 0 | 0.6
7497_G_2 | MISO_Lower Michigan | Michigan | 26 | Sanilac | 151 | 7497 | 2 | Croswell | 12283 | 1984 | 9999 | Combustion Turbine | [5 empty] | Fossil | G | 2030 | Oil |  | 0 | 0 | 0 | 0 | 0 | 0 | 0 | 0 | 0 | 0 | 0 | 0 | 0 | 0 | 0 | 0 | 0 | 0 | 0 | 0 | 0 | 0 | 0 | 0 | 0 | 0 | 0 | 0 | 0 | 0 | 0 | 0 | 0 | 0 | 0 | 0 | 0 | 0 | 0 | 0 | 0.03016 | 0 | 0 | 0 | 0 | 0 | 0 | 0 | 0 | 0 | 0.7
7497_G_3 | MISO_Lower Michigan | Michigan | 26 | Sanilac | 151 | 7497 | 3 | Croswell | 12283 | 1988 | 9999 | Combustion Turbine | [5 empty] | Fossil | G | 2030 | Oil |  | 0 | 0 | 0 | 0 | 0 | 0 | 0 | 0 | 0 | 0 | 0 | 0 | 0 | 0 | 0 | 0 | 0 | 0 | 0 | 0 | 0 | 0 | 0 | 0 | 0 | 0 | 0 | 0 | 0 | 0 | 0 | 0 | 0 | 0 | 0 | 0 | 0 | 0 | 0 | 0 | 0.051702 | 0 | 0 | 0 | 0 | 0 | 0 | 0 | 0 | 0 | 1.2
7497_G_4 | MISO_Lower Michigan | Michigan | 26 | Sanilac | 151 | 7497 | 4 | Croswell | 12283 | 1990 | 9999 | Combustion Turbine | [5 empty] | Fossil | G | 2030 | Oil |  | 0 | 0 | 0 | 0 | 0 | 0 | 0 | 0 | 0 | 0 | 0 | 0 | 0 | 0 | 0 | 0 | 0 | 0 | 0 | 0 | 0 | 0 | 0 | 0 | 0 | 0 | 0 | 0 | 0 | 0 | 0 | 0 | 0 | 0 | 0 | 0 | 0 | 0 | 0 | 0 | 0.056011 | 0 | 0 | 0 | 0 | 0 | 0 | 0 | 0 | 0 | 1.3
7497_G_5 | MISO_Lower Michigan | Michigan | 26 | Sanilac | 151 | 7497 | 5 | Croswell | 12283 | 1996 | 9999 | Combustion Turbine | [5 empty] | Fossil | G | 2030 | Oil |  | 0 | 0 | 0 | 0 | 0 | 0 | 0 | 0 | 0 | 0 | 0 | 0 | 0 | 0 | 0 | 0 | 0 | 0 | 0 | 0 | 0 | 0 | 0 | 0 | 0 | 0 | 0 | 0 | 0 | 0 | 0 | 0 | 0 | 0 | 0 | 0 | 0 | 0 | 0 | 0 | 0.056011 | 0 | 0 | 0 | 0 | 0 | 0 | 0 | 0 | 0 | 1.3
7501_G_2 | ISONE_MA, VT, NH, RI (Rest of ISO New England) | Massachusetts | 25 | Worcester | 27 | 7501 | 2 | Princeton Wind Farm | 0 | 2010 | 9999 | Onshore Wind | [5 empty] | Non-Fossil | G | 2030 | Wind |  | 0 | 0 | 0 | 0 | 0 | 0 | 0 | 0 | 0 | 0 | 0 | 0 | 0 | 0 | 0 | 0 | 2.2911 | 3.1277 | 2.384 | 7.8028 | 0 | 0 | 0 | 0 | 0 | 0 | 0 | 0 | 0 | 0 | 0 | 0 | 0 | 0 | 0 | 0 | 0 | 0 | 0 | 0 | 0.12483 | 0 | 0 | 0 | 0 | 0 | 0 | 0 | 0 | 0 | 3
7504_B_2 | WECC_Wyoming | Wyoming | 56 | Campbell | 5 | 7504 | 2 | Neil Simpson II | 12337 | 1995 | 9999 | Coal Steam | wall | dry | ESPC + Dry Scrubber + Mercury Control | LNB + OFA | Dry Scrubber | Fossil | B | 2030 | Coal | Coal to Gas | 0.043522 | 0.058997 | 0.078977 | 0.1815 | 0 | 0 | 0 | 0 | 0.043522 | 0.058997 | 0.078977 | 0.1815 | 0 | 0 | 0 | 0 | 3.5278 | 4.7821 | 6.4017 | 14.7115 | 4.6765 | 6.3392 | 8.4861 | 19.5018 | 1.3609e-05 | 1.8448e-05 | 2.4695e-05 | 5.6752e-05 | 0.0033347 | 0.0045203 | 0.0060512 | 0.013906 | 0.0025473 | 0.003453 | 0.0046225 | 0.010623 | 2.1761e-05 | 2.9498e-05 | 3.9489e-05 | 9.0748e-05 | 2.1303 | 0.018013 | 0.024417 | 0.032686 | 0.075116 | 0.028204 | 0.038233 | 0.051181 | 0.11762 | 0 | 80 | Scrubber / Mercury Control / Coal to Gas | Dry Scrubber
7504_G_GT1 | WECC_Wyoming | Wyoming | 56 | Campbell | 5 | 7504 | GT1 | Neil Simpson II | 11676 | 2000 | 9999 | Combustion Turbine |  |  |  | DLNB |  | Fossil | G | 2030 | NaturalGas |  | 0.0010104 | 0.0026945 | 0.61186 | 0.61556 | 0 | 0 | 0 | 0 | 0 | 0 | 0 | 0 | 0 | 0 | 0 | 0 | 0.086539 | 0.23077 | 52.4031 | 52.7204 | 0.059151 | 0.15774 | 35.8182 | 36.0351 | 7.073e-11 | 1.8861e-10 | 4.283e-08 | 4.3089e-08 | 3.199e-05 | 8.5308e-05 | 0.019371 | 0.019489 | 0 | 0 | 0 | 0 | 0 | 0 | 0 | 0 | 0.67066 | 0.00040847 | 0.0010892 | 0.24734 | 0.24884 | 0.0027247 | 0.0062524 | 1.2113 | 1.2203 | 0 | 34
7505_G_1 | MISO_MT, SD, ND | Minnesota | 27 | Otter Tail | 111 | 7505 | 1 | Fergus Control Ctr | 10745 | 1995 | 9999 | Combustion Turbine | [5 empty] | Fossil | G | 2030 | Oil |  | 0 | 0 | 0 | 0 | 0 | 0 | 0 | 0 | 0 | 0 | 0 | 0 | 0 | 0 | 0 | 0 | 0 | 0 | 0 | 0 | 0 | 0 | 0 | 0 | 0 | 0 | 0 | 0 | 0 | 0 | 0 | 0 | 0 | 0 | 0 | 0 | 0 | 0 | 0 | 0 | 0.03945 | 0 | 0 | 0 | 0 | 0 | 0 | 0 | 0 | 0 | 2
7507_G_1 | WECC_Northern California (not including BANC) | California | 6 | Yuba | 115 | 7507 | 1 | Deadwood Creek | 0 | 1993 | 9999 | Hydro | [5 empty] | Non-Fossil | G | 2030 | Hydro |  | 0 | 0 | 0 | 0 | 0 | 0 | 0 | 0 | 0 | 0 | 0 | 0 | 0 | 0 | 0 | 0 | 0.95763 | 1.4906 | 2.9233 | 5.3714 | 0 | 0 | 0 | 0 | 0 | 0 | 0 | 0 | 0 | 0 | 0 | 0 | 0 | 0 | 0 | 0 | 0 | 0 | 0 | 0 | 0.030036 | 0.0013311 | 0.0020719 | 0.0040633 | 0.0074663 | 0 | 0 | 0 | 0 | 0 | 1.9
7508_G_1 | WECC_Pacific Northwest | Oregon | 41 | Clackamas | 5 | 7508 | 1 | Stone Creek | 0 | 1994 | 9999 | Hydro | [5 empty] | Non-Fossil | G | 2030 | Hydro |  | 0 | 0 | 0 | 0 | 0 | 0 | 0 | 0 | 0 | 0 | 0 | 0 | 0 | 0 | 0 | 0 | 8.6181 | 10.4018 | 11.6831 | 30.703 | 0 | 0 | 0 | 0 | 0 | 0 | 0 | 0 | 0 | 0 | 0 | 0 | 0 | 0 | 0 | 0 | 0 | 0 | 0 | 0 | 0.11066 | 0.011979 | 0.014459 | 0.01624 | 0.042677 | 0 | 0 | 0 | 0 | 0 | 7
751_G_1 | WECC_Northern California (not including BANC) | California | 6 | Tuolumne | 109 | 751 | 1 | Moccasin Low Head Hydro Project | 0 | 1987 | 9999 | Hydro | [5 empty] | Non-Fossil | G | 2030 | Hydro |  | 0 | 0 | 0 | 0 | 0 | 0 | 0 | 0 | 0 | 0 | 0 | 0 | 0 | 0 | 0 | 0 | 1.435 | 2.2884 | 4.3366 | 8.06 | 0 | 0 | 0 | 0 | 0 | 0 | 0 | 0 | 0 | 0 | 0 | 0 | 0 | 0 | 0 | 0 | 0 | 0 | 0 | 0 | 0.045844 | 0.0019947 | 0.0031809 | 0.0060278 | 0.011203 | 0 | 0 | 0 | 0 | 0 | 2.9
7511_G_1 | WECC_Pacific Northwest | Washington | 53 | Benton | 5 | 7511 | 1 | McNary Dam Fish Attraction Project | 0 | 1997 | 9999 | Hydro | [5 empty] | Non-Fossil | G | 2030 | Hydro |  | 0 | 0 | 0 | 0 | 0 | 0 | 0 | 0 | 0 | 0 | 0 | 0 | 0 | 0 | 0 | 0 | 7.3351 | 10.1516 | 12.8014 | 30.2881 | 0 | 0 | 0 | 0 | 0 | 0 | 0 | 0 | 0 | 0 | 0 | 0 | 0 | 0 | 0 | 0 | 0 | 0 | 0 | 0 | 0.14227 | 0.010196 | 0.014111 | 0.017794 | 0.042101 | 0 | 0 | 0 | 0 | 0 | 9
7512_G_1 | ERCOT_Rest | Texas | 48 | Bexar | 29 | 7512 | 1 | Arthur Von Rosenberg | 7162 | 2000 | 9999 | Combined Cycle |  |  | SCR | DLNB |  | Fossil | G | 2030 | NaturalGas |  | 1.4873 | 2.0136 | 3.7058 | 7.2067 | 0 | 0 | 0 | 0 | 0 | 0 | 0 | 0 | 0 | 0 | 0 | 0 | 207.6682 | 281.1508 | 517.4216 | 1006.2406 | 87.0677 | 117.8763 | 216.936 | 421.8799 | 1.0411e-07 | 1.4095e-07 | 2.594e-07 | 5.0447e-07 | 0.017536 | 0.023741 | 0.022235 | 0.063511 | 0 | 0 | 0 | 0 | 0 | 0 | 0 | 0 | 5.6503 | 0.47453 | 0.64245 | 1.1823 | 2.2993 | 3.9669 | 4.7282 | 8.2778 | 16.9729 | 0 | 157 | SCR
7512_G_2 | ERCOT_Rest | Texas | 48 | Bexar | 29 | 7512 | 2 | Arthur Von Rosenberg | 7162 | 2000 | 9999 | Combined Cycle |  |  | SCR | DLNB |  | Fossil | G | 2030 | NaturalGas |  | 1.4873 | 2.0136 | 3.7058 | 7.2067 | 0 | 0 | 0 | 0 | 0 | 0 | 0 | 0 | 0 | 0 | 0 | 0 | 207.6682 | 281.1508 | 517.4216 | 1006.2406 | 87.0677 | 117.8763 | 216.936 | 421.8799 | 1.0411e-07 | 1.4095e-07 | 2.594e-07 | 5.0447e-07 | 0.017536 | 0.023741 | 0.022235 | 0.063511 | 0 | 0 | 0 | 0 | 0 | 0 | 0 | 0 | 5.6503 | 0.47453 | 0.64245 | 1.1823 | 2.2993 | 3.9669 | 4.7282 | 8.2778 | 16.9729 | 0 | 157 | SCR
7512_G_3 | ERCOT_Rest | Texas | 48 | Bexar | 29 | 7512 | 3 | Arthur Von Rosenberg | 7162 | 2000 | 9999 | Combined Cycle |  |  | SCR | DLNB |  | Fossil | G | 2030 | NaturalGas |  | 1.5536 | 2.1034 | 3.871 | 7.528 | 0 | 0 | 0 | 0 | 0 | 0 | 0 | 0 | 0 | 0 | 0 | 0 | 216.9273 | 293.6862 | 540.4913 | 1051.1048 | 90.9497 | 123.1319 | 226.6083 | 440.6899 | 1.0875e-07 | 1.4724e-07 | 2.7097e-07 | 5.2696e-07 | 0.018318 | 0.024799 | 0.023226 | 0.066343 | 0 | 0 | 0 | 0 | 0 | 0 | 0 | 0 | 5.9022 | 0.49569 | 0.67109 | 1.2351 | 2.4018 | 4.1438 | 4.939 | 8.6469 | 17.7297 | 0 | 164 | SCR
7515_G_NA1 | SPP North- (Kansas, Missouri) | Kansas | 20 | McPherson | 113 | 7515 | NA1 | McPherson 3 | 15841 | 1998 | 9999 | Combustion Turbine |  |  |  | H2O |  | Fossil | G | 2030 | NaturalGas |  | 0.017315 | 0 | 0 | 0.017315 | 0 | 0 | 0 | 0 | 0 | 0 | 0 | 0 | 0 | 0 | 0 | 0 | 1.0931 | 0 | 0 | 1.0931 | 1.0136 | 0 | 0 | 1.0136 | 1.2121e-09 | 0 | 0 | 1.2121e-09 | 0.0015857 | 0 | 0 | 0.0015857 | 0 | 0 | 0 | 0 | 0 | 0 | 0 | 0 | 1.578 | 0.0071268 | 0 | 0 | 0.0071268 | 0.048494 | 0 | 0 | 0.048494 | 0 | 80
752_G_1 | SERC_Southeastern | Georgia | 13 | Worth | 321 | 752 | 1 | Lake Blackshear Project | 0 | 1930 | 9999 | Hydro | [5 empty] | Non-Fossil | G | 2030 | Hydro |  | 0 | 0 | 0 | 0 | 0 | 0 | 0 | 0 | 0 | 0 | 0 | 0 | 0 | 0 | 0 | 0 | 1.0399 | 1.1299 | 1.3818 | 3.5516 | 0 | 0 | 0 | 0 | 0 | 0 | 0 | 0 | 0 | 0 | 0 | 0 | 0 | 0 | 0 | 0 | 0 | 0 | 0 | 0 | 0.03794 | 0.0014455 | 0.0015706 | 0.0019207 | 0.0049368 | 0 | 0 | 0 | 0 | 0 | 2.4
752_G_2 | SERC_Southeastern | Georgia | 13 | Worth | 321 | 752 | 2 | Lake Blackshear Project | 0 | 1930 | 9999 | Hydro | [5 empty] | Non-Fossil | G | 2030 | Hydro |  | 0 | 0 | 0 | 0 | 0 | 0 | 0 | 0 | 0 | 0 | 0 | 0 | 0 | 0 | 0 | 0 | 1.7332 | 1.8832 | 2.303 | 5.9194 | 0 | 0 | 0 | 0 | 0 | 0 | 0 | 0 | 0 | 0 | 0 | 0 | 0 | 0 | 0 | 0 | 0 | 0 | 0 | 0 | 0.063233 | 0.0024091 | 0.0026176 | 0.0032012 | 0.008228 | 0 | 0 | 0 | 0 | 0 | 4
752_G_3 | SERC_Southeastern | Georgia | 13 | Worth | 321 | 752 | 3 | Lake Blackshear Project | 0 | 1930 | 9999 | Hydro | [5 empty] | Non-Fossil | G | 2030 | Hydro |  | 0 | 0 | 0 | 0 | 0 | 0 | 0 | 0 | 0 | 0 | 0 | 0 | 0 | 0 | 0 | 0 | 2.0798 | 2.2598 | 2.7636 | 7.1033 | 0 | 0 | 0 | 0 | 0 | 0 | 0 | 0 | 0 | 0 | 0 | 0 | 0 | 0 | 0 | 0 | 0 | 0 | 0 | 0 | 0.07588 | 0.002891 | 0.0031411 | 0.0038415 | 0.0098736 | 0 | 0 | 0 | 0 | 0 | 4.8
752_G_4 | SERC_Southeastern | Georgia | 13 | Worth | 321 | 752 | 4 | Lake Blackshear Project | 0 | 1930 | 9999 | Hydro | [5 empty] | Non-Fossil | G | 2030 | Hydro |  | 0 | 0 | 0 | 0 | 0 | 0 | 0 | 0 | 0 | 0 | 0 | 0 | 0 | 0 | 0 | 0 | 1.7332 | 1.8832 | 2.303 | 5.9194 | 0 | 0 | 0 | 0 | 0 | 0 | 0 | 0 | 0 | 0 | 0 | 0 | 0 | 0 | 0 | 0 | 0 | 0 | 0 | 0 | 0.063233 | 0.0024091 | 0.0026176 | 0.0032012 | 0.008228 | 0 | 0 | 0 | 0 | 0 | 4
7526_G_1 | WECC_Northern California (not including BANC) | California | 6 | Solano | 95 | 7526 | 1 | Solano Wind | 0 | 1994 | 9999 | Onshore Wind | [5 empty] | Non-Fossil | G | 2030 | Wind |  | 0 | 0 | 0 | 0 | 0 | 0 | 0 | 0 | 0 | 0 | 0 | 0 | 0 | 0 | 0 | 0 | 4.2379 | 8.3961 | 21.796 | 34.43 | 0 | 0 | 0 | 0 | 0 | 0 | 0 | 0 | 0 | 0 | 0 | 0 | 0 | 0 | 0 | 0 | 0 | 0 | 0 | 0 | 0.55971 | 0 | 0 | 0 | 0 | 0 | 0 | 0 | 0 | 0 | 13.1
7526_G_2 | WECC_Northern California (not including BANC) | California | 6 | Solano | 95 | 7526 | 2 | Solano Wind | 0 | 2006 | 9999 | Onshore Wind | [5 empty] | Non-Fossil | G | 2030 | Wind |  | 0 | 0 | 0 | 0 | 0 | 0 | 0 | 0 | 0 | 0 | 0 | 0 | 0 | 0 | 0 | 0 | 7.7641 | 15.3821 | 39.9316 | 63.0779 | 0 | 0 | 0 | 0 | 0 | 0 | 0 | 0 | 0 | 0 | 0 | 0 | 0 | 0 | 0 | 0 | 0 | 0 | 0 | 0 | 1.0254 | 0 | 0 | 0 | 0 | 0 | 0 | 0 | 0 | 0 | 24
7526_G_2B | WECC_Northern California (not including BANC) | California | 6 | Solano | 95 | 7526 | 2B | Solano Wind | 0 | 2007 | 9999 | Onshore Wind | [5 empty] | Non-Fossil | G | 2030 | Wind |  | 0 | 0 | 0 | 0 | 0 | 0 | 0 | 0 | 0 | 0 | 0 | 0 | 0 | 0 | 0 | 0 | 20.3809 | 40.3781 | 104.8204 | 165.5794 | 0 | 0 | 0 | 0 | 0 | 0 | 0 | 0 | 0 | 0 | 0 | 0 | 0 | 0 | 0 | 0 | 0 | 0 | 0 | 0 | 2.6918 | 0 | 0 | 0 | 0 | 0 | 0 | 0 | 0 | 0 | 63
7526_G_3 | WECC_Northern California (not including BANC) | California | 6 | Solano | 95 | 7526 | 3 | Solano Wind | 0 | 2012 | 9999 | Onshore Wind | [5 empty] | Non-Fossil | G | 2030 | Wind |  | 0 | 0 | 0 | 0 | 0 | 0 | 0 | 0 | 0 | 0 | 0 | 0 | 0 | 0 | 0 | 0 | 41.4087 | 82.038 | 212.9685 | 336.4152 | 0 | 0 | 0 | 0 | 0 | 0 | 0 | 0 | 0 | 0 | 0 | 0 | 0 | 0 | 0 | 0 | 0 | 0 | 0 | 0 | 5.469 | 0 | 0 | 0 | 0 | 0 | 0 | 0 | 0 | 0 | 128
7527_G_1 | WECC_BANC | California | 6 | Sacramento | 67 | 7527 | 1 | Carson Ice-Gen Project | 8700 | 1995 | 9999 | Combustion Turbine |  |  | SCR | H2O |  | Fossil | G | 2030 | NaturalGas |  | 0 | 0 | 0.55601 | 0.55601 | 0 | 0 | 0 | 0 | 0 | 0 | 0 | 0 | 0 | 0 | 0 | 0 | 0 | 0 | 63.9086 | 63.9086 | 0 | 0 | 40.1993 | 40.1993 | 0 | 0 | 4.8069e-08 | 4.8069e-08 | 0 | 0 | 0.0022936 | 0.0022936 | 0 | 0 | 0 | 0 | 0 | 0 | 0 | 0 | 0.89999 | 0 | 0 | 0.33041 | 0.33041 | 0 | 0 | 1.5067 | 1.5067 | 0 | 41.2 | SCR
7527_G_2 | WECC_BANC | California | 6 | Sacramento | 67 | 7527 | 2 | Carson Ice-Gen Project | 7952 | 1995 | 9999 | Combined Cycle |  |  | SCR | H2O |  | Fossil | G | 2030 | NaturalGas |  | 0.23209 | 0.31461 | 0.12665 | 0.67335 | 0 | 0 | 0 | 0 | 0 | 0 | 0 | 0 | 0 | 0 | 0 | 0 | 29.1863 | 39.5636 | 15.9268 | 84.6767 | 13.6583 | 18.5145 | 7.4532 | 39.626 | 1.6332e-08 | 2.2139e-08 | 8.9123e-09 | 4.7383e-08 | 0.0010439 | 0.0014151 | 0.00056967 | 0.0030287 | 0 | 0 | 0 | 0 | 0 | 0 | 0 | 0 | 0.6764 | 0.066692 | 0.090405 | 0.053125 | 0.21022 | 0.80936 | 0.87618 | 0.34321 | 2.0288 | 0 | 16.6 | SCR
7527_G_CCCT | WECC_BANC | California | 6 | Sacramento | 67 | 7527 | CCCT | Carson Ice-Gen Project | 7952 | 1995 | 9999 | Combined Cycle |  |  | SCR | H2O |  | Fossil | G | 2030 | NaturalGas |  | 0.71584 | 0.97036 | 0.39063 | 2.0768 | 0 | 0 | 0 | 0 | 0 | 0 | 0 | 0 | 0 | 0 | 0 | 0 | 90.0203 | 122.0276 | 49.1236 | 261.1715 | 42.1267 | 57.1051 | 22.9883 | 122.2201 | 5.0374e-08 | 6.8284e-08 | 2.7489e-08 | 1.4615e-07 | 0.0032199 | 0.0043647 | 0.0017571 | 0.0093416 | 0 | 0 | 0 | 0 | 0 | 0 | 0 | 0 | 2.0862 | 0.2057 | 0.27884 | 0.16386 | 0.6484 | 2.4963 | 2.7024 | 1.0586 | 6.2574 | 0 | 51.2 | SCR
753_B_ST | SERC_Southeastern | Georgia | 13 | Worth | 321 | 753 | ST | Crisp Plant | 14500 | 1957 | 9999 | O/G Steam | [5 empty] | Fossil | B | 2030 |  | O/G Retirement | 0 | 0 | 0 | 0 | 0 | 0 | 0 | 0 | 0 | 0 | 0 | 0 | 0 | 0 | 0 | 0 | 0 | 0 | 0 | 0 | 0 | 0 | 0 | 0 | 0 | 0 | 0 | 0 | 0 | 0 | 0 | 0 | 0 | 0 | 0 | 0 | 0 | 0 | 0 | 0 | 0 | 0 | 0 | 0 | 0 | 0 | 0 | 0 | 0 | 0 | 10
753_G_GT1 | SERC_Southeastern | Georgia | 13 | Worth | 321 | 753 | GT1 | Crisp Plant | 25000 | 1957 | 9999 | Combustion Turbine | [5 empty] | Fossil | G | 2030 | NaturalGas |  | 0.0015562 | 0 | 0 | 0.0015562 | 0 | 0 | 0 | 0 | 0 | 0 | 0 | 0 | 0 | 0 | 0 | 0 | 0.062249 | 0 | 0 | 0.062249 | 0.091101 | 0 | 0 | 0.091101 | 1.0893e-10 | 0 | 0 | 1.0893e-10 | 3.5248e-06 | 0 | 0 | 3.5248e-06 | 0 | 0 | 0 | 0 | 0 | 0 | 0 | 0 | 0.17277 | 0.0003461 | 0 | 0 | 0.0003461 | 0.0044709 | 0 | 0 | 0.0044709 | 0 | 4
7538_G_1 | SERC_VACAR | North Carolina | 37 | Wayne | 191 | 7538 | 1 | Wayne County | 11501 | 2000 | 9999 | Combustion Turbine |  |  |  | H2O |  | Fossil | G | 2030 | NaturalGas |  | 0.036506 | 0 | 0.00064567 | 0.037152 | 0 | 0 | 0 | 0 | 0 | 0 | 0 | 0 | 0 | 0 | 0 | 0 | 3.1742 | 0 | 0.05614 | 3.2303 | 2.1371 | 0 | 0.037798 | 2.1749 | 2.5554e-09 | 0 | 4.5197e-11 | 2.6006e-09 | 0.0014964 | 0 | 2.6466e-05 | 0.0015229 | 0 | 0 | 0 | 0 | 0 | 0 | 0 | 0 | 3.4914 | 0.014633 | 0 | 0.00025881 | 0.014892 | 0.11821 | 0 | 0.0017676 | 0.11998 | 0 | 177
7538_G_2 | SERC_VACAR | North Carolina | 37 | Wayne | 191 | 7538 | 2 | Wayne County | 11501 | 2000 | 9999 | Combustion Turbine |  |  |  | H2O |  | Fossil | G | 2030 | NaturalGas |  | 0.035888 | 0 | 0.00063473 | 0.036522 | 0 | 0 | 0 | 0 | 0 | 0 | 0 | 0 | 0 | 0 | 0 | 0 | 3.1204 | 0 | 0.055189 | 3.1756 | 2.1009 | 0 | 0.037157 | 2.138 | 2.5121e-09 | 0 | 4.4431e-11 | 2.5566e-09 | 0.0019613 | 0 | 3.4688e-05 | 0.0019959 | 0 | 0 | 0 | 0 | 0 | 0 | 0 | 0 | 3.4322 | 0.014385 | 0 | 0.00025442 | 0.014639 | 0.1162 | 0 | 0.0017377 | 0.11794 | 0 | 174
7538_G_3 | SERC_VACAR | North Carolina | 37 | Wayne | 191 | 7538 | 3 | Wayne County | 11501 | 2000 | 9999 | Combustion Turbine |  |  |  | DLNB + H2O |  | Fossil | G | 2030 | NaturalGas |  | 0.035681 | 0 | 0.00063108 | 0.036312 | 0 | 0 | 0 | 0 | 0 | 0 | 0 | 0 | 0 | 0 | 0 | 0 | 3.1025 | 0 | 0.054872 | 3.1573 | 2.0888 | 0 | 0.036943 | 2.1257 | 2.4977e-09 | 0 | 4.4176e-11 | 2.5419e-09 | 0.00074431 | 0 | 1.3164e-05 | 0.00075748 | 0 | 0 | 0 | 0 | 0 | 0 | 0 | 0 | 3.4125 | 0.014302 | 0 | 0.00025296 | 0.014555 | 0.11554 | 0 | 0.0017277 | 0.11726 | 0 | 173
7538_G_4 | SERC_VACAR | North Carolina | 37 | Wayne | 191 | 7538 | 4 | Wayne County | 11501 | 2000 | 9999 | Combustion Turbine |  |  |  | DLNB + H2O |  | Fossil | G | 2030 | NaturalGas |  | 0.035063 | 0 | 0.00062014 | 0.035683 | 0 | 0 | 0 | 0 | 0 | 0 | 0 | 0 | 0 | 0 | 0 | 0 | 3.0487 | 0 | 0.05392 | 3.1026 | 2.0526 | 0 | 0.036303 | 2.0889 | 2.4544e-09 | 0 | 4.341e-11 | 2.4978e-09 | 0.00077155 | 0 | 1.3646e-05 | 0.0007852 | 0 | 0 | 0 | 0 | 0 | 0 | 0 | 0 | 3.3533 | 0.014054 | 0 | 0.00024857 | 0.014303 | 0.11353 | 0 | 0.0016977 | 0.11523 | 0 | 170
7538_G_5 | SERC_VACAR | North Carolina | 37 | Wayne | 191 | 7538 | 5 | Wayne County | 11506 | 2009 | 9999 | Combustion Turbine |  |  |  | DLNB + H2O |  | Fossil | G | 2030 | NaturalGas |  | 0.033633 | 0 | 0.00059486 | 0.034228 | 0 | 0 | 0 | 0 | 0 | 0 | 0 | 0 | 0 | 0 | 0 | 0 | 2.9231 | 0 | 0.0517 | 2.9748 | 1.9689 | 0 | 0.034823 | 2.0037 | 2.3543e-09 | 0 | 4.164e-11 | 2.396e-09 | 0.00049155 | 0 | 8.6939e-06 | 0.00050025 | 0 | 0 | 0 | 0 | 0 | 0 | 0 | 0 | 3.2152 | 0.013476 | 0 | 0.00023834 | 0.013714 | 0.10891 | 0 | 0.0016285 | 0.11053 | 0 | 163
754_G_1 | SERC_Southeastern | Georgia | 13 | Hart | 147 | 754 | 1 | Hartwell Lake | 0 | 1962 | 9999 | Hydro | [5 empty] | Non-Fossil | G | 2030 | Hydro |  | 0 | 0 | 0 | 0 | 0 | 0 | 0 | 0 | 0 | 0 | 0 | 0 | 0 | 0 | 0 | 0 | 36.8303 | 40.0176 | 48.9394 | 125.7874 | 0 | 0 | 0 | 0 | 0 | 0 | 0 | 0 | 0 | 0 | 0 | 0 | 0 | 0 | 0 | 0 | 0 | 0 | 0 | 0 | 1.3437 | 0.051194 | 0.055625 | 0.068026 | 0.17484 | 0 | 0 | 0 | 0 | 0 | 85
754_G_2 | SERC_Southeastern | Georgia | 13 | Hart | 147 | 754 | 2 | Hartwell Lake | 0 | 1962 | 9999 | Hydro | [5 empty] | Non-Fossil | G | 2030 | Hydro |  | 0 | 0 | 0 | 0 | 0 | 0 | 0 | 0 | 0 | 0 | 0 | 0 | 0 | 0 | 0 | 0 | 36.8303 | 40.0176 | 48.9394 | 125.7874 | 0 | 0 | 0 | 0 | 0 | 0 | 0 | 0 | 0 | 0 | 0 | 0 | 0 | 0 | 0 | 0 | 0 | 0 | 0 | 0 | 1.3437 | 0.051194 | 0.055625 | 0.068026 | 0.17484 | 0 | 0 | 0 | 0 | 0 | 85
754_G_4 | SERC_Southeastern | Georgia | 13 | Hart | 147 | 754 | 4 | Hartwell Lake | 0 | 1962 | 9999 | Hydro | [5 empty] | Non-Fossil | G | 2030 | Hydro |  | 0 | 0 | 0 | 0 | 0 | 0 | 0 | 0 | 0 | 0 | 0 | 0 | 0 | 0 | 0 | 0 | 36.8303 | 40.0176 | 48.9394 | 125.7874 | 0 | 0 | 0 | 0 | 0 | 0 | 0 | 0 | 0 | 0 | 0 | 0 | 0 | 0 | 0 | 0 | 0 | 0 | 0 | 0 | 1.3437 | 0.051194 | 0.055625 | 0.068026 | 0.17484 | 0 | 0 | 0 | 0 | 0 | 85
754_G_5 | SERC_Southeastern | Georgia | 13 | Hart | 147 | 754 | 5 | Hartwell Lake | 0 | 1983 | 9999 | Hydro | [5 empty] | Non-Fossil | G | 2030 | Hydro |  | 0 | 0 | 0 | 0 | 0 | 0 | 0 | 0 | 0 | 0 | 0 | 0 | 0 | 0 | 0 | 0 | 34.6638 | 37.6637 | 46.0606 | 118.3881 | 0 | 0 | 0 | 0 | 0 | 0 | 0 | 0 | 0 | 0 | 0 | 0 | 0 | 0 | 0 | 0 | 0 | 0 | 0 | 0 | 1.2647 | 0.048183 | 0.052352 | 0.064024 | 0.16456 | 0 | 0 | 0 | 0 | 0 | 80
7541_G_1 | WECC_Wyoming | Wyoming | 56 | Park | 29 | 7541 | 1 | Spirit Mountain | 0 | 1994 | 9999 | Hydro | [5 empty] | Non-Fossil | G | 2030 | Hydro |  | 0 | 0 | 0 | 0 | 0 | 0 | 0 | 0 | 0 | 0 | 0 | 0 | 0 | 0 | 0 | 0 | 2.3769 | 4.676 | 13.4099 | 20.4628 | 0 | 0 | 0 | 0 | 0 | 0 | 0 | 0 | 0 | 0 | 0 | 0 | 0 | 0 | 0 | 0 | 0 | 0 | 0 | 0 | 0.071137 | 0.0033039 | 0.0064997 | 0.01864 | 0.028443 | 0 | 0 | 0 | 0 | 0 | 4.5
7545_G_1 | SPP West (Oklahoma, Arkansas, Louisiana) | Oklahoma | 40 | Kay | 71 | 7545 | 1 | Kaw Hydro | 0 | 1989 | 9999 | Hydro | [5 empty] | Non-Fossil | G | 2030 | Hydro |  | 0 | 0 | 0 | 0 | 0 | 0 | 0 | 0 | 0 | 0 | 0 | 0 | 0 | 0 | 0 | 0 | 14.5708 | 24.4844 | 37.255 | 76.3103 | 0 | 0 | 0 | 0 | 0 | 0 | 0 | 0 | 0 | 0 | 0 | 0 | 0 | 0 | 0 | 0 | 0 | 0 | 0 | 0 | 0.46792 | 0.020253 | 0.034033 | 0.051784 | 0.10607 | 0 | 0 | 0 | 0 | 0 | 29.6
7546_G_1 | SPP West (Oklahoma, Arkansas, Louisiana) | Oklahoma | 40 | Kay | 71 | 7546 | 1 | Ponca City | 9589 | 1966 | 9999 | Combined Cycle |  |  |  | H2O |  | Fossil | G | 2030 | NaturalGas |  | 0.015848 | 0.0042555 | 0.029609 | 0.049712 | 0 | 0 | 0 | 0 | 0 | 0 | 0 | 0 | 0 | 0 | 0 | 0 | 1.6527 | 0.44379 | 3.0878 | 5.1843 | 0.92774 | 0.24911 | 1.7333 | 2.9102 | 1.1094e-09 | 2.9788e-10 | 2.0726e-09 | 3.4799e-09 | 0.00063044 | 0.00016929 | 0.0011779 | 0.0019776 | 0 | 0 | 0 | 0 | 0 | 0 | 0 | 0 | 0.70542 | 0.0065628 | 0.0017816 | 0.012262 | 0.020606 | 0.041185 | 0.0096623 | 0.061462 | 0.11231 | 0 | 18.8
7546_G_3 | SPP West (Oklahoma, Arkansas, Louisiana) | Oklahoma | 40 | Kay | 71 | 7546 | 3 | Ponca City | 9589 | 1995 | 9999 | Combined Cycle |  |  |  | H2O |  | Fossil | G | 2030 | NaturalGas |  | 0.037175 | 0.0099822 | 0.069455 | 0.11661 | 0 | 0 | 0 | 0 | 0 | 0 | 0 | 0 | 0 | 0 | 0 | 0 | 3.8769 | 1.041 | 7.2432 | 12.1611 | 2.1762 | 0.58436 | 4.0659 | 6.8265 | 2.6023e-09 | 6.9876e-10 | 4.8619e-09 | 8.1629e-09 | 0.0014789 | 0.0003971 | 0.002763 | 0.0046389 | 0 | 0 | 0 | 0 | 0 | 0 | 0 | 0 | 1.6513 | 0.015395 | 0.0041792 | 0.028762 | 0.048336 | 0.096609 | 0.022665 | 0.14417 | 0.26345 | 0 | 44.1
7546_G_4 | SPP West (Oklahoma, Arkansas, Louisiana) | Oklahoma | 40 | Kay | 71 | 7546 | 4 | Ponca City | 11122 | 2003 | 9999 | Combustion Turbine |  |  |  | H2O |  | Fossil | G | 2030 | NaturalGas |  | 0.026512 | 0.0078707 | 0.036526 | 0.070909 | 0 | 0 | 0 | 0 | 0 | 0 | 0 | 0 | 0 | 0 | 0 | 0 | 2.3837 | 0.70767 | 3.2842 | 6.3756 | 1.552 | 0.46075 | 2.1383 | 4.151 | 1.8558e-09 | 5.5095e-10 | 2.5568e-09 | 4.9636e-09 | 0.00090976 | 0.00027008 | 0.0012534 | 0.0024332 | 0 | 0 | 0 | 0 | 0 | 0 | 0 | 0 | 0.86594 | 0.011251 | 0.0033402 | 0.015501 | 0.030093 | 0.068898 | 0.017871 | 0.075821 | 0.16259 | 0 | 43.9
7548_G_1 | WECC_Utah | Utah | 49 | Weber | 57 | 7548 | 1 | Causey | 0 | 1998 | 9999 | Hydro | [5 empty] | Non-Fossil | G | 2030 | Hydro |  | 0 | 0 | 0 | 0 | 0 | 0 | 0 | 0 | 0 | 0 | 0 | 0 | 0 | 0 | 0 | 0 | 1.0546 | 1.5038 | 2.34 | 4.8984 | 0 | 0 | 0 | 0 | 0 | 0 | 0 | 0 | 0 | 0 | 0 | 0 | 0 | 0 | 0 | 0 | 0 | 0 | 0 | 0 | 0.023712 | 0.0014659 | 0.0020903 | 0.0032526 | 0.0068088 | 0 | 0 | 0 | 0 | 0 | 1.5
7548_G_2 | WECC_Utah | Utah | 49 | Weber | 57 | 7548 | 2 | Causey | 0 | 1998 | 9999 | Hydro | [5 empty] | Non-Fossil | G | 2030 | Hydro |  | 0 | 0 | 0 | 0 | 0 | 0 | 0 | 0 | 0 | 0 | 0 | 0 | 0 | 0 | 0 | 0 | 0.42183 | 0.60153 | 0.93599 | 1.9594 | 0 | 0 | 0 | 0 | 0 | 0 | 0 | 0 | 0 | 0 | 0 | 0 | 0 | 0 | 0 | 0 | 0 | 0 | 0 | 0 | 0.0094849 | 0.00058635 | 0.00083613 | 0.001301 | 0.0027235 | 0 | 0 | 0 | 0 | 0 | 0.6
7551_G_CCST | WECC_BANC | California | 6 | Sacramento | 67 | 7551 | CCST | SCA Cogen 2 | 7216 | 1997 | 9999 | Combined Cycle |  |  | SCR |  |  | Fossil | G | 2030 | NaturalGas |  | 0.47704 | 0.64665 | 0.26032 | 1.384 | 0 | 0 | 0 | 0 | 0 | 0 | 0 | 0 | 0 | 0 | 0 | 0 | 66.1087 | 89.614 | 36.0751 | 191.7978 | 30.1976 | 40.9346 | 16.4787 | 87.6109 | 3.6109e-08 | 4.8948e-08 | 1.9705e-08 | 1.0476e-07 | 0.0019433 | 0.0026342 | 0.0010604 | 0.0056379 | 0 | 0 | 0 | 0 | 0 | 0 | 0 | 0 | 1.522 | 0.15106 | 0.20477 | 0.12033 | 0.47617 | 1.6636 | 1.8009 | 0.70545 | 4.1699 | 0 | 37.6 | SCR
7551_G_CT1A | WECC_BANC | California | 6 | Sacramento | 67 | 7551 | CT1A | SCA Cogen 2 | 7216 | 1997 | 9999 | Combined Cycle |  |  | SCR |  |  | Fossil | G | 2030 | NaturalGas |  | 0.60391 | 0.81864 | 0.32955 | 1.7521 | 0 | 0 | 0 | 0 | 0 | 0 | 0 | 0 | 0 | 0 | 0 | 0 | 83.6908 | 113.4475 | 45.6696 | 242.8079 | 38.2289 | 51.8214 | 20.8613 | 110.9116 | 4.5713e-08 | 6.1966e-08 | 2.4945e-08 | 1.3262e-07 | 0.0024601 | 0.0033348 | 0.0013425 | 0.0071373 | 0 | 0 | 0 | 0 | 0 | 0 | 0 | 0 | 1.9267 | 0.19124 | 0.25923 | 0.15233 | 0.60281 | 2.106 | 2.2799 | 0.89307 | 5.279 | 0 | 47.6 | SCR
7551_G_CT1B | WECC_BANC | California | 6 | Sacramento | 67 | 7551 | CT1B | SCA Cogen 2 | 7216 | 1997 | 9999 | Combined Cycle |  |  | SCR |  |  | Fossil | G | 2030 | NaturalGas |  | 0.60391 | 0.81864 | 0.32955 | 1.7521 | 0 | 0 | 0 | 0 | 0 | 0 | 0 | 0 | 0 | 0 | 0 | 0 | 83.6908 | 113.4475 | 45.6696 | 242.8079 | 38.2289 | 51.8214 | 20.8613 | 110.9116 | 4.5713e-08 | 6.1966e-08 | 2.4945e-08 | 1.3262e-07 | 0.0024601 | 0.0033348 | 0.0013425 | 0.0071373 | 0 | 0 | 0 | 0 | 0 | 0 | 0 | 0 | 1.9267 | 0.19124 | 0.25923 | 0.15233 | 0.60281 | 2.106 | 2.2799 | 0.89307 | 5.279 | 0 | 47.6 | SCR
7551_G_CT1C | WECC_BANC | California | 6 | Sacramento | 67 | 7551 | CT1C | SCA Cogen 2 | 10745 | 2001 | 9999 | Combustion Turbine |  |  | SCR |  |  | Fossil | G | 2030 | NaturalGas |  | 0 | 0 | 0.66428 | 0.66428 | 0 | 0 | 0 | 0 | 0 | 0 | 0 | 0 | 0 | 0 | 0 | 0 | 0 | 0 | 61.8226 | 61.8226 | 0 | 0 | 38.8872 | 38.8872 | 0 | 0 | 4.65e-08 | 4.65e-08 | 0 | 0 | 0.0034277 | 0.0034277 | 0 | 0 | 0 | 0 | 0 | 0 | 0 | 0 | 0.95678 | 0 | 0 | 0.31962 | 0.31962 | 0 | 0 | 1.8002 | 1.8002 | 0 | 43.8 | SCR
7552_G_CCCT | WECC_BANC | California | 6 | Sacramento | 67 | 7552 | CCCT | SPA Cogen 3 | 7957 | 1997 | 9999 | Combined Cycle |  |  | SCR |  |  | Fossil | G | 2030 | NaturalGas |  | 1.6648 | 2.2568 | 0.90848 | 4.8301 | 0 | 0 | 0 | 0 | 0 | 0 | 0 | 0 | 0 | 0 | 0 | 0 | 209.227 | 283.6188 | 114.1739 | 607.0197 | 97.7892 | 132.5587 | 53.363 | 283.7109 | 1.1693e-07 | 1.5851e-07 | 6.381e-08 | 3.3925e-07 | 0.0080168 | 0.010867 | 0.0043747 | 0.023259 | 0 | 0 | 0 | 0 | 0 | 0 | 0 | 0 | 4.8168 | 0.4781 | 0.64809 | 0.38084 | 1.507 | 5.8057 | 6.285 | 2.4619 | 14.5526 | 0 | 119 | SCR
7552_G_CCST | WECC_BANC | California | 6 | Sacramento | 67 | 7552 | CCST | SPA Cogen 3 | 7957 | 1997 | 9999 | Combined Cycle |  |  | SCR |  |  | Fossil | G | 2030 | NaturalGas |  | 0.82541 | 1.1189 | 0.45042 | 2.3947 | 0 | 0 | 0 | 0 | 0 | 0 | 0 | 0 | 0 | 0 | 0 | 0 | 103.7344 | 140.6177 | 56.6072 | 300.9593 | 48.4837 | 65.7224 | 26.4573 | 140.6634 | 5.7975e-08 | 7.8588e-08 | 3.1637e-08 | 1.682e-07 | 0.0039747 | 0.005388 | 0.002169 | 0.011532 | 0 | 0 | 0 | 0 | 0 | 0 | 0 | 0 | 2.3882 | 0.23704 | 0.32132 | 0.18882 | 0.74718 | 2.8785 | 3.1161 | 1.2206 | 7.2152 | 0 | 59 | SCR
7555_G_11 | SPP North- (Kansas, Missouri) | Nebraska | 31 | Otoe | 131 | 7555 | 11 | Nebraska City # 2 | 12283 | 1998 | 9999 | Combustion Turbine | [5 empty] | Fossil | G | 2030 | NaturalGas |  | 0.0018095 | 0.00050497 | 0.0012518 | 0.0035662 | 0 | 0 | 0 | 0 | 0 | 0 | 0 | 0 | 0 | 0 | 0 | 0 | 0.14732 | 0.041111 | 0.10191 | 0.29034 | 0.10593 | 0.029561 | 0.07328 | 0.20877 | 1.2666e-10 | 3.5348e-11 | 8.7625e-11 | 2.4964e-10 | 0.00095988 | 0.00026787 | 0.00066404 | 0.0018918 | 0 | 0 | 0 | 0 | 0 | 0 | 0 | 0 | 0.074956 | 0.00069533 | 0.00019404 | 0.00048103 | 0.0013704 | 0.0050677 | 0.0012315 | 0.0027314 | 0.0090306 | 0 | 3.8
7555_G_12 | SPP North- (Kansas, Missouri) | Nebraska | 31 | Otoe | 131 | 7555 | 12 | Nebraska City # 2 | 12283 | 1998 | 9999 | Combustion Turbine | [5 empty] | Fossil | G | 2030 | NaturalGas |  | 0.0018095 | 0.00050497 | 0.0012518 | 0.0035662 | 0 | 0 | 0 | 0 | 0 | 0 | 0 | 0 | 0 | 0 | 0 | 0 | 0.14732 | 0.041111 | 0.10191 | 0.29034 | 0.10593 | 0.029561 | 0.07328 | 0.20877 | 1.2666e-10 | 3.5348e-11 | 8.7625e-11 | 2.4964e-10 | 0.00095988 | 0.00026787 | 0.00066404 | 0.0018918 | 0 | 0 | 0 | 0 | 0 | 0 | 0 | 0 | 0.074956 | 0.00069533 | 0.00019404 | 0.00048103 | 0.0013704 | 0.0050677 | 0.0012315 | 0.0027314 | 0.0090306 | 0 | 3.8
7555_G_13 | SPP North- (Kansas, Missouri) | Nebraska | 31 | Otoe | 131 | 7555 | 13 | Nebraska City # 2 | 12283 | 1998 | 9999 | Combustion Turbine | [5 empty] | Fossil | G | 2030 | Oil |  | 0 | 0 | 0 | 0 | 0 | 0 | 0 | 0 | 0 | 0 | 0 | 0 | 0 | 0 | 0 | 0 | 0 | 0 | 0 | 0 | 0 | 0 | 0 | 0 | 0 | 0 | 0 | 0 | 0 | 0 | 0 | 0 | 0 | 0 | 0 | 0 | 0 | 0 | 0 | 0 | 0.082846 | 0 | 0 | 0 | 0 | 0 | 0 | 0 | 0 | 0 | 4.2
7556_G_1 | MISO_Illinois | Illinois | 17 | McLean | 113 | 7556 | 1 | State Farm | 13469 | 1996 | 9999 | Combustion Turbine | [5 empty] | Fossil | G | 2030 |  |  | 0 | 0 | 0 | 0 | 0 | 0 | 0 | 0 | 0 | 0 | 0 | 0 | 0 | 0 | 0 | 0 | 0 | 0 | 0 | 0 | 0 | 0 | 0 | 0 | 0 | 0 | 0 | 0 | 0 | 0 | 0 | 0 | 0 | 0 | 0 | 0 | 0 | 0 | 0 | 0 | 0.065585 | 0 | 0 | 0 | 0 | 0 | 0 | 0 | 0 | 0 | 1.7
7556_G_2 | MISO_Illinois | Illinois | 17 | McLean | 113 | 7556 | 2 | State Farm | 13469 | 1996 | 9999 | Combustion Turbine | [5 empty] | Fossil | G | 2030 | Oil |  | 0 | 0 | 0 | 0 | 0 | 0 | 0 | 0 | 0 | 0 | 0 | 0 | 0 | 0 | 0 | 0 | 0 | 0 | 0 | 0 | 0 | 0 | 0 | 0 | 0 | 0 | 0 | 0 | 0 | 0 | 0 | 0 | 0 | 0 | 0 | 0 | 0 | 0 | 0 | 0 | 0.065585 | 0 | 0 | 0 | 0 | 0 | 0 | 0 | 0 | 0 | 1.7
7556_G_3 | MISO_Illinois | Illinois | 17 | McLean | 113 | 7556 | 3 | State Farm | 13469 | 1996 | 9999 | Combustion Turbine | [5 empty] | Fossil | G | 2030 |  |  | 0 | 0 | 0 | 0 | 0 | 0 | 0 | 0 | 0 | 0 | 0 | 0 | 0 | 0 | 0 | 0 | 0 | 0 | 0 | 0 | 0 | 0 | 0 | 0 | 0 | 0 | 0 | 0 | 0 | 0 | 0 | 0 | 0 | 0 | 0 | 0 | 0 | 0 | 0 | 0 | 0.065585 | 0 | 0 | 0 | 0 | 0 | 0 | 0 | 0 | 0 | 1.7
757_G_1 | SERC_Central_TVA | Georgia | 13 | Fannin | 111 | 757 | 1 | Blue Ridge | 0 | 1931 | 9999 | Hydro | [5 empty] | Non-Fossil | G | 2030 | Hydro |  | 0 | 0 | 0 | 0 | 0 | 0 | 0 | 0 | 0 | 0 | 0 | 0 | 0 | 0 | 0 | 0 | 7.5089 | 8.103 | 10.2197 | 25.8316 | 0 | 0 | 0 | 0 | 0 | 0 | 0 | 0 | 0 | 0 | 0 | 0 | 0 | 0 | 0 | 0 | 0 | 0 | 0 | 0 | 0.25293 | 0.010437 | 0.011263 | 0.014205 | 0.035906 | 0 | 0 | 0 | 0 | 0 | 16
757_G_2 | SERC_Central_TVA | Georgia | 13 | Fannin | 111 | 757 | 2 | Blue Ridge | 0 | 1994 | 9999 | Hydro | [5 empty] | Non-Fossil | G | 2030 | Hydro |  | 0 | 0 | 0 | 0 | 0 | 0 | 0 | 0 | 0 | 0 | 0 | 0 | 0 | 0 | 0 | 0 | 0.6101 | 0.65837 | 0.83035 | 2.0988 | 0 | 0 | 0 | 0 | 0 | 0 | 0 | 0 | 0 | 0 | 0 | 0 | 0 | 0 | 0 | 0 | 0 | 0 | 0 | 0 | 0.020551 | 0.00084804 | 0.00091513 | 0.0011542 | 0.0029174 | 0 | 0 | 0 | 0 | 0 | 1.3
758_G_1 | SERC_Central_TVA | Georgia | 13 | Union | 291 | 758 | 1 | Nottely | 0 | 1956 | 9999 | Hydro | [5 empty] | Non-Fossil | G | 2030 | Hydro |  | 0 | 0 | 0 | 0 | 0 | 0 | 0 | 0 | 0 | 0 | 0 | 0 | 0 | 0 | 0 | 0 | 9.0107 | 9.7236 | 12.2637 | 30.998 | 0 | 0 | 0 | 0 | 0 | 0 | 0 | 0 | 0 | 0 | 0 | 0 | 0 | 0 | 0 | 0 | 0 | 0 | 0 | 0 | 0.30352 | 0.012525 | 0.013516 | 0.017046 | 0.043087 | 0 | 0 | 0 | 0 | 0 | 19.2
758_G_2 | SERC_Central_TVA | Georgia | 13 | Union | 291 | 758 | 2 | Nottely | 0 | 1993 | 9999 | Hydro | [5 empty] | Non-Fossil | G | 2030 | Hydro |  | 0 | 0 | 0 | 0 | 0 | 0 | 0 | 0 | 0 | 0 | 0 | 0 | 0 | 0 | 0 | 0 | 0.42238 | 0.45579 | 0.57486 | 1.453 | 0 | 0 | 0 | 0 | 0 | 0 | 0 | 0 | 0 | 0 | 0 | 0 | 0 | 0 | 0 | 0 | 0 | 0 | 0 | 0 | 0.014227 | 0.0005871 | 0.00063355 | 0.00079905 | 0.0020197 | 0 | 0 | 0 | 0 | 0 | 0.9
7583_G_1 | NY_Zone C&E | New York | 36 | St Lawrence | 89 | 7583 | 1 | Talcville | 0 | 1986 | 9999 | Hydro | [5 empty] | Non-Fossil | G | 2030 | Hydro |  | 0 | 0 | 0 | 0 | 0 | 0 | 0 | 0 | 0 | 0 | 0 | 0 | 0 | 0 | 0 | 0 | 0.84693 | 1.1463 | 1.4173 | 3.4105 | 0 | 0 | 0 | 0 | 0 | 0 | 0 | 0 | 0 | 0 | 0 | 0 | 0 | 0 | 0 | 0 | 0 | 0 | 0 | 0 | 0.011066 | 0.0011772 | 0.0015934 | 0.00197 | 0.0047406 | 0 | 0 | 0 | 0 | 0 | 0.7
7583_G_2 | NY_Zone C&E | New York | 36 | St Lawrence | 89 | 7583 | 2 | Talcville | 0 | 1986 | 9999 | Hydro | [5 empty] | Non-Fossil | G | 2030 | Hydro |  | 0 | 0 | 0 | 0 | 0 | 0 | 0 | 0 | 0 | 0 | 0 | 0 | 0 | 0 | 0 | 0 | 0.12099 | 0.16376 | 0.20247 | 0.48722 | 0 | 0 | 0 | 0 | 0 | 0 | 0 | 0 | 0 | 0 | 0 | 0 | 0 | 0 | 0 | 0 | 0 | 0 | 0 | 0 | 0.0015808 | 0.00016818 | 0.00022762 | 0.00028143 | 0.00067723 | 0 | 0 | 0 | 0 | 0 | 0.1
7584_G_1 | MISO_Iowa | Iowa | 19 | GUTHRIE | 77 | 7584 | 1 | Panora | 10745 | 1988 | 9999 | Combustion Turbine | [5 empty] | Fossil | G | 2030 | Oil |  | 0 | 0 | 0 | 0 | 0 | 0 | 0 | 0 | 0 | 0 | 0 | 0 | 0 | 0 | 0 | 0 | 0 | 0 | 0 | 0 | 0 | 0 | 0 | 0 | 0 | 0 | 0 | 0 | 0 | 0 | 0 | 0 | 0 | 0 | 0 | 0 | 0 | 0 | 0 | 0 | 0.064689 | 0 | 0 | 0 | 0 | 0 | 0 | 0 | 0 | 0 | 1.5
7584_G_2 | MISO_Iowa | Iowa | 19 | GUTHRIE | 77 | 7584 | 2 | Panora | 10745 | 1988 | 9999 | Combustion Turbine | [5 empty] | Fossil | G | 2030 | Oil |  | 0 | 0 | 0 | 0 | 0 | 0 | 0 | 0 | 0 | 0 | 0 | 0 | 0 | 0 | 0 | 0 | 0 | 0 | 0 | 0 | 0 | 0 | 0 | 0 | 0 | 0 | 0 | 0 | 0 | 0 | 0 | 0 | 0 | 0 | 0 | 0 | 0 | 0 | 0 | 0 | 0.043126 | 0 | 0 | 0 | 0 | 0 | 0 | 0 | 0 | 0 | 1
7584_G_3 | MISO_Iowa | Iowa | 19 | GUTHRIE | 77 | 7584 | 3 | Panora | 10745 | 1993 | 9999 | Combustion Turbine | [5 empty] | Fossil | G | 2030 | Oil |  | 0 | 0 | 0 | 0 | 0 | 0 | 0 | 0 | 0 | 0 | 0 | 0 | 0 | 0 | 0 | 0 | 0 | 0 | 0 | 0 | 0 | 0 | 0 | 0 | 0 | 0 | 0 | 0 | 0 | 0 | 0 | 0 | 0 | 0 | 0 | 0 | 0 | 0 | 0 | 0 | 0.086252 | 0 | 0 | 0 | 0 | 0 | 0 | 0 | 0 | 0 | 2
7588_G_1 | WECC_Pacific Northwest | Washington | 53 | Snohomish | 61 | 7588 | 1 | H M Jackson | 0 | 1984 | 9999 | Hydro | [5 empty] | Non-Fossil | G | 2030 | Hydro |  | 0 | 0 | 0 | 0 | 0 | 0 | 0 | 0 | 0 | 0 | 0 | 0 | 0 | 0 | 0 | 0 | 39.1415 | 48.0208 | 69.8629 | 157.0252 | 0 | 0 | 0 | 0 | 0 | 0 | 0 | 0 | 0 | 0 | 0 | 0 | 0 | 0 | 0 | 0 | 0 | 0 | 0 | 0 | 0.64814 | 0.054407 | 0.066749 | 0.097109 | 0.21827 | 0 | 0 | 0 | 0 | 0 | 41
7588_G_2 | WECC_Pacific Northwest | Washington | 53 | Snohomish | 61 | 7588 | 2 | H M Jackson | 0 | 1984 | 9999 | Hydro | [5 empty] | Non-Fossil | G | 2030 | Hydro |  | 0 | 0 | 0 | 0 | 0 | 0 | 0 | 0 | 0 | 0 | 0 | 0 | 0 | 0 | 0 | 0 | 39.1415 | 48.0208 | 69.8629 | 157.0252 | 0 | 0 | 0 | 0 | 0 | 0 | 0 | 0 | 0 | 0 | 0 | 0 | 0 | 0 | 0 | 0 | 0 | 0 | 0 | 0 | 0.64814 | 0.054407 | 0.066749 | 0.097109 | 0.21827 | 0 | 0 | 0 | 0 | 0 | 41
7588_G_3 | WECC_Pacific Northwest | Washington | 53 | Snohomish | 61 | 7588 | 3 | H M Jackson | 0 | 1984 | 9999 | Hydro | [5 empty] | Non-Fossil | G | 2030 | Hydro |  | 0 | 0 | 0 | 0 | 0 | 0 | 0 | 0 | 0 | 0 | 0 | 0 | 0 | 0 | 0 | 0 | 6.6827 | 8.1987 | 11.9278 | 26.8092 | 0 | 0 | 0 | 0 | 0 | 0 | 0 | 0 | 0 | 0 | 0 | 0 | 0 | 0 | 0 | 0 | 0 | 0 | 0 | 0 | 0.11066 | 0.0092889 | 0.011396 | 0.01658 | 0.037265 | 0 | 0 | 0 | 0 | 0 | 7
7588_G_4 | WECC_Pacific Northwest | Washington | 53 | Snohomish | 61 | 7588 | 4 | H M Jackson | 0 | 1984 | 9999 | Hydro | [5 empty] | Non-Fossil | G | 2030 | Hydro |  | 0 | 0 | 0 | 0 | 0 | 0 | 0 | 0 | 0 | 0 | 0 | 0 | 0 | 0 | 0 | 0 | 6.6827 | 8.1987 | 11.9278 | 26.8092 | 0 | 0 | 0 | 0 | 0 | 0 | 0 | 0 | 0 | 0 | 0 | 0 | 0 | 0 | 0 | 0 | 0 | 0 | 0 | 0 | 0.11066 | 0.0092889 | 0.011396 | 0.01658 | 0.037265 | 0 | 0 | 0 | 0 | 0 | 7
759_G_1A | SERC_Southeastern | Georgia | 13 | Forsyth | 117 | 759 | 1A | Buford | 0 | 2003 | 9999 | Hydro | [5 empty] | Non-Fossil | G | 2030 | Hydro |  | 0 | 0 | 0 | 0 | 0 | 0 | 0 | 0 | 0 | 0 | 0 | 0 | 0 | 0 | 0 | 0 | 25.9979 | 28.2477 | 34.5455 | 88.7911 | 0 | 0 | 0 | 0 | 0 | 0 | 0 | 0 | 0 | 0 | 0 | 0 | 0 | 0 | 0 | 0 | 0 | 0 | 0 | 0 | 0.94849 | 0.036137 | 0.039264 | 0.048018 | 0.12342 | 0 | 0 | 0 | 0 | 0 | 60
759_G_2A | SERC_Southeastern | Georgia | 13 | Forsyth | 117 | 759 | 2A | Buford | 0 | 2004 | 9999 | Hydro | [5 empty] | Non-Fossil | G | 2030 | Hydro |  | 0 | 0 | 0 | 0 | 0 | 0 | 0 | 0 | 0 | 0 | 0 | 0 | 0 | 0 | 0 | 0 | 25.9979 | 28.2477 | 34.5455 | 88.7911 | 0 | 0 | 0 | 0 | 0 | 0 | 0 | 0 | 0 | 0 | 0 | 0 | 0 | 0 | 0 | 0 | 0 | 0 | 0 | 0 | 0.94849 | 0.036137 | 0.039264 | 0.048018 | 0.12342 | 0 | 0 | 0 | 0 | 0 | 60
759_G_3A | SERC_Southeastern | Georgia | 13 | Forsyth | 117 | 759 | 3A | Buford | 0 | 2005 | 9999 | Hydro | [5 empty] | Non-Fossil | G | 2030 | Hydro |  | 0 | 0 | 0 | 0 | 0 | 0 | 0 | 0 | 0 | 0 | 0 | 0 | 0 | 0 | 0 | 0 | 2.9464 | 3.2014 | 3.9152 | 10.063 | 0 | 0 | 0 | 0 | 0 | 0 | 0 | 0 | 0 | 0 | 0 | 0 | 0 | 0 | 0 | 0 | 0 | 0 | 0 | 0 | 0.1075 | 0.0040955 | 0.00445 | 0.0054421 | 0.013988 | 0 | 0 | 0 | 0 | 0 | 6.8
7593_G_1 | WECC_New Mexico | New Mexico | 35 | Rio Arriba | 39 | 7593 | 1 | El Vado Dam | 0 | 1988 | 9999 | Hydro | [5 empty] | Non-Fossil | G | 2030 | Hydro |  | 0 | 0 | 0 | 0 | 0 | 0 | 0 | 0 | 0 | 0 | 0 | 0 | 0 | 0 | 0 | 0 | 3.4049 | 4.869 | 7.9921 | 16.266 | 0 | 0 | 0 | 0 | 0 | 0 | 0 | 0 | 0 | 0 | 0 | 0 | 0 | 0 | 0 | 0 | 0 | 0 | 0 | 0 | 0.12647 | 0.0047328 | 0.006768 | 0.011109 | 0.02261 | 0 | 0 | 0 | 0 | 0 | 8
7594_G_1 | PJM West | West Virginia | 54 | Wood | 107 | 7594 | 1 | Belleville Dam | 0 | 1999 | 9999 | Hydro | [5 empty] | Non-Fossil | G | 2030 | Hydro |  | 0 | 0 | 0 | 0 | 0 | 0 | 0 | 0 | 0 | 0 | 0 | 0 | 0 | 0 | 0 | 0 | 28.4936 | 34.2384 | 34.1482 | 96.8802 | 0 | 0 | 0 | 0 | 0 | 0 | 0 | 0 | 0 | 0 | 0 | 0 | 0 | 0 | 0 | 0 | 0 | 0 | 0 | 0 | 0.33197 | 0.039606 | 0.047591 | 0.047466 | 0.13466 | 0 | 0 | 0 | 0 | 0 | 21
7594_G_2 | PJM West | West Virginia | 54 | Wood | 107 | 7594 | 2 | Belleville Dam | 0 | 1999 | 9999 | Hydro | [5 empty] | Non-Fossil | G | 2030 | Hydro |  | 0 | 0 | 0 | 0 | 0 | 0 | 0 | 0 | 0 | 0 | 0 | 0 | 0 | 0 | 0 | 0 | 28.4936 | 34.2384 | 34.1482 | 96.8802 | 0 | 0 | 0 | 0 | 0 | 0 | 0 | 0 | 0 | 0 | 0 | 0 | 0 | 0 | 0 | 0 | 0 | 0 | 0 | 0 | 0.33197 | 0.039606 | 0.047591 | 0.047466 | 0.13466 | 0 | 0 | 0 | 0 | 0 | 21
760_G_1 | SERC_Southeastern | Georgia | 13 | Bartow | 15 | 760 | 1 | Allatoona | 0 | 1950 | 9999 | Hydro | [5 empty] | Non-Fossil | G | 2030 | Hydro |  | 0 | 0 | 0 | 0 | 0 | 0 | 0 | 0 | 0 | 0 | 0 | 0 | 0 | 0 | 0 | 0 | 15.1654 | 16.4779 | 20.1515 | 51.7948 | 0 | 0 | 0 | 0 | 0 | 0 | 0 | 0 | 0 | 0 | 0 | 0 | 0 | 0 | 0 | 0 | 0 | 0 | 0 | 0 | 0.55329 | 0.02108 | 0.022904 | 0.028011 | 0.071995 | 0 | 0 | 0 | 0 | 0 | 35
760_G_2 | SERC_Southeastern | Georgia | 13 | Bartow | 15 | 760 | 2 | Allatoona | 0 | 1950 | 9999 | Hydro | [5 empty] | Non-Fossil | G | 2030 | Hydro |  | 0 | 0 | 0 | 0 | 0 | 0 | 0 | 0 | 0 | 0 | 0 | 0 | 0 | 0 | 0 | 0 | 15.1654 | 16.4779 | 20.1515 | 51.7948 | 0 | 0 | 0 | 0 | 0 | 0 | 0 | 0 | 0 | 0 | 0 | 0 | 0 | 0 | 0 | 0 | 0 | 0 | 0 | 0 | 0.55329 | 0.02108 | 0.022904 | 0.028011 | 0.071995 | 0 | 0 | 0 | 0 | 0 | 35
760_G_A | SERC_Southeastern | Georgia | 13 | Bartow | 15 | 760 | A | Allatoona | 0 | 1950 | 9999 | Hydro | [5 empty] | Non-Fossil | G | 2030 | Hydro |  | 0 | 0 | 0 | 0 | 0 | 0 | 0 | 0 | 0 | 0 | 0 | 0 | 0 | 0 | 0 | 0 | 0.8666 | 0.94159 | 1.1515 | 2.9597 | 0 | 0 | 0 | 0 | 0 | 0 | 0 | 0 | 0 | 0 | 0 | 0 | 0 | 0 | 0 | 0 | 0 | 0 | 0 | 0 | 0.031616 | 0.0012046 | 0.0013088 | 0.0016006 | 0.004114 | 0 | 0 | 0 | 0 | 0 | 2
7603_G_1 | PJM_ATSI | Ohio | 39 | Marion | 101 | 7603 | 1 | Prospect Municipal | 12283 | 1998 | 9999 | Combustion Turbine | [5 empty] | Fossil | G | 2030 | Oil |  | 0 | 0 | 0 | 0 | 0 | 0 | 0 | 0 | 0 | 0 | 0 | 0 | 0 | 0 | 0 | 0 | 0 | 0 | 0 | 0 | 0 | 0 | 0 | 0 | 0 | 0 | 0 | 0 | 0 | 0 | 0 | 0 | 0 | 0 | 0 | 0 | 0 | 0 | 0 | 0 | 0.078825 | 0 | 0 | 0 | 0 | 0 | 0 | 0 | 0 | 0 | 3.6281
7604_G_1 | SERC_Delta_AECI | Missouri | 29 | Dunklin | 69 | 7604 | 1 | St Francis Energy Facility | 7517 | 1999 | 9999 | Combined Cycle |  |  | SCR | DLNB |  | Fossil | G | 2030 | NaturalGas |  | 2.1494 | 2.8384 | 5.1281 | 10.1159 | 0 | 0 | 0 | 0 | 0 | 0 | 0 | 0 | 0 | 0 | 0 | 0 | 285.9362 | 377.5976 | 682.2055 | 1345.7393 | 125.8249 | 166.16 | 300.2012 | 592.1861 | 1.5046e-07 | 1.9869e-07 | 3.5897e-07 | 7.0811e-07 | 0.012441 | 0.01643 | 0.029684 | 0.058555 | 0 | 0 | 0 | 0 | 0 | 0 | 0 | 0 | 7.9705 | 0.65338 | 0.86283 | 1.5589 | 3.0751 | 6.2164 | 7.0949 | 11.5329 | 24.8442 | 0 | 207 | SCR
7604_G_2 | SERC_Delta_AECI | Missouri | 29 | Dunklin | 69 | 7604 | 2 | St Francis Energy Facility | 7517 | 2001 | 9999 | Combined Cycle |  |  | SCR | DLNB |  | Fossil | G | 2030 | NaturalGas |  | 2.2636 | 2.9892 | 5.4006 | 10.6535 | 0 | 0 | 0 | 0 | 0 | 0 | 0 | 0 | 0 | 0 | 0 | 0 | 301.1309 | 397.6631 | 718.458 | 1417.252 | 132.5112 | 174.9897 | 316.154 | 623.6549 | 1.5845e-07 | 2.0925e-07 | 3.7805e-07 | 7.4574e-07 | 0.013103 | 0.017303 | 0.031261 | 0.061666 | 0 | 0 | 0 | 0 | 0 | 0 | 0 | 0 | 8.3941 | 0.6881 | 0.90868 | 1.6417 | 3.2385 | 6.5467 | 7.4719 | 12.1458 | 26.1644 | 0 | 218 | SCR
7605_G_1 | WECC_Pacific Northwest | Washington | 53 | Clark | 11 | 7605 | 1 | River Road Gen Plant | 7287 | 1997 | 9999 | Combined Cycle |  |  | SCR |  |  | Fossil | G | 2030 | NaturalGas |  | 3.2997 | 3.8256 | 0.12151 | 7.2468 | 0 | 0 | 0 | 0 | 0 | 0 | 0 | 0 | 0 | 0 | 0 | 0 | 452.8181 | 524.9881 | 16.6748 | 994.481 | 193.1636 | 223.9499 | 7.1132 | 424.2267 | 2.3098e-07 | 2.6779e-07 | 8.5057e-09 | 5.0727e-07 | 0.02299 | 0.026655 | 0.00084661 | 0.050492 | 0 | 0 | 0 | 0 | 0 | 0 | 0 | 0 | 8.7321 | 1.0347 | 1.1996 | 0.068702 | 2.303 | 9.8215 | 9.024 | 0.24592 | 19.0914 | 0 | 220 | SCR
761_G_1 | SERC_Southeastern | Georgia | 13 | Clay | 61 | 761 | 1 | Walter F George | 0 | 1963 | 9999 | Hydro | [5 empty] | Non-Fossil | G | 2030 | Hydro |  | 0 | 0 | 0 | 0 | 0 | 0 | 0 | 0 | 0 | 0 | 0 | 0 | 0 | 0 | 0 | 0 | 18.1985 | 19.7734 | 24.1818 | 62.1538 | 0 | 0 | 0 | 0 | 0 | 0 | 0 | 0 | 0 | 0 | 0 | 0 | 0 | 0 | 0 | 0 | 0 | 0 | 0 | 0 | 0.66395 | 0.025296 | 0.027485 | 0.033613 | 0.086394 | 0 | 0 | 0 | 0 | 0 | 42
761_G_2 | SERC_Southeastern | Georgia | 13 | Clay | 61 | 761 | 2 | Walter F George | 0 | 1963 | 9999 | Hydro | [5 empty] | Non-Fossil | G | 2030 | Hydro |  | 0 | 0 | 0 | 0 | 0 | 0 | 0 | 0 | 0 | 0 | 0 | 0 | 0 | 0 | 0 | 0 | 18.1985 | 19.7734 | 24.1818 | 62.1538 | 0 | 0 | 0 | 0 | 0 | 0 | 0 | 0 | 0 | 0 | 0 | 0 | 0 | 0 | 0 | 0 | 0 | 0 | 0 | 0 | 0.66395 | 0.025296 | 0.027485 | 0.033613 | 0.086394 | 0 | 0 | 0 | 0 | 0 | 42
761_G_3 | SERC_Southeastern | Georgia | 13 | Clay | 61 | 761 | 3 | Walter F George | 0 | 1963 | 9999 | Hydro | [5 empty] | Non-Fossil | G | 2030 | Hydro |  | 0 | 0 | 0 | 0 | 0 | 0 | 0 | 0 | 0 | 0 | 0 | 0 | 0 | 0 | 0 | 0 | 18.1985 | 19.7734 | 24.1818 | 62.1538 | 0 | 0 | 0 | 0 | 0 | 0 | 0 | 0 | 0 | 0 | 0 | 0 | 0 | 0 | 0 | 0 | 0 | 0 | 0 | 0 | 0.66395 | 0.025296 | 0.027485 | 0.033613 | 0.086394 | 0 | 0 | 0 | 0 | 0 | 42
761_G_4 | SERC_Southeastern | Georgia | 13 | Clay | 61 | 761 | 4 | Walter F George | 0 | 1963 | 9999 | Hydro | [5 empty] | Non-Fossil | G | 2030 | Hydro |  | 0 | 0 | 0 | 0 | 0 | 0 | 0 | 0 | 0 | 0 | 0 | 0 | 0 | 0 | 0 | 0 | 18.1985 | 19.7734 | 24.1818 | 62.1538 | 0 | 0 | 0 | 0 | 0 | 0 | 0 | 0 | 0 | 0 | 0 | 0 | 0 | 0 | 0 | 0 | 0 | 0 | 0 | 0 | 0.66395 | 0.025296 | 0.027485 | 0.033613 | 0.086394 | 0 | 0 | 0 | 0 | 0 | 42
7646_G_1 | WECC_Northern California (not including BANC) | California | 6 | Solano | 95 | 7646 | 1 | Monticello Dam | 0 | 1983 | 9999 | Hydro | [5 empty] | Non-Fossil | G | 2030 | Hydro |  | 0 | 0 | 0 | 0 | 0 | 0 | 0 | 0 | 0 | 0 | 0 | 0 | 0 | 0 | 0 | 0 | 2.4741 | 3.9456 | 7.4768 | 13.8966 | 0 | 0 | 0 | 0 | 0 | 0 | 0 | 0 | 0 | 0 | 0 | 0 | 0 | 0 | 0 | 0 | 0 | 0 | 0 | 0 | 0.079041 | 0.0034391 | 0.0054844 | 0.010393 | 0.019316 | 0 | 0 | 0 | 0 | 0 | 5
7646_G_2 | WECC_Northern California (not including BANC) | California | 6 | Solano | 95 | 7646 | 2 | Monticello Dam | 0 | 1983 | 9999 | Hydro | [5 empty] | Non-Fossil | G | 2030 | Hydro |  | 0 | 0 | 0 | 0 | 0 | 0 | 0 | 0 | 0 | 0 | 0 | 0 | 0 | 0 | 0 | 0 | 2.4741 | 3.9456 | 7.4768 | 13.8966 | 0 | 0 | 0 | 0 | 0 | 0 | 0 | 0 | 0 | 0 | 0 | 0 | 0 | 0 | 0 | 0 | 0 | 0 | 0 | 0 | 0.079041 | 0.0034391 | 0.0054844 | 0.010393 | 0.019316 | 0 | 0 | 0 | 0 | 0 | 5
7646_G_3 | WECC_Northern California (not including BANC) | California | 6 | Solano | 95 | 7646 | 3 | Monticello Dam | 0 | 1983 | 9999 | Hydro | [5 empty] | Non-Fossil | G | 2030 | Hydro |  | 0 | 0 | 0 | 0 | 0 | 0 | 0 | 0 | 0 | 0 | 0 | 0 | 0 | 0 | 0 | 0 | 0.74224 | 1.1837 | 2.243 | 4.169 | 0 | 0 | 0 | 0 | 0 | 0 | 0 | 0 | 0 | 0 | 0 | 0 | 0 | 0 | 0 | 0 | 0 | 0 | 0 | 0 | 0.023712 | 0.0010317 | 0.0016453 | 0.0031178 | 0.0057949 | 0 | 0 | 0 | 0 | 0 | 1.5
7657_G_1 | PJM_ATSI | Ohio | 39 | Defiance | 39 | 7657 | 1 | Auglaize Hydro | 0 | 1986 | 9999 | Hydro | [5 empty] | Non-Fossil | G | 2030 | Hydro |  | 0 | 0 | 0 | 0 | 0 | 0 | 0 | 0 | 0 | 0 | 0 | 0 | 0 | 0 | 0 | 0 | 0.32071 | 0.49875 | 0.71372 | 1.5332 | 0 | 0 | 0 | 0 | 0 | 0 | 0 | 0 | 0 | 0 | 0 | 0 | 0 | 0 | 0 | 0 | 0 | 0 | 0 | 0 | 0.012647 | 0.00044579 | 0.00069326 | 0.00099207 | 0.0021311 | 0 | 0 | 0 | 0 | 0 | 0.8
7657_G_2A | PJM_ATSI | Ohio | 39 | Defiance | 39 | 7657 | 2A | Auglaize Hydro | 0 | 2004 | 9999 | Hydro | [5 empty] | Non-Fossil | G | 2030 | Hydro |  | 0 | 0 | 0 | 0 | 0 | 0 | 0 | 0 | 0 | 0 | 0 | 0 | 0 | 0 | 0 | 0 | 0.40089 | 0.62344 | 0.89215 | 1.9165 | 0 | 0 | 0 | 0 | 0 | 0 | 0 | 0 | 0 | 0 | 0 | 0 | 0 | 0 | 0 | 0 | 0 | 0 | 0 | 0 | 0.015808 | 0.00055723 | 0.00086658 | 0.0012401 | 0.0026639 | 0 | 0 | 0 | 0 | 0 | 1
7657_G_3A | PJM_ATSI | Ohio | 39 | Defiance | 39 | 7657 | 3A | Auglaize Hydro | 0 | 2004 | 9999 | Hydro | [5 empty] | Non-Fossil | G | 2030 | Hydro |  | 0 | 0 | 0 | 0 | 0 | 0 | 0 | 0 | 0 | 0 | 0 | 0 | 0 | 0 | 0 | 0 | 0.40089 | 0.62344 | 0.89215 | 1.9165 | 0 | 0 | 0 | 0 | 0 | 0 | 0 | 0 | 0 | 0 | 0 | 0 | 0 | 0 | 0 | 0 | 0 | 0 | 0 | 0 | 0.015808 | 0.00055723 | 0.00086658 | 0.0012401 | 0.0026639 | 0 | 0 | 0 | 0 | 0 | 1
7657_G_4 | PJM_ATSI | Ohio | 39 | Defiance | 39 | 7657 | 4 | Auglaize Hydro | 0 | 1987 | 9999 | Hydro | [5 empty] | Non-Fossil | G | 2030 | Hydro |  | 0 | 0 | 0 | 0 | 0 | 0 | 0 | 0 | 0 | 0 | 0 | 0 | 0 | 0 | 0 | 0 | 0.32071 | 0.49875 | 0.71372 | 1.5332 | 0 | 0 | 0 | 0 | 0 | 0 | 0 | 0 | 0 | 0 | 0 | 0 | 0 | 0 | 0 | 0 | 0 | 0 | 0 | 0 | 0.012647 | 0.00044579 | 0.00069326 | 0.00099207 | 0.0021311 | 0 | 0 | 0 | 0 | 0 | 0.8
7657_G_5 | PJM_ATSI | Ohio | 39 | Defiance | 39 | 7657 | 5 | Auglaize Hydro | 0 | 1988 | 9999 | Hydro | [5 empty] | Non-Fossil | G | 2030 | Hydro |  | 0 | 0 | 0 | 0 | 0 | 0 | 0 | 0 | 0 | 0 | 0 | 0 | 0 | 0 | 0 | 0 | 0.32071 | 0.49875 | 0.71372 | 1.5332 | 0 | 0 | 0 | 0 | 0 | 0 | 0 | 0 | 0 | 0 | 0 | 0 | 0 | 0 | 0 | 0 | 0 | 0 | 0 | 0 | 0.012647 | 0.00044579 | 0.00069326 | 0.00099207 | 0.0021311 | 0 | 0 | 0 | 0 | 0 | 0.8
7657_G_6 | PJM_ATSI | Ohio | 39 | Defiance | 39 | 7657 | 6 | Auglaize Hydro | 0 | 2004 | 9999 | Hydro | [5 empty] | Non-Fossil | G | 2030 | Hydro |  | 0 | 0 | 0 | 0 | 0 | 0 | 0 | 0 | 0 | 0 | 0 | 0 | 0 | 0 | 0 | 0 | 0.040089 | 0.062344 | 0.089215 | 0.19165 | 0 | 0 | 0 | 0 | 0 | 0 | 0 | 0 | 0 | 0 | 0 | 0 | 0 | 0 | 0 | 0 | 0 | 0 | 0 | 0 | 0.0015808 | 5.5723e-05 | 8.6658e-05 | 0.00012401 | 0.00026639 | 0 | 0 | 0 | 0 | 0 | 0.1
7690_G_1 | PJM_EMAAC | Pennsylvania | 42 | Bucks | 17 | 7690 | 1 | Pennsbury | 13500 | 1996 | 9999 | Landfill Gas | [5 empty] | Non-Fossil | G | 2030 | LF Gas |  | 2.1387e-08 | 2.8782e-08 | 3.5991e-08 | 8.616e-08 | 0 | 0 | 0 | 0 | 0 | 0 | 0 | 0 | 0 | 0 | 0 | 0 | 1.5842e-06 | 2.132e-06 | 2.666e-06 | 6.3822e-06 | 1.2325e-06 | 1.6587e-06 | 2.0742e-06 | 4.9653e-06 | 0 | 0 | 0 | 0 | 2.4832e-09 | 3.3419e-09 | 4.179e-09 | 1.0004e-08 | 0 | 0 | 0 | 0 | 0 | 0 | 0 | 0 | 2.7179e-07 | 1.099e-08 | 1.479e-08 | 1.8494e-08 | 4.4274e-08 | 0 | 0 | 0 | 0 | 0 | 1e-06
7690_G_2 | PJM_EMAAC | Pennsylvania | 42 | Bucks | 17 | 7690 | 2 | Pennsbury | 13500 | 1996 | 9999 | Landfill Gas | [5 empty] | Non-Fossil | G | 2030 | LF Gas |  | 2.1387e-08 | 2.8782e-08 | 3.5991e-08 | 8.616e-08 | 0 | 0 | 0 | 0 | 0 | 0 | 0 | 0 | 0 | 0 | 0 | 0 | 1.5842e-06 | 2.132e-06 | 2.666e-06 | 6.3822e-06 | 1.2325e-06 | 1.6587e-06 | 2.0742e-06 | 4.9653e-06 | 0 | 0 | 0 | 0 | 2.3651e-09 | 3.1829e-09 | 3.9801e-09 | 9.528e-09 | 0 | 0 | 0 | 0 | 0 | 0 | 0 | 0 | 2.7179e-07 | 1.099e-08 | 1.479e-08 | 1.8494e-08 | 4.4274e-08 | 0 | 0 | 0 | 0 | 0 | 1e-06
7697_G_1 | SERC_Southeastern | Alabama | 1 | Washington | 129 | 7697 | 1 | Washington County Cogeneration Facility | 5500 | 1999 | 9999 | Combined Cycle |  |  |  | DLNB |  | Fossil | G | 2030 | NaturalGas |  | 0.72526 | 0.98313 | 1.3595 | 3.0679 | 0 | 0 | 0 | 0 | 0 | 0 | 0 | 0 | 0 | 0 | 0 | 0 | 131.8657 | 178.7513 | 247.1759 | 557.793 | 54.4219 | 73.7719 | 102.0112 | 230.2051 | 6.5076e-08 | 8.8214e-08 | 1.2198e-07 | 2.7527e-07 | 0.019444 | 0.026358 | 0.036447 | 0.082249 | 0 | 0 | 0 | 0 | 0 | 0 | 0 | 0 | 2.7683 | 0.28165 | 0.38179 | 0.52794 | 1.1914 | 2.0836 | 2.455 | 3.6315 | 8.1701 | 0 | 75
7697_G_2 | SERC_Southeastern | Alabama | 1 | Washington | 129 | 7697 | 2 | Washington County Cogeneration Facility | 5500 | 1999 | 9999 | Combined Cycle |  |  |  | DLNB |  | Fossil | G | 2030 | NaturalGas |  | 0.24175 | 0.32771 | 0.45316 | 1.0226 | 0 | 0 | 0 | 0 | 0 | 0 | 0 | 0 | 0 | 0 | 0 | 0 | 43.9552 | 59.5838 | 82.392 | 185.931 | 18.1406 | 24.5906 | 34.0037 | 76.735 | 2.1692e-08 | 2.9405e-08 | 4.066e-08 | 9.1757e-08 | 0.0064814 | 0.0087859 | 0.012149 | 0.027416 | 0 | 0 | 0 | 0 | 0 | 0 | 0 | 0 | 0.92277 | 0.093883 | 0.12726 | 0.17598 | 0.39713 | 0.69454 | 0.81834 | 1.2105 | 2.7234 | 0 | 25
7698_G_1 | SERC_Southeastern | Alabama | 1 | Lowndes | 85 | 7698 | 1 | General Electric Plastic | 5500 | 1999 | 9999 | Combined Cycle |  |  |  | DLNB |  | Fossil | G | 2030 | NaturalGas |  | 0.77361 | 1.0487 | 1.4501 | 3.2724 | 0 | 0 | 0 | 0 | 0 | 0 | 0 | 0 | 0 | 0 | 0 | 0 | 140.6568 | 190.6681 | 263.6543 | 594.9792 | 58.0994 | 78.757 | 108.9046 | 245.7611 | 6.9473e-08 | 9.4175e-08 | 1.3022e-07 | 2.9387e-07 | 0.01424 | 0.019304 | 0.026693 | 0.060237 | 0 | 0 | 0 | 0 | 0 | 0 | 0 | 0 | 2.9529 | 0.30043 | 0.40724 | 0.56313 | 1.2708 | 2.2225 | 2.6187 | 3.8736 | 8.7148 | 0 | 80
7698_G_2 | SERC_Southeastern | Alabama | 1 | Lowndes | 85 | 7698 | 2 | General Electric Plastic | 5500 | 1999 | 9999 | Combined Cycle |  |  |  | DLNB |  | Fossil | G | 2030 | NaturalGas |  | 0.11604 | 0.1573 | 0.21751 | 0.49086 | 0 | 0 | 0 | 0 | 0 | 0 | 0 | 0 | 0 | 0 | 0 | 0 | 21.0985 | 28.6002 | 39.5481 | 89.2469 | 8.7149 | 11.8136 | 16.3357 | 36.8642 | 1.0421e-08 | 1.4126e-08 | 1.9534e-08 | 4.4081e-08 | 0.0021361 | 0.0028955 | 0.0040039 | 0.0090355 | 0 | 0 | 0 | 0 | 0 | 0 | 0 | 0 | 0.44293 | 0.045064 | 0.061087 | 0.08447 | 0.19062 | 0.33338 | 0.3928 | 0.58104 | 1.3072 | 0 | 12
7699_G_CT1 | FRCC | Florida | 12 | Polk | 105 | 7699 | CT1 | Tiger Bay | 7777 | 1997 | 9999 | Combined Cycle |  |  |  | DLNB |  | Fossil | G | 2030 | NaturalGas |  | 0.12591 | 0.50118 | 1.499 | 2.1261 | 0 | 0 | 0 | 0 | 0 | 0 | 0 | 0 | 0 | 0 | 0 | 0 | 16.1902 | 64.4433 | 192.7505 | 273.384 | 7.3708 | 29.3388 | 87.7527 | 124.4623 | 8.8138e-09 | 3.5082e-08 | 1.0493e-07 | 1.4883e-07 | 0.0016771 | 0.0066755 | 0.019966 | 0.028319 | 0 | 0 | 0 | 0 | 0 | 0 | 0 | 0 | 4.845 | 0.063764 | 0.20534 | 0.61418 | 0.88329 | 0.37952 | 1.3305 | 4.9332 | 6.6432 | 0 | 130
7699_G_CW1 | FRCC | Florida | 12 | Polk | 105 | 7699 | CW1 | Tiger Bay | 7777 | 1997 | 9999 | Combined Cycle |  |  |  | DLNB |  | Fossil | G | 2030 | NaturalGas |  | 0.067798 | 0.26986 | 0.80717 | 1.1448 | 0 | 0 | 0 | 0 | 0 | 0 | 0 | 0 | 0 | 0 | 0 | 0 | 8.7178 | 34.7002 | 103.7888 | 147.2068 | 3.9689 | 15.7978 | 47.2514 | 67.0182 | 4.7459e-09 | 1.889e-08 | 5.6502e-08 | 8.0138e-08 | 0.00090305 | 0.0035945 | 0.010751 | 0.015249 | 0 | 0 | 0 | 0 | 0 | 0 | 0 | 0 | 2.6088 | 0.034334 | 0.11057 | 0.33071 | 0.47562 | 0.20436 | 0.71643 | 2.6563 | 3.5771 | 0 | 70
7709_G_1 | SERC_Southeastern | Georgia | 13 | Jackson | 157 | 7709 | 1 | Dahlberg | 12129 | 2000 | 9999 | Combustion Turbine |  |  |  | DLNB + H2O |  | Fossil | G | 2030 | NaturalGas |  | 0.022347 | 0.04726 | 0 | 0.069608 | 0 | 0 | 0 | 0 | 0 | 0 | 0 | 0 | 0 | 0 | 0 | 0 | 1.8425 | 3.8965 | 0 | 5.7389 | 1.3082 | 2.7666 | 0 | 4.0748 | 1.5643e-09 | 3.3082e-09 | 0 | 4.8725e-09 | 0.00028739 | 0.00060777 | 0 | 0.00089515 | 0 | 0 | 0 | 0 | 0 | 0 | 0 | 0 | 1.4754 | 0.011675 | 0.02469 | 0 | 0.036365 | 0.064203 | 0.11802 | 0 | 0.18222 | 0 | 74.8
7709_G_10 | SERC_Southeastern | Georgia | 13 | Jackson | 157 | 7709 | 10 | Dahlberg | 12129 | 2001 | 9999 | Combustion Turbine |  |  |  | DLNB + H2O |  | Fossil | G | 2030 | NaturalGas |  | 0.022467 | 0.047513 | 0 | 0.06998 | 0 | 0 | 0 | 0 | 0 | 0 | 0 | 0 | 0 | 0 | 0 | 0 | 1.8523 | 3.9173 | 0 | 5.7696 | 1.3152 | 2.7814 | 0 | 4.0966 | 1.5727e-09 | 3.3259e-09 | 0 | 4.8986e-09 | 0.00030252 | 0.00063976 | 0 | 0.00094228 | 0 | 0 | 0 | 0 | 0 | 0 | 0 | 0 | 1.4833 | 0.011737 | 0.024822 | 0 | 0.03656 | 0.064546 | 0.11865 | 0 | 0.18319 | 0 | 75.2
7709_G_2 | SERC_Southeastern | Georgia | 13 | Jackson | 157 | 7709 | 2 | Dahlberg | 12129 | 2000 | 9999 | Combustion Turbine |  |  |  | DLNB + H2O |  | Fossil | G | 2030 | NaturalGas |  | 0.022108 | 0.046755 | 0 | 0.068863 | 0 | 0 | 0 | 0 | 0 | 0 | 0 | 0 | 0 | 0 | 0 | 0 | 1.8228 | 3.8548 | 0 | 5.6776 | 1.2942 | 2.737 | 0 | 4.0313 | 1.5476e-09 | 3.2728e-09 | 0 | 4.8204e-09 | 0.00029625 | 0.00062651 | 0 | 0.00092277 | 0 | 0 | 0 | 0 | 0 | 0 | 0 | 0 | 1.4597 | 0.01155 | 0.024426 | 0 | 0.035976 | 0.063516 | 0.11675 | 0 | 0.18027 | 0 | 74
7709_G_3 | SERC_Southeastern | Georgia | 13 | Jackson | 157 | 7709 | 3 | Dahlberg | 12129 | 2000 | 9999 | Combustion Turbine |  |  |  | DLNB + H2O |  | Fossil | G | 2030 | NaturalGas |  | 0.022318 | 0.047197 | 0 | 0.069515 | 0 | 0 | 0 | 0 | 0 | 0 | 0 | 0 | 0 | 0 | 0 | 0 | 1.84 | 3.8913 | 0 | 5.7313 | 1.3065 | 2.7629 | 0 | 4.0694 | 1.5622e-09 | 3.3038e-09 | 0 | 4.866e-09 | 0.00029314 | 0.00061993 | 0 | 0.00091307 | 0 | 0 | 0 | 0 | 0 | 0 | 0 | 0 | 1.4735 | 0.011659 | 0.024657 | 0 | 0.036317 | 0.064117 | 0.11786 | 0 | 0.18197 | 0 | 74.7
7709_G_4 | SERC_Southeastern | Georgia | 13 | Jackson | 157 | 7709 | 4 | Dahlberg | 12129 | 2000 | 9999 | Combustion Turbine |  |  |  | DLNB + H2O |  | Fossil | G | 2030 | NaturalGas |  | 0.021959 | 0.046439 | 0 | 0.068398 | 0 | 0 | 0 | 0 | 0 | 0 | 0 | 0 | 0 | 0 | 0 | 0 | 1.8105 | 3.8288 | 0 | 5.6392 | 1.2855 | 2.7185 | 0 | 4.004 | 1.5371e-09 | 3.2507e-09 | 0 | 4.7879e-09 | 0.00028338 | 0.00059929 | 0 | 0.00088268 | 0 | 0 | 0 | 0 | 0 | 0 | 0 | 0 | 1.4498 | 0.011472 | 0.024261 | 0 | 0.035733 | 0.063087 | 0.11596 | 0 | 0.17905 | 0 | 73.5
7709_G_5 | SERC_Southeastern | Georgia | 13 | Jackson | 157 | 7709 | 5 | Dahlberg | 12129 | 2000 | 9999 | Combustion Turbine |  |  |  | DLNB + H2O |  | Fossil | G | 2030 | NaturalGas |  | 0.022318 | 0.047197 | 0 | 0.069515 | 0 | 0 | 0 | 0 | 0 | 0 | 0 | 0 | 0 | 0 | 0 | 0 | 1.84 | 3.8913 | 0 | 5.7313 | 1.3065 | 2.7629 | 0 | 4.0694 | 1.5622e-09 | 3.3038e-09 | 0 | 4.866e-09 | 0.00030765 | 0.00065061 | 0 | 0.00095826 | 0 | 0 | 0 | 0 | 0 | 0 | 0 | 0 | 1.4735 | 0.011659 | 0.024657 | 0 | 0.036317 | 0.064117 | 0.11786 | 0 | 0.18197 | 0 | 74.7
7709_G_6 | SERC_Southeastern | Georgia | 13 | Jackson | 157 | 7709 | 6 | Dahlberg | 12129 | 2000 | 9999 | Combustion Turbine |  |  |  | DLNB + H2O |  | Fossil | G | 2030 | NaturalGas |  | 0.022377 | 0.047323 | 0 | 0.069701 | 0 | 0 | 0 | 0 | 0 | 0 | 0 | 0 | 0 | 0 | 0 | 0 | 1.8449 | 3.9017 | 0 | 5.7466 | 1.31 | 2.7703 | 0 | 4.0803 | 1.5664e-09 | 3.3126e-09 | 0 | 4.8791e-09 | 0.00032033 | 0.00067744 | 0 | 0.00099777 | 0 | 0 | 0 | 0 | 0 | 0 | 0 | 0 | 1.4774 | 0.011691 | 0.024723 | 0 | 0.036414 | 0.064288 | 0.11817 | 0 | 0.18246 | 0 | 74.9
7709_G_7 | SERC_Southeastern | Georgia | 13 | Jackson | 157 | 7709 | 7 | Dahlberg | 12129 | 2000 | 9999 | Combustion Turbine |  |  |  | DLNB + H2O |  | Fossil | G | 2030 | NaturalGas |  | 0.022407 | 0.047387 | 0 | 0.069794 | 0 | 0 | 0 | 0 | 0 | 0 | 0 | 0 | 0 | 0 | 0 | 0 | 1.8474 | 3.9069 | 0 | 5.7543 | 1.3117 | 2.774 | 0 | 4.0857 | 1.5685e-09 | 3.3171e-09 | 0 | 4.8856e-09 | 0.0003258 | 0.000689 | 0 | 0.0010148 | 0 | 0 | 0 | 0 | 0 | 0 | 0 | 0 | 1.4794 | 0.011706 | 0.024756 | 0 | 0.036463 | 0.064374 | 0.11833 | 0 | 0.1827 | 0 | 75
7709_G_8 | SERC_Southeastern | Georgia | 13 | Jackson | 157 | 7709 | 8 | Dahlberg | 12129 | 2000 | 9999 | Combustion Turbine |  |  |  | DLNB + H2O |  | Fossil | G | 2030 | NaturalGas |  | 0.022108 | 0.046755 | 0 | 0.068863 | 0 | 0 | 0 | 0 | 0 | 0 | 0 | 0 | 0 | 0 | 0 | 0 | 1.8228 | 3.8548 | 0 | 5.6776 | 1.2942 | 2.737 | 0 | 4.0313 | 1.5476e-09 | 3.2728e-09 | 0 | 4.8204e-09 | 0.00031493 | 0.00066602 | 0 | 0.00098096 | 0 | 0 | 0 | 0 | 0 | 0 | 0 | 0 | 1.4597 | 0.01155 | 0.024426 | 0 | 0.035976 | 0.063516 | 0.11675 | 0 | 0.18027 | 0 | 74
7709_G_9 | SERC_Southeastern | Georgia | 13 | Jackson | 157 | 7709 | 9 | Dahlberg | 12130 | 2001 | 9999 | Combustion Turbine |  |  |  | DLNB + H2O |  | Fossil | G | 2030 | NaturalGas |  | 0.022738 | 0.048086 | 0 | 0.070823 | 0 | 0 | 0 | 0 | 0 | 0 | 0 | 0 | 0 | 0 | 0 | 0 | 1.8745 | 3.9642 | 0 | 5.8387 | 1.3311 | 2.8149 | 0 | 4.146 | 1.5916e-09 | 3.366e-09 | 0 | 4.9576e-09 | 0.00031503 | 0.00066623 | 0 | 0.00098126 | 0 | 0 | 0 | 0 | 0 | 0 | 0 | 0 | 1.5011 | 0.011878 | 0.025119 | 0 | 0.036997 | 0.065324 | 0.12008 | 0 | 0.1854 | 0 | 76.1
7710_G_CT1A | SERC_Southeastern | Alabama | 1 | Lee | 81 | 7710 | CT1A | H Allen Franklin Combined Cycle | 7068 | 2002 | 9999 | Combined Cycle |  |  | SCR | DLNB |  | Fossil | G | 2030 | NaturalGas |  | 2.2058 | 2.9901 | 4.1347 | 9.3305 | 0 | 0 | 0 | 0 | 0 | 0 | 0 | 0 | 0 | 0 | 0 | 0 | 312.0823 | 423.0448 | 584.983 | 1320.1101 | 129.1274 | 175.0393 | 242.043 | 546.2097 | 1.5441e-07 | 2.0931e-07 | 2.8943e-07 | 6.5314e-07 | 0.0093667 | 0.012697 | 0.017557 | 0.039621 | 0 | 0 | 0 | 0 | 0 | 0 | 0 | 0 | 5.6069 | 0.71313 | 0.96668 | 1.3367 | 3.0165 | 6.3371 | 7.4666 | 11.0448 | 24.8485 | 0 | 177.5 | SCR
7710_G_CT1B | SERC_Southeastern | Alabama | 1 | Lee | 81 | 7710 | CT1B | H Allen Franklin Combined Cycle | 7068 | 2002 | 9999 | Combined Cycle |  |  | SCR | DLNB |  | Fossil | G | 2030 | NaturalGas |  | 2.2058 | 2.9901 | 4.1347 | 9.3305 | 0 | 0 | 0 | 0 | 0 | 0 | 0 | 0 | 0 | 0 | 0 | 0 | 312.0823 | 423.0448 | 584.983 | 1320.1101 | 129.1274 | 175.0393 | 242.043 | 546.2097 | 1.5441e-07 | 2.0931e-07 | 2.8943e-07 | 6.5314e-07 | 0.0093667 | 0.012697 | 0.017557 | 0.039621 | 0 | 0 | 0 | 0 | 0 | 0 | 0 | 0 | 5.6069 | 0.71313 | 0.96668 | 1.3367 | 3.0165 | 6.3371 | 7.4666 | 11.0448 | 24.8485 | 0 | 177.5 | SCR
7710_G_CT2A | SERC_Southeastern | Alabama | 1 | Lee | 81 | 7710 | CT2A | H Allen Franklin Combined Cycle | 7068 | 2002 | 9999 | Combined Cycle |  |  | SCR | DLNB |  | Fossil | G | 2030 | NaturalGas |  | 2.2095 | 2.9951 | 4.1416 | 9.3463 | 0 | 0 | 0 | 0 | 0 | 0 | 0 | 0 | 0 | 0 | 0 | 0 | 312.6097 | 423.7599 | 585.9717 | 1322.3413 | 129.3456 | 175.3352 | 242.4521 | 547.1329 | 1.5467e-07 | 2.0966e-07 | 2.8992e-07 | 6.5424e-07 | 0.0094317 | 0.012785 | 0.017679 | 0.039896 | 0 | 0 | 0 | 0 | 0 | 0 | 0 | 0 | 5.6164 | 0.71433 | 0.96832 | 1.339 | 3.0216 | 6.3478 | 7.4792 | 11.0634 | 24.8905 | 0 | 177.8 | SCR
7710_G_CT2B | SERC_Southeastern | Alabama | 1 | Lee | 81 | 7710 | CT2B | H Allen Franklin Combined Cycle | 7068 | 2002 | 9999 | Combined Cycle |  |  | SCR | DLNB |  | Fossil | G | 2030 | NaturalGas |  | 2.2095 | 2.9951 | 4.1416 | 9.3463 | 0 | 0 | 0 | 0 | 0 | 0 | 0 | 0 | 0 | 0 | 0 | 0 | 312.6097 | 423.7599 | 585.9717 | 1322.3413 | 129.3456 | 175.3352 | 242.4521 | 547.1329 | 1.5467e-07 | 2.0966e-07 | 2.8992e-07 | 6.5424e-07 | 0.0094317 | 0.012785 | 0.017679 | 0.039896 | 0 | 0 | 0 | 0 | 0 | 0 | 0 | 0 | 5.6164 | 0.71433 | 0.96832 | 1.339 | 3.0216 | 6.3478 | 7.4792 | 11.0634 | 24.8905 | 0 | 177.8 | SCR
7710_G_CT3A | SERC_Southeastern | Alabama | 1 | Lee | 81 | 7710 | CT3A | H Allen Franklin Combined Cycle | 7068 | 2008 | 9999 | Combined Cycle |  |  | SCR | DLNB |  | Fossil | G | 2030 | NaturalGas |  | 2.2692 | 3.076 | 4.2535 | 9.5986 | 0 | 0 | 0 | 0 | 0 | 0 | 0 | 0 | 0 | 0 | 0 | 0 | 321.0491 | 435.1999 | 601.791 | 1358.04 | 132.8375 | 180.0686 | 248.9975 | 561.9036 | 1.5884e-07 | 2.1532e-07 | 2.9774e-07 | 6.719e-07 | 0.0096723 | 0.013111 | 0.01813 | 0.040914 | 0 | 0 | 0 | 0 | 0 | 0 | 0 | 0 | 5.768 | 0.73362 | 0.99446 | 1.3751 | 3.1032 | 6.5192 | 7.6812 | 11.3621 | 25.5625 | 0 | 182.6 | SCR
7710_G_CT3B | SERC_Southeastern | Alabama | 1 | Lee | 81 | 7710 | CT3B | H Allen Franklin Combined Cycle | 7068 | 2008 | 9999 | Combined Cycle |  |  | SCR | DLNB |  | Fossil | G | 2030 | NaturalGas |  | 2.2692 | 3.076 | 4.2535 | 9.5986 | 0 | 0 | 0 | 0 | 0 | 0 | 0 | 0 | 0 | 0 | 0 | 0 | 321.0491 | 435.1999 | 601.791 | 1358.04 | 132.8375 | 180.0686 | 248.9975 | 561.9036 | 1.5884e-07 | 2.1532e-07 | 2.9774e-07 | 6.719e-07 | 0.0096723 | 0.013111 | 0.01813 | 0.040914 | 0 | 0 | 0 | 0 | 0 | 0 | 0 | 0 | 5.768 | 0.73362 | 0.99446 | 1.3751 | 3.1032 | 6.5192 | 7.6812 | 11.3621 | 25.5625 | 0 | 182.6 | SCR
7710_G_ST1 | SERC_Southeastern | Alabama | 1 | Lee | 81 | 7710 | ST1 | H Allen Franklin Combined Cycle | 7068 | 2002 | 9999 | Combined Cycle |  |  | SCR | DLNB |  | Fossil | G | 2030 | NaturalGas |  | 2.9825 | 4.0429 | 5.5905 | 12.6159 | 0 | 0 | 0 | 0 | 0 | 0 | 0 | 0 | 0 | 0 | 0 | 0 | 421.9704 | 572.0043 | 790.9629 | 1784.9376 | 174.5948 | 236.6729 | 327.2694 | 738.5371 | 2.0877e-07 | 2.83e-07 | 3.9134e-07 | 8.8312e-07 | 0.012665 | 0.017168 | 0.02374 | 0.053572 | 0 | 0 | 0 | 0 | 0 | 0 | 0 | 0 | 7.5811 | 0.96423 | 1.3071 | 1.8074 | 4.0787 | 8.5685 | 10.0957 | 14.9338 | 33.598 | 0 | 240 | SCR
7710_G_ST2 | SERC_Southeastern | Alabama | 1 | Lee | 81 | 7710 | ST2 | H Allen Franklin Combined Cycle | 7068 | 2002 | 9999 | Combined Cycle |  |  | SCR | DLNB |  | Fossil | G | 2030 | NaturalGas |  | 3.6411 | 4.9357 | 6.8251 | 15.402 | 0 | 0 | 0 | 0 | 0 | 0 | 0 | 0 | 0 | 0 | 0 | 0 | 515.1555 | 698.3219 | 965.6339 | 2179.1113 | 213.1511 | 288.9382 | 399.5414 | 901.6307 | 2.5488e-07 | 3.455e-07 | 4.7776e-07 | 1.0781e-06 | 0.015543 | 0.021069 | 0.029134 | 0.065745 | 0 | 0 | 0 | 0 | 0 | 0 | 0 | 0 | 9.2553 | 1.1772 | 1.5957 | 2.2065 | 4.9794 | 10.4607 | 12.3252 | 18.2317 | 41.0176 | 0 | 293 | SCR
7710_G_ST3 | SERC_Southeastern | Alabama | 1 | Lee | 81 | 7710 | ST3 | H Allen Franklin Combined Cycle | 7068 | 2008 | 9999 | Combined Cycle |  |  | SCR | DLNB |  | Fossil | G | 2030 | NaturalGas |  | 3.6411 | 4.9357 | 6.8251 | 15.402 | 0 | 0 | 0 | 0 | 0 | 0 | 0 | 0 | 0 | 0 | 0 | 0 | 515.1555 | 698.3219 | 965.6339 | 2179.1113 | 213.1511 | 288.9382 | 399.5414 | 901.6307 | 2.5488e-07 | 3.455e-07 | 4.7776e-07 | 1.0781e-06 | 0.01552 | 0.021039 | 0.029092 | 0.065651 | 0 | 0 | 0 | 0 | 0 | 0 | 0 | 0 | 9.2553 | 1.1772 | 1.5957 | 2.2065 | 4.9794 | 10.4607 | 12.3252 | 18.2317 | 41.0176 | 0 | 293 | SCR
7719_G_1 | SERC_Central_TVA | Mississippi | 28 | Lauderdale | 75 | 7719 | 1 | Meridian | 21441 | 1998 | 9999 | Combustion Turbine | [5 empty] | Fossil | G | 2030 | Oil |  | 0 | 0 | 0 | 0 | 0 | 0 | 0 | 0 | 0 | 0 | 0 | 0 | 0 | 0 | 0 | 0 | 0 | 0 | 0 | 0 | 0 | 0 | 0 | 0 | 0 | 0 | 0 | 0 | 0 | 0 | 0 | 0 | 0 | 0 | 0 | 0 | 0 | 0 | 0 | 0 | 0.035505 | 0 | 0 | 0 | 0 | 0 | 0 | 0 | 0 | 0 | 1.8
7719_G_2 | SERC_Central_TVA | Mississippi | 28 | Lauderdale | 75 | 7719 | 2 | Meridian | 19840 | 1998 | 9999 | Combustion Turbine | [5 empty] | Fossil | G | 2030 | Oil |  | 0 | 0 | 0 | 0 | 0 | 0 | 0 | 0 | 0 | 0 | 0 | 0 | 0 | 0 | 0 | 0 | 0 | 0 | 0 | 0 | 0 | 0 | 0 | 0 | 0 | 0 | 0 | 0 | 0 | 0 | 0 | 0 | 0 | 0 | 0 | 0 | 0 | 0 | 0 | 0 | 0.035505 | 0 | 0 | 0 | 0 | 0 | 0 | 0 | 0 | 0 | 1.8
7719_G_3 | SERC_Central_TVA | Mississippi | 28 | Lauderdale | 75 | 7719 | 3 | Meridian | 19840 | 1998 | 9999 | Combustion Turbine | [5 empty] | Fossil | G | 2030 | Oil |  | 0 | 0 | 0 | 0 | 0 | 0 | 0 | 0 | 0 | 0 | 0 | 0 | 0 | 0 | 0 | 0 | 0 | 0 | 0 | 0 | 0 | 0 | 0 | 0 | 0 | 0 | 0 | 0 | 0 | 0 | 0 | 0 | 0 | 0 | 0 | 0 | 0 | 0 | 0 | 0 | 0.035505 | 0 | 0 | 0 | 0 | 0 | 0 | 0 | 0 | 0 | 1.8
7719_G_4 | SERC_Central_TVA | Mississippi | 28 | Lauderdale | 75 | 7719 | 4 | Meridian | 19840 | 1998 | 9999 | Combustion Turbine | [5 empty] | Fossil | G | 2030 | Oil |  | 0 | 0 | 0 | 0 | 0 | 0 | 0 | 0 | 0 | 0 | 0 | 0 | 0 | 0 | 0 | 0 | 0 | 0 | 0 | 0 | 0 | 0 | 0 | 0 | 0 | 0 | 0 | 0 | 0 | 0 | 0 | 0 | 0 | 0 | 0 | 0 | 0 | 0 | 0 | 0 | 0.035505 | 0 | 0 | 0 | 0 | 0 | 0 | 0 | 0 | 0 | 1.8
7719_G_5 | SERC_Central_TVA | Mississippi | 28 | Lauderdale | 75 | 7719 | 5 | Meridian | 19840 | 1998 | 9999 | Combustion Turbine | [5 empty] | Fossil | G | 2030 | Oil |  | 0 | 0 | 0 | 0 | 0 | 0 | 0 | 0 | 0 | 0 | 0 | 0 | 0 | 0 | 0 | 0 | 0 | 0 | 0 | 0 | 0 | 0 | 0 | 0 | 0 | 0 | 0 | 0 | 0 | 0 | 0 | 0 | 0 | 0 | 0 | 0 | 0 | 0 | 0 | 0 | 0.035505 | 0 | 0 | 0 | 0 | 0 | 0 | 0 | 0 | 0 | 1.8
7721_G_1 | SERC_Southeastern | Alabama | 1 | Mobile | 97 | 7721 | 1 | Theodore Cogen Facility | 5500 | 2000 | 9999 | Combined Cycle |  |  | SCR | DLNB |  | Fossil | G | 2030 | NaturalGas |  | 1.6081 | 2.1799 | 3.0144 | 6.8025 | 0 | 0 | 0 | 0 | 0 | 0 | 0 | 0 | 0 | 0 | 0 | 0 | 292.3903 | 396.3513 | 548.0714 | 1236.813 | 120.6715 | 163.577 | 226.1929 | 510.4414 | 1.4429e-07 | 1.956e-07 | 2.7047e-07 | 6.1037e-07 | 0.0079817 | 0.01082 | 0.014961 | 0.033763 | 0 | 0 | 0 | 0 | 0 | 0 | 0 | 0 | 5.9745 | 0.66813 | 0.90569 | 1.2524 | 2.8262 | 4.6201 | 5.4436 | 8.0522 | 18.1159 | 0 | 166.3 | SCR
7721_G_2 | SERC_Southeastern | Alabama | 1 | Mobile | 97 | 7721 | 2 | Theodore Cogen Facility | 5500 | 2000 | 9999 | Combined Cycle |  |  | SCR | DLNB |  | Fossil | G | 2030 | NaturalGas |  | 0.62566 | 0.84812 | 1.1728 | 2.6465 | 0 | 0 | 0 | 0 | 0 | 0 | 0 | 0 | 0 | 0 | 0 | 0 | 113.7562 | 154.2028 | 213.2304 | 481.1894 | 46.948 | 63.6406 | 88.0017 | 198.5902 | 5.6139e-08 | 7.6099e-08 | 1.0523e-07 | 2.3747e-07 | 0.0031053 | 0.0042095 | 0.0058208 | 0.013136 | 0 | 0 | 0 | 0 | 0 | 0 | 0 | 0 | 2.3244 | 0.25994 | 0.35236 | 0.48724 | 1.0995 | 1.7975 | 2.1179 | 3.1328 | 7.0481 | 0 | 64.7 | SCR
7722_G_1 | SERC_Central_TVA | Tennessee | 47 | Rhea | 143 | 7722 | 1 | Watts Bar Nuclear Plant | 10456 | 1996 | 9999 | Nuclear | [5 empty] | Non-Fossil | G | 2030 | Nuclear |  | 22.1536 | 30.0305 | 39.9791 | 92.1632 | 0 | 0 | 0 | 0 | 0 | 0 | 0 | 0 | 0 | 0 | 0 | 0 | 2118.7478 | 2872.0804 | 3823.5538 | 8814.3821 | 0 | 0 | 0 | 0 | 0 | 0 | 0 | 0 | 0 | 0 | 0 | 0 | 0 | 0 | 0 | 0 | 0 | 0 | 0 | 0 | 210.5757 | 0.20705 | 0.28067 | 0.37366 | 0.86138 | 15.3418 | 20.7967 | 27.6863 | 63.8248 | 0 | 1123
7722_G_2 | SERC_Central_TVA | Tennessee | 47 | Rhea | 143 | 7722 | 2 | Watts Bar Nuclear Plant | 10456 | 2016 | 9999 | Nuclear | [5 empty] | Non-Fossil | G | 2030 | Nuclear |  | 22.1339 | 30.0037 | 39.9435 | 92.0811 | 0 | 0 | 0 | 0 | 0 | 0 | 0 | 0 | 0 | 0 | 0 | 0 | 2116.8612 | 2869.5229 | 3820.1491 | 8806.5331 | 0 | 0 | 0 | 0 | 0 | 0 | 0 | 0 | 0 | 0 | 0 | 0 | 0 | 0 | 0 | 0 | 0 | 0 | 0 | 0 | 144.3443 | 0.259 | 0.35109 | 0.46741 | 1.0775 | 15.3282 | 20.7782 | 27.6616 | 63.768 | 0 | 1122
7725_G_1 | WECC_Pacific Northwest | Oregon | 41 | Benton | 3 | 7725 | 1 | Coffin Butte | 13500 | 1995 | 9999 | Landfill Gas | [5 empty] | Non-Fossil | G | 2030 | LF Gas |  | 0.019146 | 0.0097509 | 0.019333 | 0.04823 | 0 | 0 | 0 | 0 | 0 | 0 | 0 | 0 | 0 | 0 | 0 | 0 | 1.4182 | 0.72229 | 1.4321 | 3.5726 | 1.1034 | 0.56193 | 1.1141 | 2.7794 | 0 | 0 | 0 | 0 | 0.0024217 | 0.0012334 | 0.0024454 | 0.0061006 | 0 | 0 | 0 | 0 | 0 | 0 | 0 | 0 | 0.21704 | 0.0098381 | 0.0050105 | 0.0099343 | 0.024783 | 0 | 0 | 0 | 0 | 0 | 0.8
7725_G_2 | WECC_Pacific Northwest | Oregon | 41 | Benton | 3 | 7725 | 2 | Coffin Butte | 13500 | 1995 | 9999 | Landfill Gas | [5 empty] | Non-Fossil | G | 2030 | LF Gas |  | 0.019146 | 0.0097509 | 0.019333 | 0.04823 | 0 | 0 | 0 | 0 | 0 | 0 | 0 | 0 | 0 | 0 | 0 | 0 | 1.4182 | 0.72229 | 1.4321 | 3.5726 | 1.1034 | 0.56193 | 1.1141 | 2.7794 | 0 | 0 | 0 | 0 | 0.0024217 | 0.0012334 | 0.0024454 | 0.0061006 | 0 | 0 | 0 | 0 | 0 | 0 | 0 | 0 | 0.21704 | 0.0098381 | 0.0050105 | 0.0099343 | 0.024783 | 0 | 0 | 0 | 0 | 0 | 0.8
7725_G_3 | WECC_Pacific Northwest | Oregon | 41 | Benton | 3 | 7725 | 3 | Coffin Butte | 13500 | 1995 | 9999 | Landfill Gas | [5 empty] | Non-Fossil | G | 2030 | LF Gas |  | 0.019146 | 0.0097509 | 0.019333 | 0.04823 | 0 | 0 | 0 | 0 | 0 | 0 | 0 | 0 | 0 | 0 | 0 | 0 | 1.4182 | 0.72229 | 1.4321 | 3.5726 | 1.1034 | 0.56193 | 1.1141 | 2.7794 | 0 | 0 | 0 | 0 | 0.0024217 | 0.0012334 | 0.0024454 | 0.0061006 | 0 | 0 | 0 | 0 | 0 | 0 | 0 | 0 | 0.21704 | 0.0098381 | 0.0050105 | 0.0099343 | 0.024783 | 0 | 0 | 0 | 0 | 0 | 0.8
7725_G_4 | WECC_Pacific Northwest | Oregon | 41 | Benton | 3 | 7725 | 4 | Coffin Butte | 13500 | 2007 | 9999 | Landfill Gas | [5 empty] | Non-Fossil | G | 2030 | LF Gas |  | 0.035898 | 0.018283 | 0.03625 | 0.090431 | 0 | 0 | 0 | 0 | 0 | 0 | 0 | 0 | 0 | 0 | 0 | 0 | 2.6591 | 1.3543 | 2.6851 | 6.6986 | 2.0688 | 1.0536 | 2.089 | 5.2114 | 0 | 0 | 0 | 0 | 0.003165 | 0.0016119 | 0.0031959 | 0.0079728 | 0 | 0 | 0 | 0 | 0 | 0 | 0 | 0 | 0.40695 | 0.018446 | 0.0093947 | 0.018627 | 0.046468 | 0 | 0 | 0 | 0 | 0 | 1.5
7725_G_5 | WECC_Pacific Northwest | Oregon | 41 | Benton | 3 | 7725 | 5 | Coffin Butte | 13500 | 2007 | 9999 | Landfill Gas | [5 empty] | Non-Fossil | G | 2030 | LF Gas |  | 0.035898 | 0.018283 | 0.03625 | 0.090431 | 0 | 0 | 0 | 0 | 0 | 0 | 0 | 0 | 0 | 0 | 0 | 0 | 2.6591 | 1.3543 | 2.6851 | 6.6986 | 2.0688 | 1.0536 | 2.089 | 5.2114 | 0 | 0 | 0 | 0 | 0.003165 | 0.0016119 | 0.0031959 | 0.0079728 | 0 | 0 | 0 | 0 | 0 | 0 | 0 | 0 | 0.40695 | 0.018446 | 0.0093947 | 0.018627 | 0.046468 | 0 | 0 | 0 | 0 | 0 | 1.5
7737_B_B001 | SERC_VACAR | South Carolina | 45 | Charleston | 19 | 7737 | B001 | Kapstone | 5721 | 1998 | 9999 | Biomass | wall | dry | Baghouse + Dry Scrubber | LNB | Dry Scrubber | Non-Fossil | B | 2030 |  | Biomass Retirement | 0 | 0 | 0 | 0 | 0 | 0 | 0 | 0 | 0 | 0 | 0 | 0 | 0 | 0 | 0 | 0 | 0 | 0 | 0 | 0 | 0 | 0 | 0 | 0 | 0 | 0 | 0 | 0 | 0 | 0 | 0 | 0 | 0 | 0 | 0 | 0 | 0 | 0 | 0 | 0 | 0 | 0 | 0 | 0 | 0 | 0 | 0 | 0 | 0 | 0 | 42 | Scrubber | Dry Scrubber
7737_B_RB01 | SERC_VACAR | South Carolina | 45 | Charleston | 19 | 7737 | RB01 | Kapstone | 5721 | 1998 | 9999 | Biomass | wall | dry | ESPH | LNB |  | Non-Fossil | B | 2030 |  | Biomass Retirement | 0 | 0 | 0 | 0 | 0 | 0 | 0 | 0 | 0 | 0 | 0 | 0 | 0 | 0 | 0 | 0 | 0 | 0 | 0 | 0 | 0 | 0 | 0 | 0 | 0 | 0 | 0 | 0 | 0 | 0 | 0 | 0 | 0 | 0 | 0 | 0 | 0 | 0 | 0 | 0 | 0 | 0 | 0 | 0 | 0 | 0 | 0 | 0 | 0 | 0 | 42
7749_G_1 | SERC_Delta_AECI | Missouri | 29 | Stoddard | 207 | 7749 | 1 | Essex | 11488 | 1999 | 9999 | Combustion Turbine |  |  |  | DLNB |  | Fossil | G | 2030 | NaturalGas |  | 0.050955 | 0 | 0.037151 | 0.088106 | 0 | 0 | 0 | 0 | 0 | 0 | 0 | 0 | 0 | 0 | 0 | 0 | 4.4355 | 0 | 3.2339 | 7.6694 | 2.9829 | 0 | 2.1748 | 5.1577 | 3.5668e-09 | 0 | 2.6006e-09 | 6.1674e-09 | 0.0025941 | 0 | 0.0018914 | 0.0044855 | 0 | 0 | 0 | 0 | 0 | 0 | 0 | 0 | 1.9331 | 0.028919 | 0 | 0.021085 | 0.050004 | 0.14737 | 0 | 0.08355 | 0.23092 | 0 | 98
7754_G_1 | SERC_Delta_AECI | Missouri | 29 | Nodaway | 147 | 7754 | 1 | Nodaway | 12317 | 1999 | 9999 | Combustion Turbine |  |  |  | DLNB |  | Fossil | G | 2030 | NaturalGas |  | 0.022972 | 0 | 0 | 0.022972 | 0 | 0 | 0 | 0 | 0 | 0 | 0 | 0 | 0 | 0 | 0 | 0 | 1.8651 | 0 | 0 | 1.8651 | 1.3448 | 0 | 0 | 1.3448 | 1.608e-09 | 0 | 0 | 1.608e-09 | 0.00099135 | 0 | 0 | 0.00099135 | 0 | 0 | 0 | 0 | 0 | 0 | 0 | 0 | 1.6569 | 0.01216 | 0 | 0 | 0.01216 | 0.066439 | 0 | 0 | 0.066439 | 0 | 84
7754_G_2 | SERC_Delta_AECI | Missouri | 29 | Nodaway | 147 | 7754 | 2 | Nodaway | 12327 | 1999 | 9999 | Combustion Turbine |  |  |  | DLNB |  | Fossil | G | 2030 | NaturalGas |  | 0.024906 | 0 | 0 | 0.024906 | 0 | 0 | 0 | 0 | 0 | 0 | 0 | 0 | 0 | 0 | 0 | 0 | 2.0205 | 0 | 0 | 2.0205 | 1.458 | 0 | 0 | 1.458 | 1.7435e-09 | 0 | 0 | 1.7435e-09 | 0.0010088 | 0 | 0 | 0.0010088 | 0 | 0 | 0 | 0 | 0 | 0 | 0 | 0 | 1.795 | 0.013174 | 0 | 0 | 0.013174 | 0.072034 | 0 | 0 | 0.072034 | 0 | 91
7757_G_1 | SERC_Delta_AECI | Oklahoma | 40 | Mayes | 97 | 7757 | 1 | Chouteau | 7340 | 2000 | 9999 | Combined Cycle |  |  | SCR | DLNB |  | Fossil | G | 2030 | NaturalGas |  | 1.9189 | 1.995 | 3.6044 | 7.5183 | 0 | 0 | 0 | 0 | 0 | 0 | 0 | 0 | 0 | 0 | 0 | 0 | 261.4329 | 271.7973 | 491.0561 | 1024.2863 | 112.3334 | 116.7868 | 210.9988 | 440.119 | 1.3432e-07 | 1.3965e-07 | 2.523e-07 | 5.2628e-07 | 0.026293 | 0.027335 | 0.021626 | 0.075254 | 0 | 0 | 0 | 0 | 0 | 0 | 0 | 0 | 5.3705 | 0.59739 | 0.62107 | 1.1221 | 2.3406 | 5.5498 | 4.9867 | 8.106 | 18.6425 | 0 | 149 | SCR
7757_G_2 | SERC_Delta_AECI | Oklahoma | 40 | Mayes | 97 | 7757 | 2 | Chouteau | 7340 | 2000 | 9999 | Combined Cycle |  |  | SCR | DLNB |  | Fossil | G | 2030 | NaturalGas |  | 1.9833 | 2.0619 | 3.7253 | 7.7706 | 0 | 0 | 0 | 0 | 0 | 0 | 0 | 0 | 0 | 0 | 0 | 0 | 270.2058 | 280.918 | 507.5345 | 1058.6583 | 116.103 | 120.7059 | 218.0793 | 454.8881 | 1.3883e-07 | 1.4434e-07 | 2.6077e-07 | 5.4394e-07 | 0.027175 | 0.028252 | 0.022352 | 0.077779 | 0 | 0 | 0 | 0 | 0 | 0 | 0 | 0 | 5.5507 | 0.61744 | 0.64191 | 1.1597 | 2.4191 | 5.7361 | 5.154 | 8.378 | 19.2681 | 0 | 154 | SCR
7757_G_3 | SERC_Delta_AECI | Oklahoma | 40 | Mayes | 97 | 7757 | 3 | Chouteau | 7340 | 2000 | 9999 | Combined Cycle |  |  | SCR | DLNB |  | Fossil | G | 2030 | NaturalGas |  | 1.9189 | 1.995 | 3.6044 | 7.5183 | 0 | 0 | 0 | 0 | 0 | 0 | 0 | 0 | 0 | 0 | 0 | 0 | 261.4329 | 271.7973 | 491.0561 | 1024.2863 | 112.3334 | 116.7868 | 210.9988 | 440.119 | 1.3432e-07 | 1.3965e-07 | 2.523e-07 | 5.2628e-07 | 0.026293 | 0.027335 | 0.021626 | 0.075254 | 0 | 0 | 0 | 0 | 0 | 0 | 0 | 0 | 5.3705 | 0.59739 | 0.62107 | 1.1221 | 2.3406 | 5.5498 | 4.9867 | 8.106 | 18.6425 | 0 | 149 | SCR
7757_G_4 | SERC_Delta_AECI | Oklahoma | 40 | Mayes | 97 | 7757 | 4 | Chouteau | 7340 | 2011 | 9999 | Combined Cycle |  |  | SCR | DLNB |  | Fossil | G | 2030 | NaturalGas |  | 1.9487 | 2.0218 | 3.6527 | 7.6232 | 0 | 0 | 0 | 0 | 0 | 0 | 0 | 0 | 0 | 0 | 0 | 0 | 265.4897 | 275.4456 | 497.6475 | 1038.5828 | 114.0766 | 118.3544 | 213.831 | 446.262 | 1.3641e-07 | 1.4152e-07 | 2.5569e-07 | 5.3362e-07 | 0.0033566 | 0.0034825 | 0.0062918 | 0.013131 | 0 | 0 | 0 | 0 | 0 | 0 | 0 | 0 | 4.7698 | 0.60666 | 0.62941 | 1.1372 | 2.3732 | 5.636 | 5.0536 | 8.2148 | 18.9044 | 0 | 151 | SCR
7757_G_5 | SERC_Delta_AECI | Oklahoma | 40 | Mayes | 97 | 7757 | 5 | Chouteau | 7340 | 2011 | 9999 | Combined Cycle |  |  | SCR | DLNB |  | Fossil | G | 2030 | NaturalGas |  | 1.9358 | 2.0084 | 3.6285 | 7.5727 | 0 | 0 | 0 | 0 | 0 | 0 | 0 | 0 | 0 | 0 | 0 | 0 | 263.7315 | 273.6214 | 494.3518 | 1031.7047 | 113.3211 | 117.5706 | 212.4149 | 443.3066 | 1.3551e-07 | 1.4059e-07 | 2.54e-07 | 5.3009e-07 | 0.0033344 | 0.0034594 | 0.0062502 | 0.013044 | 0 | 0 | 0 | 0 | 0 | 0 | 0 | 0 | 4.7382 | 0.60264 | 0.62524 | 1.1296 | 2.3575 | 5.5986 | 5.0202 | 8.1604 | 18.7792 | 0 | 150 | SCR
7757_G_6 | SERC_Delta_AECI | Oklahoma | 40 | Mayes | 97 | 7757 | 6 | Chouteau | 7340 | 2011 | 9999 | Combined Cycle |  |  | SCR | LNB |  | Fossil | G | 2030 | NaturalGas |  | 1.8455 | 1.9147 | 3.4592 | 7.2193 | 0 | 0 | 0 | 0 | 0 | 0 | 0 | 0 | 0 | 0 | 0 | 0 | 251.424 | 260.8524 | 471.2821 | 983.5585 | 108.0328 | 112.084 | 202.5022 | 422.619 | 1.2918e-07 | 1.3403e-07 | 2.4214e-07 | 5.0535e-07 | 0.0031788 | 0.003298 | 0.0059585 | 0.012435 | 0 | 0 | 0 | 0 | 0 | 0 | 0 | 0 | 4.5171 | 0.57452 | 0.59606 | 1.0769 | 2.2475 | 5.3374 | 4.7859 | 7.7796 | 17.9028 | 0 | 143 | SCR
7758_G_1 | MISO_Iowa-MidAmerican | Iowa | 19 | Bremer | 17 | 7758 | 1 | South Plant | 10745 | 2000 | 9999 | Combustion Turbine | [5 empty] | Fossil | G | 2030 | Oil |  | 0 | 0 | 0 | 0 | 0 | 0 | 0 | 0 | 0 | 0 | 0 | 0 | 0 | 0 | 0 | 0 | 0 | 0 | 0 | 0 | 0 | 0 | 0 | 0 | 0 | 0 | 0 | 0 | 0 | 0 | 0 | 0 | 0 | 0 | 0 | 0 | 0 | 0 | 0 | 0 | 0.081857 | 0 | 0 | 0 | 0 | 0 | 0 | 0 | 0 | 0 | 1.9
7758_G_2 | MISO_Iowa-MidAmerican | Iowa | 19 | Bremer | 17 | 7758 | 2 | South Plant | 10745 | 2000 | 9999 | Combustion Turbine | [5 empty] | Fossil | G | 2030 | Oil |  | 0 | 0 | 0 | 0 | 0 | 0 | 0 | 0 | 0 | 0 | 0 | 0 | 0 | 0 | 0 | 0 | 0 | 0 | 0 | 0 | 0 | 0 | 0 | 0 | 0 | 0 | 0 | 0 | 0 | 0 | 0 | 0 | 0 | 0 | 0 | 0 | 0 | 0 | 0 | 0 | 0.081857 | 0 | 0 | 0 | 0 | 0 | 0 | 0 | 0 | 0 | 1.9
7758_G_3 | MISO_Iowa-MidAmerican | Iowa | 19 | Bremer | 17 | 7758 | 3 | South Plant | 10745 | 2000 | 9999 | Combustion Turbine | [5 empty] | Fossil | G | 2030 | Oil |  | 0 | 0 | 0 | 0 | 0 | 0 | 0 | 0 | 0 | 0 | 0 | 0 | 0 | 0 | 0 | 0 | 0 | 0 | 0 | 0 | 0 | 0 | 0 | 0 | 0 | 0 | 0 | 0 | 0 | 0 | 0 | 0 | 0 | 0 | 0 | 0 | 0 | 0 | 0 | 0 | 0.081857 | 0 | 0 | 0 | 0 | 0 | 0 | 0 | 0 | 0 | 1.9
7758_G_4 | MISO_Iowa-MidAmerican | Iowa | 19 | Bremer | 17 | 7758 | 4 | South Plant | 10745 | 2000 | 9999 | Combustion Turbine | [5 empty] | Fossil | G | 2030 | Oil |  | 0 | 0 | 0 | 0 | 0 | 0 | 0 | 0 | 0 | 0 | 0 | 0 | 0 | 0 | 0 | 0 | 0 | 0 | 0 | 0 | 0 | 0 | 0 | 0 | 0 | 0 | 0 | 0 | 0 | 0 | 0 | 0 | 0 | 0 | 0 | 0 | 0 | 0 | 0 | 0 | 0.081857 | 0 | 0 | 0 | 0 | 0 | 0 | 0 | 0 | 0 | 1.9
7758_G_5 | MISO_Iowa-MidAmerican | Iowa | 19 | Bremer | 17 | 7758 | 5 | South Plant | 10745 | 2000 | 9999 | Combustion Turbine | [5 empty] | Fossil | G | 2030 | Oil |  | 0 | 0 | 0 | 0 | 0 | 0 | 0 | 0 | 0 | 0 | 0 | 0 | 0 | 0 | 0 | 0 | 0 | 0 | 0 | 0 | 0 | 0 | 0 | 0 | 0 | 0 | 0 | 0 | 0 | 0 | 0 | 0 | 0 | 0 | 0 | 0 | 0 | 0 | 0 | 0 | 0.081857 | 0 | 0 | 0 | 0 | 0 | 0 | 0 | 0 | 0 | 1.9
7758_G_6 | MISO_Iowa-MidAmerican | Iowa | 19 | Bremer | 17 | 7758 | 6 | South Plant | 10745 | 2000 | 9999 | Combustion Turbine | [5 empty] | Fossil | G | 2030 | Oil |  | 0 | 0 | 0 | 0 | 0 | 0 | 0 | 0 | 0 | 0 | 0 | 0 | 0 | 0 | 0 | 0 | 0 | 0 | 0 | 0 | 0 | 0 | 0 | 0 | 0 | 0 | 0 | 0 | 0 | 0 | 0 | 0 | 0 | 0 | 0 | 0 | 0 | 0 | 0 | 0 | 0.081857 | 0 | 0 | 0 | 0 | 0 | 0 | 0 | 0 | 0 | 1.9
7759_G_GT1 | MISO_Indiana (including parts of Kentucky) | Indiana | 18 | Marion | 97 | 7759 | GT1 | Georgetown | 13177 | 2000 | 9999 | Combustion Turbine |  |  |  | DLNB |  | Fossil | G | 2030 | NaturalGas |  | 0.012423 | 0 | 0.029641 | 0.042064 | 0 | 0 | 0 | 0 | 0 | 0 | 0 | 0 | 0 | 0 | 0 | 0 | 0.94278 | 0 | 2.2495 | 3.1922 | 0.72724 | 0 | 1.7352 | 2.4624 | 8.6961e-10 | 0 | 2.0749e-09 | 2.9445e-09 | 0.00014963 | 0 | 0.00035703 | 0.00050666 | 0 | 0 | 0 | 0 | 0 | 0 | 0 | 0 | 1.361 | 0.0061469 | 0 | 0.014666 | 0.020813 | 0.034266 | 0 | 0.065309 | 0.099576 | 0 | 69
7759_G_GT2 | MISO_Indiana (including parts of Kentucky) | Indiana | 18 | Marion | 97 | 7759 | GT2 | Georgetown | 13177 | 2000 | 9999 | Combustion Turbine |  |  |  | DLNB |  | Fossil | G | 2030 | NaturalGas |  | 0.012423 | 0 | 0.029641 | 0.042064 | 0 | 0 | 0 | 0 | 0 | 0 | 0 | 0 | 0 | 0 | 0 | 0 | 0.94278 | 0 | 2.2495 | 3.1922 | 0.72724 | 0 | 1.7352 | 2.4624 | 8.6961e-10 | 0 | 2.0749e-09 | 2.9445e-09 | 0.00016336 | 0 | 0.00038978 | 0.00055314 | 0 | 0 | 0 | 0 | 0 | 0 | 0 | 0 | 1.361 | 0.0061469 | 0 | 0.014666 | 0.020813 | 0.034266 | 0 | 0.065309 | 0.099576 | 0 | 69
7759_G_GT3 | MISO_Indiana (including parts of Kentucky) | Indiana | 18 | Marion | 97 | 7759 | GT3 | Georgetown | 13177 | 2000 | 9999 | Combustion Turbine |  |  |  | DLNB |  | Fossil | G | 2030 | NaturalGas |  | 0.012423 | 0 | 0.029641 | 0.042064 | 0 | 0 | 0 | 0 | 0 | 0 | 0 | 0 | 0 | 0 | 0 | 0 | 0.94278 | 0 | 2.2495 | 3.1922 | 0.72724 | 0 | 1.7352 | 2.4624 | 8.6961e-10 | 0 | 2.0749e-09 | 2.9445e-09 | 0.00018864 | 0 | 0.0004501 | 0.00063874 | 0 | 0 | 0 | 0 | 0 | 0 | 0 | 0 | 1.361 | 0.0061469 | 0 | 0.014666 | 0.020813 | 0.034266 | 0 | 0.065309 | 0.099576 | 0 | 69
7759_G_GT4 | MISO_Indiana (including parts of Kentucky) | Indiana | 18 | Marion | 97 | 7759 | GT4 | Georgetown | 13177 | 2001 | 9999 | Combustion Turbine |  |  |  | DLNB |  | Fossil | G | 2030 | NaturalGas |  | 0.012423 | 0 | 0.029641 | 0.042064 | 0 | 0 | 0 | 0 | 0 | 0 | 0 | 0 | 0 | 0 | 0 | 0 | 0.94278 | 0 | 2.2495 | 3.1922 | 0.72724 | 0 | 1.7352 | 2.4624 | 8.6961e-10 | 0 | 2.0749e-09 | 2.9445e-09 | 0.00016529 | 0 | 0.00039437 | 0.00055966 | 0 | 0 | 0 | 0 | 0 | 0 | 0 | 0 | 1.361 | 0.0061469 | 0 | 0.014666 | 0.020813 | 0.034266 | 0 | 0.065309 | 0.099576 | 0 | 69
776_G_1 | WECC_Northern California (not including BANC) | California | 6 | Butte | 7 | 776 | 1 | Sly Creek | 0 | 1983 | 9999 | Hydro | [5 empty] | Non-Fossil | G | 2030 | Hydro |  | 0 | 0 | 0 | 0 | 0 | 0 | 0 | 0 | 0 | 0 | 0 | 0 | 0 | 0 | 0 | 0 | 6.4328 | 10.2585 | 19.4398 | 36.1311 | 0 | 0 | 0 | 0 | 0 | 0 | 0 | 0 | 0 | 0 | 0 | 0 | 0 | 0 | 0 | 0 | 0 | 0 | 0 | 0 | 0.20551 | 0.0089416 | 0.014259 | 0.027021 | 0.050222 | 0 | 0 | 0 | 0 | 0 | 13
7760_G_1 | MISO_Illinois | Illinois | 17 | Vermilion | 183 | 7760 | 1 | Tilton | 10831 | 1999 | 9999 | Combustion Turbine |  |  |  | H2O |  | Fossil | G | 2030 | NaturalGas |  | 0.01492 | 0.0049732 | 0.24215 | 0.26205 | 0 | 0 | 0 | 0 | 0 | 0 | 0 | 0 | 0 | 0 | 0 | 0 | 1.3775 | 0.45917 | 22.3574 | 24.194 | 0.8734 | 0.29113 | 14.1756 | 15.3402 | 1.0444e-09 | 3.4813e-10 | 1.6951e-08 | 1.8343e-08 | 0.00080805 | 0.00026935 | 0.013115 | 0.014192 | 0 | 0 | 0 | 0 | 0 | 0 | 0 | 0 | 0.88961 | 0.0065018 | 0.0021673 | 0.10553 | 0.1142 | 0.042133 | 0.012427 | 0.5213 | 0.57586 | 0 | 45.1
7760_G_2 | MISO_Illinois | Illinois | 17 | Vermilion | 183 | 7760 | 2 | Tilton | 10831 | 1999 | 9999 | Combustion Turbine |  |  |  | H2O |  | Fossil | G | 2030 | NaturalGas |  | 0.014953 | 0.0049843 | 0.24269 | 0.26263 | 0 | 0 | 0 | 0 | 0 | 0 | 0 | 0 | 0 | 0 | 0 | 0 | 1.3806 | 0.46019 | 22.4069 | 24.2477 | 0.87534 | 0.29178 | 14.2071 | 15.3742 | 1.0467e-09 | 3.489e-10 | 1.6988e-08 | 1.8384e-08 | 0.00084783 | 0.00028261 | 0.013761 | 0.014891 | 0 | 0 | 0 | 0 | 0 | 0 | 0 | 0 | 0.89158 | 0.0065162 | 0.0021721 | 0.10576 | 0.11445 | 0.042226 | 0.012455 | 0.52246 | 0.57714 | 0 | 45.2
7760_G_3 | MISO_Illinois | Illinois | 17 | Vermilion | 183 | 7760 | 3 | Tilton | 10832 | 1999 | 9999 | Combustion Turbine |  |  |  | H2O |  | Fossil | G | 2030 | NaturalGas |  | 0.014921 | 0.0049737 | 0.24218 | 0.26207 | 0 | 0 | 0 | 0 | 0 | 0 | 0 | 0 | 0 | 0 | 0 | 0 | 1.3775 | 0.45917 | 22.3574 | 24.194 | 0.87348 | 0.29116 | 14.1769 | 15.3416 | 1.0445e-09 | 3.4816e-10 | 1.6952e-08 | 1.8345e-08 | 0.00089266 | 0.00029755 | 0.014488 | 0.015678 | 0 | 0 | 0 | 0 | 0 | 0 | 0 | 0 | 0.88961 | 0.0065018 | 0.0021673 | 0.10553 | 0.1142 | 0.042137 | 0.012428 | 0.52135 | 0.57592 | 0 | 45.1
7760_G_4 | MISO_Illinois | Illinois | 17 | Vermilion | 183 | 7760 | 4 | Tilton | 10832 | 1999 | 9999 | Combustion Turbine |  |  |  | H2O |  | Fossil | G | 2030 | NaturalGas |  | 0.014888 | 0.0049627 | 0.24164 | 0.26149 | 0 | 0 | 0 | 0 | 0 | 0 | 0 | 0 | 0 | 0 | 0 | 0 | 1.3744 | 0.45815 | 22.3078 | 24.1404 | 0.87155 | 0.29052 | 14.1455 | 15.3076 | 1.0422e-09 | 3.4739e-10 | 1.6915e-08 | 1.8304e-08 | 0.00084036 | 0.00028012 | 0.013639 | 0.01476 | 0 | 0 | 0 | 0 | 0 | 0 | 0 | 0 | 0.88763 | 0.0064874 | 0.0021625 | 0.10529 | 0.11394 | 0.042043 | 0.012401 | 0.5202 | 0.57464 | 0 | 45
7763_G_1 | MISO_Indiana (including parts of Kentucky) | Indiana | 18 | Henry | 65 | 7763 | 1 | Henry County | 11037 | 2001 | 9999 | Combustion Turbine |  |  |  | H2O |  | Fossil | G | 2030 | NaturalGas |  | 0.033018 | 0.029394 | 0.13902 | 0.20143 | 0 | 0 | 0 | 0 | 0 | 0 | 0 | 0 | 0 | 0 | 0 | 0 | 2.9915 | 2.6632 | 12.596 | 18.2508 | 1.9329 | 1.7207 | 8.1384 | 11.7919 | 2.3112e-09 | 2.0576e-09 | 9.7316e-09 | 1.41e-08 | 0.0014074 | 0.0012529 | 0.0059258 | 0.0085861 | 0 | 0 | 0 | 0 | 0 | 0 | 0 | 0 | 0.84818 | 0.01412 | 0.01257 | 0.059453 | 0.086144 | 0.091073 | 0.072027 | 0.30631 | 0.46941 | 0 | 43
7763_G_2 | MISO_Indiana (including parts of Kentucky) | Indiana | 18 | Henry | 65 | 7763 | 2 | Henry County | 11037 | 2001 | 9999 | Combustion Turbine |  |  |  | H2O |  | Fossil | G | 2030 | NaturalGas |  | 0.033018 | 0.029394 | 0.13902 | 0.20143 | 0 | 0 | 0 | 0 | 0 | 0 | 0 | 0 | 0 | 0 | 0 | 0 | 2.9915 | 2.6632 | 12.596 | 18.2508 | 1.9329 | 1.7207 | 8.1384 | 11.7919 | 2.3112e-09 | 2.0576e-09 | 9.7316e-09 | 1.41e-08 | 0.0013587 | 0.0012096 | 0.0057208 | 0.008289 | 0 | 0 | 0 | 0 | 0 | 0 | 0 | 0 | 0.84818 | 0.01412 | 0.01257 | 0.059453 | 0.086144 | 0.091073 | 0.072027 | 0.30631 | 0.46941 | 0 | 43
7763_G_3 | MISO_Indiana (including parts of Kentucky) | Indiana | 18 | Henry | 65 | 7763 | 3 | Henry County | 11037 | 2001 | 9999 | Combustion Turbine |  |  |  | H2O |  | Fossil | G | 2030 | NaturalGas |  | 0.033018 | 0.029394 | 0.13902 | 0.20143 | 0 | 0 | 0 | 0 | 0 | 0 | 0 | 0 | 0 | 0 | 0 | 0 | 2.9915 | 2.6632 | 12.596 | 18.2508 | 1.9329 | 1.7207 | 8.1384 | 11.7919 | 2.3112e-09 | 2.0576e-09 | 9.7316e-09 | 1.41e-08 | 0.0013826 | 0.0012309 | 0.0058216 | 0.008435 | 0 | 0 | 0 | 0 | 0 | 0 | 0 | 0 | 0.84818 | 0.01412 | 0.01257 | 0.059453 | 0.086144 | 0.091073 | 0.072027 | 0.30631 | 0.46941 | 0 | 43
7764_G_1 | SERC_Southeastern | Georgia | 13 | Walton | 297 | 7764 | 1 | MPC Generating | 11038 | 2000 | 9999 | Combustion Turbine |  |  |  | H2O |  | Fossil | G | 2030 | NaturalGas |  | 0.32534 | 0.20299 | 0.43233 | 0.96066 | 0 | 0 | 0 | 0 | 0 | 0 | 0 | 0 | 0 | 0 | 0 | 0 | 29.4746 | 18.3901 | 39.1677 | 87.0324 | 19.0454 | 11.8831 | 25.3088 | 56.2372 | 2.2774e-08 | 1.4209e-08 | 3.0263e-08 | 6.7246e-08 | 0.018296 | 0.011415 | 0.024312 | 0.054023 | 0 | 0 | 0 | 0 | 0 | 0 | 0 | 0 | 2.9095 | 0.13588 | 0.084779 | 0.18056 | 0.40122 | 0.93468 | 0.50689 | 1.1549 | 2.5965 | 0 | 147.5
7764_G_2 | SERC_Southeastern | Georgia | 13 | Walton | 297 | 7764 | 2 | MPC Generating | 11038 | 2001 | 9999 | Combustion Turbine |  |  |  | H2O |  | Fossil | G | 2030 | NaturalGas |  | 0.34188 | 0.21331 | 0.45432 | 1.0095 | 0 | 0 | 0 | 0 | 0 | 0 | 0 | 0 | 0 | 0 | 0 | 0 | 30.9733 | 19.3252 | 41.1592 | 91.4578 | 20.0139 | 12.4873 | 26.5956 | 59.0968 | 2.3932e-08 | 1.4932e-08 | 3.1802e-08 | 7.0666e-08 | 0.018742 | 0.011694 | 0.024906 | 0.055341 | 0 | 0 | 0 | 0 | 0 | 0 | 0 | 0 | 3.0574 | 0.14279 | 0.089089 | 0.18974 | 0.42162 | 0.98221 | 0.53267 | 1.2136 | 2.7285 | 0 | 155
7766_G_1 | SPP North- (Kansas, Missouri) | Kansas | 20 | Neosho | 133 | 7766 | 1 | Erie Energy Center | 10745 | 1999 | 9999 | Combustion Turbine | [5 empty] | Fossil | G | 2030 | Oil |  | 0 | 0 | 0 | 0 | 0 | 0 | 0 | 0 | 0 | 0 | 0 | 0 | 0 | 0 | 0 | 0 | 0 | 0 | 0 | 0 | 0 | 0 | 0 | 0 | 0 | 0 | 0 | 0 | 0 | 0 | 0 | 0 | 0 | 0 | 0 | 0 | 0 | 0 | 0 | 0 | 0.10867 | 0 | 0 | 0 | 0 | 0 | 0 | 0 | 0 | 0 | 2.5
7766_G_2 | SPP North- (Kansas, Missouri) | Kansas | 20 | Neosho | 133 | 7766 | 2 | Erie Energy Center | 10745 | 1999 | 9999 | Combustion Turbine | [5 empty] | Fossil | G | 2030 | Oil |  | 0 | 0 | 0 | 0 | 0 | 0 | 0 | 0 | 0 | 0 | 0 | 0 | 0 | 0 | 0 | 0 | 0 | 0 | 0 | 0 | 0 | 0 | 0 | 0 | 0 | 0 | 0 | 0 | 0 | 0 | 0 | 0 | 0 | 0 | 0 | 0 | 0 | 0 | 0 | 0 | 0.10867 | 0 | 0 | 0 | 0 | 0 | 0 | 0 | 0 | 0 | 2.5
7766_G_3 | SPP North- (Kansas, Missouri) | Kansas | 20 | Neosho | 133 | 7766 | 3 | Erie Energy Center | 10745 | 1999 | 9999 | Combustion Turbine | [5 empty] | Fossil | G | 2030 | Oil |  | 0 | 0 | 0 | 0 | 0 | 0 | 0 | 0 | 0 | 0 | 0 | 0 | 0 | 0 | 0 | 0 | 0 | 0 | 0 | 0 | 0 | 0 | 0 | 0 | 0 | 0 | 0 | 0 | 0 | 0 | 0 | 0 | 0 | 0 | 0 | 0 | 0 | 0 | 0 | 0 | 0.10867 | 0 | 0 | 0 | 0 | 0 | 0 | 0 | 0 | 0 | 2.5
7766_G_4 | SPP North- (Kansas, Missouri) | Kansas | 20 | Neosho | 133 | 7766 | 4 | Erie Energy Center | 10745 | 1999 | 9999 | Combustion Turbine | [5 empty] | Fossil | G | 2030 | Oil |  | 0 | 0 | 0 | 0 | 0 | 0 | 0 | 0 | 0 | 0 | 0 | 0 | 0 | 0 | 0 | 0 | 0 | 0 | 0 | 0 | 0 | 0 | 0 | 0 | 0 | 0 | 0 | 0 | 0 | 0 | 0 | 0 | 0 | 0 | 0 | 0 | 0 | 0 | 0 | 0 | 0.10867 | 0 | 0 | 0 | 0 | 0 | 0 | 0 | 0 | 0 | 2.5
7766_G_5 | SPP North- (Kansas, Missouri) | Kansas | 20 | Neosho | 133 | 7766 | 5 | Erie Energy Center | 10745 | 1999 | 9999 | Combustion Turbine | [5 empty] | Fossil | G | 2030 | Oil |  | 0 | 0 | 0 | 0 | 0 | 0 | 0 | 0 | 0 | 0 | 0 | 0 | 0 | 0 | 0 | 0 | 0 | 0 | 0 | 0 | 0 | 0 | 0 | 0 | 0 | 0 | 0 | 0 | 0 | 0 | 0 | 0 | 0 | 0 | 0 | 0 | 0 | 0 | 0 | 0 | 0.10867 | 0 | 0 | 0 | 0 | 0 | 0 | 0 | 0 | 0 | 2.5
7766_G_6 | SPP North- (Kansas, Missouri) | Kansas | 20 | Neosho | 133 | 7766 | 6 | Erie Energy Center | 10745 | 1999 | 9999 | Combustion Turbine | [5 empty] | Fossil | G | 2030 | Oil |  | 0 | 0 | 0 | 0 | 0 | 0 | 0 | 0 | 0 | 0 | 0 | 0 | 0 | 0 | 0 | 0 | 0 | 0 | 0 | 0 | 0 | 0 | 0 | 0 | 0 | 0 | 0 | 0 | 0 | 0 | 0 | 0 | 0 | 0 | 0 | 0 | 0 | 0 | 0 | 0 | 0.10867 | 0 | 0 | 0 | 0 | 0 | 0 | 0 | 0 | 0 | 2.5
7766_G_7 | SPP North- (Kansas, Missouri) | Kansas | 20 | Neosho | 133 | 7766 | 7 | Erie Energy Center | 10745 | 1999 | 9999 | Combustion Turbine | [5 empty] | Fossil | G | 2030 | Oil |  | 0 | 0 | 0 | 0 | 0 | 0 | 0 | 0 | 0 | 0 | 0 | 0 | 0 | 0 | 0 | 0 | 0 | 0 | 0 | 0 | 0 | 0 | 0 | 0 | 0 | 0 | 0 | 0 | 0 | 0 | 0 | 0 | 0 | 0 | 0 | 0 | 0 | 0 | 0 | 0 | 0.10867 | 0 | 0 | 0 | 0 | 0 | 0 | 0 | 0 | 0 | 2.5
7766_G_8 | SPP North- (Kansas, Missouri) | Kansas | 20 | Neosho | 133 | 7766 | 8 | Erie Energy Center | 10745 | 1999 | 9999 | Combustion Turbine | [5 empty] | Fossil | G | 2030 | Oil |  | 0 | 0 | 0 | 0 | 0 | 0 | 0 | 0 | 0 | 0 | 0 | 0 | 0 | 0 | 0 | 0 | 0 | 0 | 0 | 0 | 0 | 0 | 0 | 0 | 0 | 0 | 0 | 0 | 0 | 0 | 0 | 0 | 0 | 0 | 0 | 0 | 0 | 0 | 0 | 0 | 0.10867 | 0 | 0 | 0 | 0 | 0 | 0 | 0 | 0 | 0 | 2.5
7767_G_1 | WECC_Utah | Utah | 49 | Washington | 53 | 7767 | 1 | Bloomington Power Plant | 10745 | 1999 | 9999 | Combustion Turbine | [5 empty] | Fossil | G | 2030 | Oil |  | 0 | 0 | 0 | 0 | 0 | 0 | 0 | 0 | 0 | 0 | 0 | 0 | 0 | 0 | 0 | 0 | 0 | 0 | 0 | 0 | 0 | 0 | 0 | 0 | 0 | 0 | 0 | 0 | 0 | 0 | 0 | 0 | 0 | 0 | 0 | 0 | 0 | 0 | 0 | 0 | 0.064485 | 0 | 0 | 0 | 0 | 0 | 0 | 0 | 0 | 0 | 1.5
7767_G_2 | WECC_Utah | Utah | 49 | Washington | 53 | 7767 | 2 | Bloomington Power Plant | 11078 | 1999 | 9999 | Combustion Turbine | [5 empty] | Fossil | G | 2030 | Oil |  | 0 | 0 | 0 | 0 | 0 | 0 | 0 | 0 | 0 | 0 | 0 | 0 | 0 | 0 | 0 | 0 | 0 | 0 | 0 | 0 | 0 | 0 | 0 | 0 | 0 | 0 | 0 | 0 | 0 | 0 | 0 | 0 | 0 | 0 | 0 | 0 | 0 | 0 | 0 | 0 | 0.064485 | 0 | 0 | 0 | 0 | 0 | 0 | 0 | 0 | 0 | 1.5
7767_G_3 | WECC_Utah | Utah | 49 | Washington | 53 | 7767 | 3 | Bloomington Power Plant | 11078 | 1999 | 9999 | Combustion Turbine | [5 empty] | Fossil | G | 2030 | Oil |  | 0 | 0 | 0 | 0 | 0 | 0 | 0 | 0 | 0 | 0 | 0 | 0 | 0 | 0 | 0 | 0 | 0 | 0 | 0 | 0 | 0 | 0 | 0 | 0 | 0 | 0 | 0 | 0 | 0 | 0 | 0 | 0 | 0 | 0 | 0 | 0 | 0 | 0 | 0 | 0 | 0.064485 | 0 | 0 | 0 | 0 | 0 | 0 | 0 | 0 | 0 | 1.5
7767_G_4 | WECC_Utah | Utah | 49 | Washington | 53 | 7767 | 4 | Bloomington Power Plant | 11078 | 1999 | 9999 | Combustion Turbine | [5 empty] | Fossil | G | 2030 | Oil |  | 0 | 0 | 0 | 0 | 0 | 0 | 0 | 0 | 0 | 0 | 0 | 0 | 0 | 0 | 0 | 0 | 0 | 0 | 0 | 0 | 0 | 0 | 0 | 0 | 0 | 0 | 0 | 0 | 0 | 0 | 0 | 0 | 0 | 0 | 0 | 0 | 0 | 0 | 0 | 0 | 0.064485 | 0 | 0 | 0 | 0 | 0 | 0 | 0 | 0 | 0 | 1.5
7767_G_5 | WECC_Utah | Utah | 49 | Washington | 53 | 7767 | 5 | Bloomington Power Plant | 11078 | 1999 | 9999 | Combustion Turbine | [5 empty] | Fossil | G | 2030 | Oil |  | 0 | 0 | 0 | 0 | 0 | 0 | 0 | 0 | 0 | 0 | 0 | 0 | 0 | 0 | 0 | 0 | 0 | 0 | 0 | 0 | 0 | 0 | 0 | 0 | 0 | 0 | 0 | 0 | 0 | 0 | 0 | 0 | 0 | 0 | 0 | 0 | 0 | 0 | 0 | 0 | 0.064485 | 0 | 0 | 0 | 0 | 0 | 0 | 0 | 0 | 0 | 1.5
7767_G_6 | WECC_Utah | Utah | 49 | Washington | 53 | 7767 | 6 | Bloomington Power Plant | 11078 | 1999 | 9999 | Combustion Turbine | [5 empty] | Fossil | G | 2030 | Oil |  | 0 | 0 | 0 | 0 | 0 | 0 | 0 | 0 | 0 | 0 | 0 | 0 | 0 | 0 | 0 | 0 | 0 | 0 | 0 | 0 | 0 | 0 | 0 | 0 | 0 | 0 | 0 | 0 | 0 | 0 | 0 | 0 | 0 | 0 | 0 | 0 | 0 | 0 | 0 | 0 | 0.064485 | 0 | 0 | 0 | 0 | 0 | 0 | 0 | 0 | 0 | 1.5
7768_G_CTG2 | SERC_Southeastern | Georgia | 13 | Mitchell | 205 | 7768 | CTG2 | Sowega Power | 10745 | 1999 | 9999 | Combustion Turbine |  |  |  | H2O |  | Fossil | G | 2030 | NaturalGas |  | 0.10346 | 0.047958 | 0.11884 | 0.27026 | 0 | 0 | 0 | 0 | 0 | 0 | 0 | 0 | 0 | 0 | 0 | 0 | 9.6288 | 4.4633 | 11.0597 | 25.1518 | 6.0566 | 2.8075 | 6.9567 | 15.8208 | 7.2423e-09 | 3.3571e-09 | 8.3186e-09 | 1.8918e-08 | 0.0054281 | 0.0025161 | 0.0062348 | 0.014179 | 0 | 0 | 0 | 0 | 0 | 0 | 0 | 0 | 0.95667 | 0.053536 | 0.024816 | 0.061492 | 0.13984 | 0.29724 | 0.11976 | 0.31744 | 0.73444 | 0 | 48.5
7768_G_CTG3 | SERC_Southeastern | Georgia | 13 | Mitchell | 205 | 7768 | CTG3 | Sowega Power | 10745 | 1999 | 9999 | Combustion Turbine |  |  |  | H2O |  | Fossil | G | 2030 | NaturalGas |  | 0.10346 | 0.047958 | 0.11884 | 0.27026 | 0 | 0 | 0 | 0 | 0 | 0 | 0 | 0 | 0 | 0 | 0 | 0 | 9.6288 | 4.4633 | 11.0597 | 25.1518 | 6.0566 | 2.8075 | 6.9567 | 15.8208 | 7.2423e-09 | 3.3571e-09 | 8.3186e-09 | 1.8918e-08 | 0.0048927 | 0.002268 | 0.0056198 | 0.01278 | 0 | 0 | 0 | 0 | 0 | 0 | 0 | 0 | 0.95667 | 0.053536 | 0.024816 | 0.061492 | 0.13984 | 0.29724 | 0.11976 | 0.31744 | 0.73444 | 0 | 48.5
7770_G_GT1 | PJM_ComEd | Illinois | 17 | Ogle | 141 | 7770 | GT1 | 1515 S Caron Road | 11112 | 2000 | 9999 | Combustion Turbine | [5 empty] | Fossil | G | 2030 | NaturalGas |  | 0.00077817 | 0 | 0.0024159 | 0.0031941 | 0 | 0 | 0 | 0 | 0 | 0 | 0 | 0 | 0 | 0 | 0 | 0 | 0.07003 | 0 | 0.21741 | 0.28744 | 0.045554 | 0 | 0.14143 | 0.18698 | 5.4472e-11 | 0 | 1.6911e-10 | 2.2359e-10 | 6.3744e-05 | 0 | 0.0001979 | 0.00026164 | 0 | 0 | 0 | 0 | 0 | 0 | 0 | 0 | 0.059176 | 0.00032284 | 0 | 0.0010023 | 0.0013251 | 0.0022454 | 0 | 0.0052195 | 0.0074649 | 0 | 3
7771_G_3 | SPP Nebraska | Nebraska | 31 | Keya Paha | 103 | 7771 | 3 | Springview | 0 | 2011 | 9999 | Onshore Wind | [5 empty] | Non-Fossil | G | 2030 | Wind |  | 0 | 0 | 0 | 0 | 0 | 0 | 0 | 0 | 0 | 0 | 0 | 0 | 0 | 0 | 0 | 0 | 1.5985 | 2.0892 | 1.9851 | 5.6728 | 0 | 0 | 0 | 0 | 0 | 0 | 0 | 0 | 0 | 0 | 0 | 0 | 0 | 0 | 0 | 0 | 0 | 0 | 0 | 0 | 0.063149 | 0 | 0 | 0 | 0 | 0 | 0 | 0 | 0 | 0 | 1.5
7771_G_4 | SPP Nebraska | Nebraska | 31 | Keya Paha | 103 | 7771 | 4 | Springview | 0 | 2011 | 9999 | Onshore Wind | [5 empty] | Non-Fossil | G | 2030 | Wind |  | 0 | 0 | 0 | 0 | 0 | 0 | 0 | 0 | 0 | 0 | 0 | 0 | 0 | 0 | 0 | 0 | 1.5985 | 2.0892 | 1.9851 | 5.6728 | 0 | 0 | 0 | 0 | 0 | 0 | 0 | 0 | 0 | 0 | 0 | 0 | 0 | 0 | 0 | 0 | 0 | 0 | 0 | 0 | 0.063149 | 0 | 0 | 0 | 0 | 0 | 0 | 0 | 0 | 0 | 1.5
7774_G_1 | PJM_ATSI | Ohio | 39 | Cuyahoga | 35 | 7774 | 1 | Cleveland Peaking | 10745 | 2000 | 9999 | Combustion Turbine | [5 empty] | Fossil | G | 2030 | Oil |  | 0 | 0 | 0 | 0 | 0 | 0 | 0 | 0 | 0 | 0 | 0 | 0 | 0 | 0 | 0 | 0 | 0 | 0 | 0 | 0 | 0 | 0 | 0 | 0 | 0 | 0 | 0 | 0 | 0 | 0 | 0 | 0 | 0 | 0 | 0 | 0 | 0 | 0 | 0 | 0 | 0.035505 | 0 | 0 | 0 | 0 | 0 | 0 | 0 | 0 | 0 | 1.8
7774_G_2 | PJM_ATSI | Ohio | 39 | Cuyahoga | 35 | 7774 | 2 | Cleveland Peaking | 10745 | 2000 | 9999 | Combustion Turbine | [5 empty] | Fossil | G | 2030 | Oil |  | 0 | 0 | 0 | 0 | 0 | 0 | 0 | 0 | 0 | 0 | 0 | 0 | 0 | 0 | 0 | 0 | 0 | 0 | 0 | 0 | 0 | 0 | 0 | 0 | 0 | 0 | 0 | 0 | 0 | 0 | 0 | 0 | 0 | 0 | 0 | 0 | 0 | 0 | 0 | 0 | 0.035505 | 0 | 0 | 0 | 0 | 0 | 0 | 0 | 0 | 0 | 1.8
7774_G_3 | PJM_ATSI | Ohio | 39 | Cuyahoga | 35 | 7774 | 3 | Cleveland Peaking | 10745 | 2000 | 9999 | Combustion Turbine | [5 empty] | Fossil | G | 2030 | Oil |  | 0 | 0 | 0 | 0 | 0 | 0 | 0 | 0 | 0 | 0 | 0 | 0 | 0 | 0 | 0 | 0 | 0 | 0 | 0 | 0 | 0 | 0 | 0 | 0 | 0 | 0 | 0 | 0 | 0 | 0 | 0 | 0 | 0 | 0 | 0 | 0 | 0 | 0 | 0 | 0 | 0.035505 | 0 | 0 | 0 | 0 | 0 | 0 | 0 | 0 | 0 | 1.8
7774_G_4 | PJM_ATSI | Ohio | 39 | Cuyahoga | 35 | 7774 | 4 | Cleveland Peaking | 10745 | 2000 | 9999 | Combustion Turbine | [5 empty] | Fossil | G | 2030 | Oil |  | 0 | 0 | 0 | 0 | 0 | 0 | 0 | 0 | 0 | 0 | 0 | 0 | 0 | 0 | 0 | 0 | 0 | 0 | 0 | 0 | 0 | 0 | 0 | 0 | 0 | 0 | 0 | 0 | 0 | 0 | 0 | 0 | 0 | 0 | 0 | 0 | 0 | 0 | 0 | 0 | 0.035505 | 0 | 0 | 0 | 0 | 0 | 0 | 0 | 0 | 0 | 1.8
7774_G_5 | PJM_ATSI | Ohio | 39 | Cuyahoga | 35 | 7774 | 5 | Cleveland Peaking | 10745 | 2000 | 9999 | Combustion Turbine | [5 empty] | Fossil | G | 2030 | Oil |  | 0 | 0 | 0 | 0 | 0 | 0 | 0 | 0 | 0 | 0 | 0 | 0 | 0 | 0 | 0 | 0 | 0 | 0 | 0 | 0 | 0 | 0 | 0 | 0 | 0 | 0 | 0 | 0 | 0 | 0 | 0 | 0 | 0 | 0 | 0 | 0 | 0 | 0 | 0 | 0 | 0.035505 | 0 | 0 | 0 | 0 | 0 | 0 | 0 | 0 | 0 | 1.8
7774_G_6 | PJM_ATSI | Ohio | 39 | Cuyahoga | 35 | 7774 | 6 | Cleveland Peaking | 10745 | 2000 | 9999 | Combustion Turbine | [5 empty] | Fossil | G | 2030 | Oil |  | 0 | 0 | 0 | 0 | 0 | 0 | 0 | 0 | 0 | 0 | 0 | 0 | 0 | 0 | 0 | 0 | 0 | 0 | 0 | 0 | 0 | 0 | 0 | 0 | 0 | 0 | 0 | 0 | 0 | 0 | 0 | 0 | 0 | 0 | 0 | 0 | 0 | 0 | 0 | 0 | 0.035505 | 0 | 0 | 0 | 0 | 0 | 0 | 0 | 0 | 0 | 1.8
7775_G_1 | PJM West | Ohio | 39 | Darke | 37 | 7775 | 1 | Versailles Peaking | 10745 | 1999 | 9999 | Combustion Turbine | [5 empty] | Fossil | G | 2030 | Oil |  | 0 | 0 | 0 | 0 | 0 | 0 | 0 | 0 | 0 | 0 | 0 | 0 | 0 | 0 | 0 | 0 | 0 | 0 | 0 | 0 | 0 | 0 | 0 | 0 | 0 | 0 | 0 | 0 | 0 | 0 | 0 | 0 | 0 | 0 | 0 | 0 | 0 | 0 | 0 | 0 | 0.077732 | 0 | 0 | 0 | 0 | 0 | 0 | 0 | 0 | 0 | 1.8
7775_G_2 | PJM West | Ohio | 39 | Darke | 37 | 7775 | 2 | Versailles Peaking | 10745 | 1999 | 9999 | Combustion Turbine | [5 empty] | Fossil | G | 2030 | Oil |  | 0 | 0 | 0 | 0 | 0 | 0 | 0 | 0 | 0 | 0 | 0 | 0 | 0 | 0 | 0 | 0 | 0 | 0 | 0 | 0 | 0 | 0 | 0 | 0 | 0 | 0 | 0 | 0 | 0 | 0 | 0 | 0 | 0 | 0 | 0 | 0 | 0 | 0 | 0 | 0 | 0.077732 | 0 | 0 | 0 | 0 | 0 | 0 | 0 | 0 | 0 | 1.8
7775_G_3 | PJM West | Ohio | 39 | Darke | 37 | 7775 | 3 | Versailles Peaking | 10745 | 1999 | 9999 | Combustion Turbine | [5 empty] | Fossil | G | 2030 | Oil |  | 0 | 0 | 0 | 0 | 0 | 0 | 0 | 0 | 0 | 0 | 0 | 0 | 0 | 0 | 0 | 0 | 0 | 0 | 0 | 0 | 0 | 0 | 0 | 0 | 0 | 0 | 0 | 0 | 0 | 0 | 0 | 0 | 0 | 0 | 0 | 0 | 0 | 0 | 0 | 0 | 0.077732 | 0 | 0 | 0 | 0 | 0 | 0 | 0 | 0 | 0 | 1.8
7776_G_4 | PJM_ATSI | Ohio | 39 | Henry | 69 | 7776 | 4 | Napoleon Peaking | 10745 | 1999 | 9999 | Combustion Turbine | [5 empty] | Fossil | G | 2030 | Oil |  | 0 | 0 | 0 | 0 | 0 | 0 | 0 | 0 | 0 | 0 | 0 | 0 | 0 | 0 | 0 | 0 | 0 | 0 | 0 | 0 | 0 | 0 | 0 | 0 | 0 | 0 | 0 | 0 | 0 | 0 | 0 | 0 | 0 | 0 | 0 | 0 | 0 | 0 | 0 | 0 | 0.035505 | 0 | 0 | 0 | 0 | 0 | 0 | 0 | 0 | 0 | 1.8
7776_G_5 | PJM_ATSI | Ohio | 39 | Henry | 69 | 7776 | 5 | Napoleon Peaking | 10745 | 1999 | 9999 | Combustion Turbine | [5 empty] | Fossil | G | 2030 | Oil |  | 0 | 0 | 0 | 0 | 0 | 0 | 0 | 0 | 0 | 0 | 0 | 0 | 0 | 0 | 0 | 0 | 0 | 0 | 0 | 0 | 0 | 0 | 0 | 0 | 0 | 0 | 0 | 0 | 0 | 0 | 0 | 0 | 0 | 0 | 0 | 0 | 0 | 0 | 0 | 0 | 0.035505 | 0 | 0 | 0 | 0 | 0 | 0 | 0 | 0 | 0 | 1.8
7776_G_6 | PJM_ATSI | Ohio | 39 | Henry | 69 | 7776 | 6 | Napoleon Peaking | 10745 | 1999 | 9999 | Combustion Turbine | [5 empty] | Fossil | G | 2030 | Oil |  | 0 | 0 | 0 | 0 | 0 | 0 | 0 | 0 | 0 | 0 | 0 | 0 | 0 | 0 | 0 | 0 | 0 | 0 | 0 | 0 | 0 | 0 | 0 | 0 | 0 | 0 | 0 | 0 | 0 | 0 | 0 | 0 | 0 | 0 | 0 | 0 | 0 | 0 | 0 | 0 | 0.035505 | 0 | 0 | 0 | 0 | 0 | 0 | 0 | 0 | 0 | 1.8
7777_G_1 | PJM West | Ohio | 39 | Tuscarawas | 157 | 7777 | 1 | Dover Peaking | 10745 | 1999 | 9999 | Combustion Turbine | [5 empty] | Fossil | G | 2030 | Oil |  | 0 | 0 | 0 | 0 | 0 | 0 | 0 | 0 | 0 | 0 | 0 | 0 | 0 | 0 | 0 | 0 | 0 | 0 | 0 | 0 | 0 | 0 | 0 | 0 | 0 | 0 | 0 | 0 | 0 | 0 | 0 | 0 | 0 | 0 | 0 | 0 | 0 | 0 | 0 | 0 | 0.077732 | 0 | 0 | 0 | 0 | 0 | 0 | 0 | 0 | 0 | 1.8
7777_G_2 | PJM West | Ohio | 39 | Tuscarawas | 157 | 7777 | 2 | Dover Peaking | 10745 | 1999 | 9999 | Combustion Turbine | [5 empty] | Fossil | G | 2030 | Oil |  | 0 | 0 | 0 | 0 | 0 | 0 | 0 | 0 | 0 | 0 | 0 | 0 | 0 | 0 | 0 | 0 | 0 | 0 | 0 | 0 | 0 | 0 | 0 | 0 | 0 | 0 | 0 | 0 | 0 | 0 | 0 | 0 | 0 | 0 | 0 | 0 | 0 | 0 | 0 | 0 | 0.077732 | 0 | 0 | 0 | 0 | 0 | 0 | 0 | 0 | 0 | 1.8
7777_G_3 | PJM West | Ohio | 39 | Tuscarawas | 157 | 7777 | 3 | Dover Peaking | 10745 | 1999 | 9999 | Combustion Turbine | [5 empty] | Fossil | G | 2030 | Oil |  | 0 | 0 | 0 | 0 | 0 | 0 | 0 | 0 | 0 | 0 | 0 | 0 | 0 | 0 | 0 | 0 | 0 | 0 | 0 | 0 | 0 | 0 | 0 | 0 | 0 | 0 | 0 | 0 | 0 | 0 | 0 | 0 | 0 | 0 | 0 | 0 | 0 | 0 | 0 | 0 | 0.077732 | 0 | 0 | 0 | 0 | 0 | 0 | 0 | 0 | 0 | 1.8
7777_G_4 | PJM West | Ohio | 39 | Tuscarawas | 157 | 7777 | 4 | Dover Peaking | 10745 | 1999 | 9999 | Combustion Turbine | [5 empty] | Fossil | G | 2030 | Oil |  | 0 | 0 | 0 | 0 | 0 | 0 | 0 | 0 | 0 | 0 | 0 | 0 | 0 | 0 | 0 | 0 | 0 | 0 | 0 | 0 | 0 | 0 | 0 | 0 | 0 | 0 | 0 | 0 | 0 | 0 | 0 | 0 | 0 | 0 | 0 | 0 | 0 | 0 | 0 | 0 | 0.077732 | 0 | 0 | 0 | 0 | 0 | 0 | 0 | 0 | 0 | 1.8
7777_G_5 | PJM West | Ohio | 39 | Tuscarawas | 157 | 7777 | 5 | Dover Peaking | 10745 | 1999 | 9999 | Combustion Turbine | [5 empty] | Fossil | G | 2030 | Oil |  | 0 | 0 | 0 | 0 | 0 | 0 | 0 | 0 | 0 | 0 | 0 | 0 | 0 | 0 | 0 | 0 | 0 | 0 | 0 | 0 | 0 | 0 | 0 | 0 | 0 | 0 | 0 | 0 | 0 | 0 | 0 | 0 | 0 | 0 | 0 | 0 | 0 | 0 | 0 | 0 | 0.077732 | 0 | 0 | 0 | 0 | 0 | 0 | 0 | 0 | 0 | 1.8
7777_G_6 | PJM West | Ohio | 39 | Tuscarawas | 157 | 7777 | 6 | Dover Peaking | 10745 | 1999 | 9999 | Combustion Turbine | [5 empty] | Fossil | G | 2030 | Oil |  | 0 | 0 | 0 | 0 | 0 | 0 | 0 | 0 | 0 | 0 | 0 | 0 | 0 | 0 | 0 | 0 | 0 | 0 | 0 | 0 | 0 | 0 | 0 | 0 | 0 | 0 | 0 | 0 | 0 | 0 | 0 | 0 | 0 | 0 | 0 | 0 | 0 | 0 | 0 | 0 | 0.077732 | 0 | 0 | 0 | 0 | 0 | 0 | 0 | 0 | 0 | 1.8
7778_G_1 | PJM West | Ohio | 39 | Wayne | 169 | 7778 | 1 | Orrville Peaking | 10745 | 1999 | 9999 | Combustion Turbine | [5 empty] | Fossil | G | 2030 | Oil |  | 0 | 0 | 0 | 0 | 0 | 0 | 0 | 0 | 0 | 0 | 0 | 0 | 0 | 0 | 0 | 0 | 0 | 0 | 0 | 0 | 0 | 0 | 0 | 0 | 0 | 0 | 0 | 0 | 0 | 0 | 0 | 0 | 0 | 0 | 0 | 0 | 0 | 0 | 0 | 0 | 0.077732 | 0 | 0 | 0 | 0 | 0 | 0 | 0 | 0 | 0 | 1.8
7778_G_2 | PJM West | Ohio | 39 | Wayne | 169 | 7778 | 2 | Orrville Peaking | 10745 | 1999 | 9999 | Combustion Turbine | [5 empty] | Fossil | G | 2030 | Oil |  | 0 | 0 | 0 | 0 | 0 | 0 | 0 | 0 | 0 | 0 | 0 | 0 | 0 | 0 | 0 | 0 | 0 | 0 | 0 | 0 | 0 | 0 | 0 | 0 | 0 | 0 | 0 | 0 | 0 | 0 | 0 | 0 | 0 | 0 | 0 | 0 | 0 | 0 | 0 | 0 | 0.077732 | 0 | 0 | 0 | 0 | 0 | 0 | 0 | 0 | 0 | 1.8
7778_G_3 | PJM West | Ohio | 39 | Wayne | 169 | 7778 | 3 | Orrville Peaking | 10745 | 1999 | 9999 | Combustion Turbine | [5 empty] | Fossil | G | 2030 | Oil |  | 0 | 0 | 0 | 0 | 0 | 0 | 0 | 0 | 0 | 0 | 0 | 0 | 0 | 0 | 0 | 0 | 0 | 0 | 0 | 0 | 0 | 0 | 0 | 0 | 0 | 0 | 0 | 0 | 0 | 0 | 0 | 0 | 0 | 0 | 0 | 0 | 0 | 0 | 0 | 0 | 0.077732 | 0 | 0 | 0 | 0 | 0 | 0 | 0 | 0 | 0 | 1.8
7779_G_1 | PJM_ATSI | Ohio | 39 | Williams | 171 | 7779 | 1 | Bryan Peaking | 10745 | 1999 | 9999 | Combustion Turbine | [5 empty] | Fossil | G | 2030 | Oil |  | 0 | 0 | 0 | 0 | 0 | 0 | 0 | 0 | 0 | 0 | 0 | 0 | 0 | 0 | 0 | 0 | 0 | 0 | 0 | 0 | 0 | 0 | 0 | 0 | 0 | 0 | 0 | 0 | 0 | 0 | 0 | 0 | 0 | 0 | 0 | 0 | 0 | 0 | 0 | 0 | 0.035505 | 0 | 0 | 0 | 0 | 0 | 0 | 0 | 0 | 0 | 1.8
7779_G_2 | PJM_ATSI | Ohio | 39 | Williams | 171 | 7779 | 2 | Bryan Peaking | 10745 | 1999 | 9999 | Combustion Turbine | [5 empty] | Fossil | G | 2030 | Oil |  | 0 | 0 | 0 | 0 | 0 | 0 | 0 | 0 | 0 | 0 | 0 | 0 | 0 | 0 | 0 | 0 | 0 | 0 | 0 | 0 | 0 | 0 | 0 | 0 | 0 | 0 | 0 | 0 | 0 | 0 | 0 | 0 | 0 | 0 | 0 | 0 | 0 | 0 | 0 | 0 | 0.035505 | 0 | 0 | 0 | 0 | 0 | 0 | 0 | 0 | 0 | 1.8
7779_G_3 | PJM_ATSI | Ohio | 39 | Williams | 171 | 7779 | 3 | Bryan Peaking | 10745 | 1999 | 9999 | Combustion Turbine | [5 empty] | Fossil | G | 2030 | Oil |  | 0 | 0 | 0 | 0 | 0 | 0 | 0 | 0 | 0 | 0 | 0 | 0 | 0 | 0 | 0 | 0 | 0 | 0 | 0 | 0 | 0 | 0 | 0 | 0 | 0 | 0 | 0 | 0 | 0 | 0 | 0 | 0 | 0 | 0 | 0 | 0 | 0 | 0 | 0 | 0 | 0.035505 | 0 | 0 | 0 | 0 | 0 | 0 | 0 | 0 | 0 | 1.8
7779_G_4 | PJM_ATSI | Ohio | 39 | Williams | 171 | 7779 | 4 | Bryan Peaking | 10745 | 1999 | 9999 | Combustion Turbine | [5 empty] | Fossil | G | 2030 | Oil |  | 0 | 0 | 0 | 0 | 0 | 0 | 0 | 0 | 0 | 0 | 0 | 0 | 0 | 0 | 0 | 0 | 0 | 0 | 0 | 0 | 0 | 0 | 0 | 0 | 0 | 0 | 0 | 0 | 0 | 0 | 0 | 0 | 0 | 0 | 0 | 0 | 0 | 0 | 0 | 0 | 0.035505 | 0 | 0 | 0 | 0 | 0 | 0 | 0 | 0 | 0 | 1.8
7779_G_5 | PJM_ATSI | Ohio | 39 | Williams | 171 | 7779 | 5 | Bryan Peaking | 10745 | 1999 | 9999 | Combustion Turbine | [5 empty] | Fossil | G | 2030 | Oil |  | 0 | 0 | 0 | 0 | 0 | 0 | 0 | 0 | 0 | 0 | 0 | 0 | 0 | 0 | 0 | 0 | 0 | 0 | 0 | 0 | 0 | 0 | 0 | 0 | 0 | 0 | 0 | 0 | 0 | 0 | 0 | 0 | 0 | 0 | 0 | 0 | 0 | 0 | 0 | 0 | 0.035505 | 0 | 0 | 0 | 0 | 0 | 0 | 0 | 0 | 0 | 1.8
7779_G_6 | PJM_ATSI | Ohio | 39 | Williams | 171 | 7779 | 6 | Bryan Peaking | 10745 | 1999 | 9999 | Combustion Turbine | [5 empty] | Fossil | G | 2030 | Oil |  | 0 | 0 | 0 | 0 | 0 | 0 | 0 | 0 | 0 | 0 | 0 | 0 | 0 | 0 | 0 | 0 | 0 | 0 | 0 | 0 | 0 | 0 | 0 | 0 | 0 | 0 | 0 | 0 | 0 | 0 | 0 | 0 | 0 | 0 | 0 | 0 | 0 | 0 | 0 | 0 | 0.035505 | 0 | 0 | 0 | 0 | 0 | 0 | 0 | 0 | 0 | 1.8
7780_G_1 | PJM West | Ohio | 39 | Shelby | 149 | 7780 | 1 | Jackson Cntr Peaking | 10745 | 1999 | 9999 | Combustion Turbine | [5 empty] | Fossil | G | 2030 | Oil |  | 0 | 0 | 0 | 0 | 0 | 0 | 0 | 0 | 0 | 0 | 0 | 0 | 0 | 0 | 0 | 0 | 0 | 0 | 0 | 0 | 0 | 0 | 0 | 0 | 0 | 0 | 0 | 0 | 0 | 0 | 0 | 0 | 0 | 0 | 0 | 0 | 0 | 0 | 0 | 0 | 0.077732 | 0 | 0 | 0 | 0 | 0 | 0 | 0 | 0 | 0 | 1.8
7781_G_1 | PJM West | Ohio | 39 | Darke | 37 | 7781 | 1 | Arcanum Peaking | 10745 | 1999 | 9999 | Combustion Turbine | [5 empty] | Fossil | G | 2030 | Oil |  | 0 | 0 | 0 | 0 | 0 | 0 | 0 | 0 | 0 | 0 | 0 | 0 | 0 | 0 | 0 | 0 | 0 | 0 | 0 | 0 | 0 | 0 | 0 | 0 | 0 | 0 | 0 | 0 | 0 | 0 | 0 | 0 | 0 | 0 | 0 | 0 | 0 | 0 | 0 | 0 | 0.077732 | 0 | 0 | 0 | 0 | 0 | 0 | 0 | 0 | 0 | 1.8
7782_G_1 | PJM West | Ohio | 39 | Butler | 17 | 7782 | 1 | Hamilton Peaking | 12112 | 2000 | 9999 | Combustion Turbine |  |  |  | H2O |  | Fossil | G | 2030 | NaturalGas |  | 0.017284 | 0.0041721 | 0.030709 | 0.052166 | 0 | 0 | 0 | 0 | 0 | 0 | 0 | 0 | 0 | 0 | 0 | 0 | 1.4271 | 0.34446 | 2.5354 | 4.3069 | 1.0118 | 0.24424 | 1.7977 | 3.0538 | 1.2099e-09 | 2.9205e-10 | 2.1496e-09 | 3.6516e-09 | 0.0014264 | 0.0003443 | 0.0025343 | 0.004305 | 0 | 0 | 0 | 0 | 0 | 0 | 0 | 0 | 0.57203 | 0.0079344 | 0.0019152 | 0.014097 | 0.023947 | 0.046054 | 0.0094737 | 0.061567 | 0.11709 | 0 | 29
7783_G_1 | PJM_ATSI | Ohio | 39 | Wood | 173 | 7783 | 1 | Bowling Green Peaking | 10745 | 2000 | 9999 | Combustion Turbine |  |  |  | H2O |  | Fossil | G | 2030 | NaturalGas |  | 0.036484 | 0.0058162 | 0.088751 | 0.13105 | 0 | 0 | 0 | 0 | 0 | 0 | 0 | 0 | 0 | 0 | 0 | 0 | 3.3954 | 0.5413 | 8.2597 | 12.1964 | 2.1357 | 0.34048 | 5.1955 | 7.6717 | 2.5538e-09 | 4.0714e-10 | 6.2126e-09 | 9.1736e-09 | 0.0030114 | 0.00048007 | 0.0073255 | 0.010817 | 0 | 0 | 0 | 0 | 0 | 0 | 0 | 0 | 0.57203 | 0.018878 | 0.0030096 | 0.045924 | 0.067812 | 0.089608 | 0.012356 | 0.16287 | 0.26483 | 0 | 29
7784_G_1 | NY_Zone B (Genesee) | New York | 36 | Allegany | 3 | 7784 | 1 | Allegany Cogen | 8466 | 1994 | 9999 | Combined Cycle |  |  | SCR | H2O |  | Fossil | G | 2030 | NaturalGas |  | 0.5954 | 0.8071 | 1.116 | 2.5185 | 0 | 0 | 0 | 0 | 0 | 0 | 0 | 0 | 0 | 0 | 0 | 0 | 70.3284 | 95.334 | 131.8272 | 297.4896 | 34.8547 | 47.2475 | 65.3335 | 147.4357 | 4.1678e-08 | 5.6497e-08 | 7.8123e-08 | 1.763e-07 | 0.0092887 | 0.012591 | 0.0066963 | 0.028576 | 0 | 0 | 0 | 0 | 0 | 0 | 0 | 0 | 1.5856 | 0.1607 | 0.21784 | 0.30123 | 0.67978 | 1.3728 | 1.6115 | 1.9209 | 4.9051 | 0 | 40 | SCR
7784_G_2 | NY_Zone B (Genesee) | New York | 36 | Allegany | 3 | 7784 | 2 | Allegany Cogen | 8466 | 1994 | 9999 | Combined Cycle |  |  | SCR | H2O |  | Fossil | G | 2030 | NaturalGas |  | 0.2977 | 0.40355 | 0.55802 | 1.2593 | 0 | 0 | 0 | 0 | 0 | 0 | 0 | 0 | 0 | 0 | 0 | 0 | 35.1642 | 47.667 | 65.9136 | 148.7448 | 17.4274 | 23.6238 | 32.6667 | 73.7179 | 2.0839e-08 | 2.8248e-08 | 3.9062e-08 | 8.8149e-08 | 0.0046444 | 0.0062957 | 0.0087056 | 0.019646 | 0 | 0 | 0 | 0 | 0 | 0 | 0 | 0 | 0.79279 | 0.080352 | 0.10892 | 0.15062 | 0.33989 | 0.68639 | 0.80573 | 0.96043 | 2.4525 | 0 | 20 | SCR
7789_G_1 | WECC_New Mexico | New Mexico | 35 | Rio Arriba | 39 | 7789 | 1 | Abiquiu Dam | 0 | 1989 | 9999 | Hydro | [5 empty] | Non-Fossil | G | 2030 | Hydro |  | 0 | 0 | 0 | 0 | 0 | 0 | 0 | 0 | 0 | 0 | 0 | 0 | 0 | 0 | 0 | 0 | 2.9367 | 4.1995 | 6.8932 | 14.0294 | 0 | 0 | 0 | 0 | 0 | 0 | 0 | 0 | 0 | 0 | 0 | 0 | 0 | 0 | 0 | 0 | 0 | 0 | 0 | 0 | 0.10908 | 0.004082 | 0.0058374 | 0.0095815 | 0.019501 | 0 | 0 | 0 | 0 | 0 | 6.9
7789_G_2 | WECC_New Mexico | New Mexico | 35 | Rio Arriba | 39 | 7789 | 2 | Abiquiu Dam | 0 | 1989 | 9999 | Hydro | [5 empty] | Non-Fossil | G | 2030 | Hydro |  | 0 | 0 | 0 | 0 | 0 | 0 | 0 | 0 | 0 | 0 | 0 | 0 | 0 | 0 | 0 | 0 | 2.9367 | 4.1995 | 6.8932 | 14.0294 | 0 | 0 | 0 | 0 | 0 | 0 | 0 | 0 | 0 | 0 | 0 | 0 | 0 | 0 | 0 | 0 | 0 | 0 | 0 | 0 | 0.10908 | 0.004082 | 0.0058374 | 0.0095815 | 0.019501 | 0 | 0 | 0 | 0 | 0 | 6.9
7789_G_3 | WECC_New Mexico | New Mexico | 35 | Rio Arriba | 39 | 7789 | 3 | Abiquiu Dam | 0 | 2011 | 9999 | Hydro | [5 empty] | Non-Fossil | G | 2030 | Hydro |  | 0 | 0 | 0 | 0 | 0 | 0 | 0 | 0 | 0 | 0 | 0 | 0 | 0 | 0 | 0 | 0 | 1.2768 | 1.8259 | 2.997 | 6.0997 | 0 | 0 | 0 | 0 | 0 | 0 | 0 | 0 | 0 | 0 | 0 | 0 | 0 | 0 | 0 | 0 | 0 | 0 | 0 | 0 | 0.047425 | 0.0017748 | 0.002538 | 0.0041659 | 0.0084786 | 0 | 0 | 0 | 0 | 0 | 3
7790_B_1-1 | WECC_Utah | Utah | 88 | Uintah | 687 | 7790 | 1-1 | Bonanza | 9983 | 1986 | 9999 | Coal Steam | wall | dry | Baghouse + Wet Scrubber | LNB + OFA | Wet Scrubber | Fossil | B | 2030 |  | Coal Retirement | 0 | 0 | 0 | 0 | 0 | 0 | 0 | 0 | 0 | 0 | 0 | 0 | 0 | 0 | 0 | 0 | 0 | 0 | 0 | 0 | 0 | 0 | 0 | 0 | 0 | 0 | 0 | 0 | 0 | 0 | 0 | 0 | 0 | 0 | 0 | 0 | 0 | 0 | 0 | 0 | 0 | 0 | 0 | 0 | 0 | 0 | 0 | 0 | 0 | 0 | 458 | Scrubber | Wet Scrubber
7791_G_1 | PJM_ATSI | Ohio | 39 | Williams | 171 | 7791 | 1 | Montpelier | 10745 | 2000 | 9999 | Combustion Turbine | [5 empty] | Fossil | G | 2030 | Oil |  | 0 | 0 | 0 | 0 | 0 | 0 | 0 | 0 | 0 | 0 | 0 | 0 | 0 | 0 | 0 | 0 | 0 | 0 | 0 | 0 | 0 | 0 | 0 | 0 | 0 | 0 | 0 | 0 | 0 | 0 | 0 | 0 | 0 | 0 | 0 | 0 | 0 | 0 | 0 | 0 | 0.035505 | 0 | 0 | 0 | 0 | 0 | 0 | 0 | 0 | 0 | 1.8
7791_G_2 | PJM_ATSI | Ohio | 39 | Williams | 171 | 7791 | 2 | Montpelier | 10745 | 2000 | 9999 | Combustion Turbine | [5 empty] | Fossil | G | 2030 | Oil |  | 0 | 0 | 0 | 0 | 0 | 0 | 0 | 0 | 0 | 0 | 0 | 0 | 0 | 0 | 0 | 0 | 0 | 0 | 0 | 0 | 0 | 0 | 0 | 0 | 0 | 0 | 0 | 0 | 0 | 0 | 0 | 0 | 0 | 0 | 0 | 0 | 0 | 0 | 0 | 0 | 0.035505 | 0 | 0 | 0 | 0 | 0 | 0 | 0 | 0 | 0 | 1.8
7791_G_3 | PJM_ATSI | Ohio | 39 | Williams | 171 | 7791 | 3 | Montpelier | 10745 | 2000 | 9999 | Combustion Turbine | [5 empty] | Fossil | G | 2030 | Oil |  | 0 | 0 | 0 | 0 | 0 | 0 | 0 | 0 | 0 | 0 | 0 | 0 | 0 | 0 | 0 | 0 | 0 | 0 | 0 | 0 | 0 | 0 | 0 | 0 | 0 | 0 | 0 | 0 | 0 | 0 | 0 | 0 | 0 | 0 | 0 | 0 | 0 | 0 | 0 | 0 | 0.035505 | 0 | 0 | 0 | 0 | 0 | 0 | 0 | 0 | 0 | 1.8
7791_G_4 | PJM_ATSI | Ohio | 39 | Williams | 171 | 7791 | 4 | Montpelier | 10745 | 2000 | 9999 | Combustion Turbine | [5 empty] | Fossil | G | 2030 | Oil |  | 0 | 0 | 0 | 0 | 0 | 0 | 0 | 0 | 0 | 0 | 0 | 0 | 0 | 0 | 0 | 0 | 0 | 0 | 0 | 0 | 0 | 0 | 0 | 0 | 0 | 0 | 0 | 0 | 0 | 0 | 0 | 0 | 0 | 0 | 0 | 0 | 0 | 0 | 0 | 0 | 0.035505 | 0 | 0 | 0 | 0 | 0 | 0 | 0 | 0 | 0 | 1.8
7791_G_5 | PJM_ATSI | Ohio | 39 | Williams | 171 | 7791 | 5 | Montpelier | 10745 | 2000 | 9999 | Combustion Turbine | [5 empty] | Fossil | G | 2030 | Oil |  | 0 | 0 | 0 | 0 | 0 | 0 | 0 | 0 | 0 | 0 | 0 | 0 | 0 | 0 | 0 | 0 | 0 | 0 | 0 | 0 | 0 | 0 | 0 | 0 | 0 | 0 | 0 | 0 | 0 | 0 | 0 | 0 | 0 | 0 | 0 | 0 | 0 | 0 | 0 | 0 | 0.035505 | 0 | 0 | 0 | 0 | 0 | 0 | 0 | 0 | 0 | 1.8
7791_G_6 | PJM_ATSI | Ohio | 39 | Williams | 171 | 7791 | 6 | Montpelier | 10745 | 2000 | 9999 | Combustion Turbine | [5 empty] | Fossil | G | 2030 | Oil |  | 0 | 0 | 0 | 0 | 0 | 0 | 0 | 0 | 0 | 0 | 0 | 0 | 0 | 0 | 0 | 0 | 0 | 0 | 0 | 0 | 0 | 0 | 0 | 0 | 0 | 0 | 0 | 0 | 0 | 0 | 0 | 0 | 0 | 0 | 0 | 0 | 0 | 0 | 0 | 0 | 0.035505 | 0 | 0 | 0 | 0 | 0 | 0 | 0 | 0 | 0 | 1.8
7795_G_1 | MISO_Wisconsin- Upper Michigan (WUMS) | Wisconsin | 55 | Manitowoc | 71 | 7795 | 1 | Custer Energy Center | 16966 | 1999 | 9999 | Combustion Turbine | [5 empty] | Fossil | G | 2030 | Oil |  | 0 | 0 | 0 | 0 | 0 | 0 | 0 | 0 | 0 | 0 | 0 | 0 | 0 | 0 | 0 | 0 | 0 | 0 | 0 | 0 | 0 | 0 | 0 | 0 | 0 | 0 | 0 | 0 | 0 | 0 | 0 | 0 | 0 | 0 | 0 | 0 | 0 | 0 | 0 | 0 | 0.43395 | 0 | 0 | 0 | 0 | 0 | 0 | 0 | 0 | 0 | 22
7797_G_DOM1 | PJM_Dominion | Virginia | 51 | Prince William | 153 | 7797 | DOM1 | Dominion/Lo Mar | 24694 | 1997 | 9999 | Combustion Turbine | [5 empty] | Fossil | G | 2030 | Oil |  | 0 | 0 | 0 | 0 | 0 | 0 | 0 | 0 | 0 | 0 | 0 | 0 | 0 | 0 | 0 | 0 | 0 | 0 | 0 | 0 | 0 | 0 | 0 | 0 | 0 | 0 | 0 | 0 | 0 | 0 | 0 | 0 | 0 | 0 | 0 | 0 | 0 | 0 | 0 | 0 | 0.41635 | 0 | 0 | 0 | 0 | 0 | 0 | 0 | 0 | 0 | 9
7797_G_DOM2 | PJM_Dominion | Virginia | 51 | Prince William | 153 | 7797 | DOM2 | Dominion/Lo Mar | 10745 | 1997 | 9999 | Combustion Turbine | [5 empty] | Fossil | G | 2030 | Oil |  | 0 | 0 | 0 | 0 | 0 | 0 | 0 | 0 | 0 | 0 | 0 | 0 | 0 | 0 | 0 | 0 | 0 | 0 | 0 | 0 | 0 | 0 | 0 | 0 | 0 | 0 | 0 | 0 | 0 | 0 | 0 | 0 | 0 | 0 | 0 | 0 | 0 | 0 | 0 | 0 | 0.059877 | 0 | 0 | 0 | 0 | 0 | 0 | 0 | 0 | 0 | 1.7
7797_G_LOM1 | PJM_Dominion | Virginia | 51 | Prince William | 153 | 7797 | LOM1 | Dominion/Lo Mar | 10745 | 1997 | 9999 | Combustion Turbine | [5 empty] | Fossil | G | 2030 | Oil |  | 0 | 0 | 0 | 0 | 0 | 0 | 0 | 0 | 0 | 0 | 0 | 0 | 0 | 0 | 0 | 0 | 0 | 0 | 0 | 0 | 0 | 0 | 0 | 0 | 0 | 0 | 0 | 0 | 0 | 0 | 0 | 0 | 0 | 0 | 0 | 0 | 0 | 0 | 0 | 0 | 0.059877 | 0 | 0 | 0 | 0 | 0 | 0 | 0 | 0 | 0 | 1.7
7797_G_LOM2 | PJM_Dominion | Virginia | 51 | Prince William | 153 | 7797 | LOM2 | Dominion/Lo Mar | 10745 | 1997 | 9999 | Combustion Turbine | [5 empty] | Fossil | G | 2030 | Oil |  | 0 | 0 | 0 | 0 | 0 | 0 | 0 | 0 | 0 | 0 | 0 | 0 | 0 | 0 | 0 | 0 | 0 | 0 | 0 | 0 | 0 | 0 | 0 | 0 | 0 | 0 | 0 | 0 | 0 | 0 | 0 | 0 | 0 | 0 | 0 | 0 | 0 | 0 | 0 | 0 | 0.059877 | 0 | 0 | 0 | 0 | 0 | 0 | 0 | 0 | 0 | 1.7
7797_G_LOM3 | PJM_Dominion | Virginia | 51 | Prince William | 153 | 7797 | LOM3 | Dominion/Lo Mar | 10745 | 1997 | 9999 | Combustion Turbine | [5 empty] | Fossil | G | 2030 | Oil |  | 0 | 0 | 0 | 0 | 0 | 0 | 0 | 0 | 0 | 0 | 0 | 0 | 0 | 0 | 0 | 0 | 0 | 0 | 0 | 0 | 0 | 0 | 0 | 0 | 0 | 0 | 0 | 0 | 0 | 0 | 0 | 0 | 0 | 0 | 0 | 0 | 0 | 0 | 0 | 0 | 0.059877 | 0 | 0 | 0 | 0 | 0 | 0 | 0 | 0 | 0 | 1.7
7798_G_1 | PJM_Dominion | Virginia | 51 | Prince William | 153 | 7798 | 1 | Gateway Gen | 12479 | 1996 | 9999 | Combustion Turbine | [5 empty] | Fossil | G | 2030 | Oil |  | 0 | 0 | 0 | 0 | 0 | 0 | 0 | 0 | 0 | 0 | 0 | 0 | 0 | 0 | 0 | 0 | 0 | 0 | 0 | 0 | 0 | 0 | 0 | 0 | 0 | 0 | 0 | 0 | 0 | 0 | 0 | 0 | 0 | 0 | 0 | 0 | 0 | 0 | 0 | 0 | 0.075973 | 0 | 0 | 0 | 0 | 0 | 0 | 0 | 0 | 0 | 1.7
7798_G_2 | PJM_Dominion | Virginia | 51 | Prince William | 153 | 7798 | 2 | Gateway Gen | 12759 | 2009 | 9999 | Combustion Turbine | [5 empty] | Fossil | G | 2030 | Oil |  | 0 | 0 | 0 | 0 | 0 | 0 | 0 | 0 | 0 | 0 | 0 | 0 | 0 | 0 | 0 | 0 | 0 | 0 | 0 | 0 | 0 | 0 | 0 | 0 | 0 | 0 | 0 | 0 | 0 | 0 | 0 | 0 | 0 | 0 | 0 | 0 | 0 | 0 | 0 | 0 | 0.075973 | 0 | 0 | 0 | 0 | 0 | 0 | 0 | 0 | 0 | 1.7
7799_G_34 | MISO_Wisconsin- Upper Michigan (WUMS) | Wisconsin | 55 | Marinette | 75 | 7799 | 34 | West Marinette 34 | 12565 | 2000 | 9999 | Combustion Turbine |  |  |  | DLNB + H2O |  | Fossil | G | 2030 | NaturalGas |  | 0 | 0 | 0.044058 | 0.044058 | 0 | 0 | 0 | 0 | 0 | 0 | 0 | 0 | 0 | 0 | 0 | 0 | 0 | 0 | 3.5064 | 3.5064 | 0 | 0 | 2.5791 | 2.5791 | 0 | 0 | 3.0841e-09 | 3.0841e-09 | 0 | 0 | 0.0007025 | 0.0007025 | 0 | 0 | 0 | 0 | 0 | 0 | 0 | 0 | 1.3887 | 0 | 0 | 0.016164 | 0.016164 | 0 | 0 | 0.099116 | 0.099116 | 0 | 70.4
7805_G_001 | SERC_VACAR | North Carolina | 37 | Richmond | 153 | 7805 | 001 | Sherwood H Smith Jr Energy Complex | 11239 | 2001 | 9999 | Combustion Turbine |  |  |  | DLNB + H2O |  | Fossil | G | 2030 | NaturalGas |  | 0.031644 | 0.0066869 | 0.0015979 | 0.039928 | 0 | 0 | 0 | 0 | 0 | 0 | 0 | 0 | 0 | 0 | 0 | 0 | 2.8155 | 0.59498 | 0.14218 | 3.5527 | 1.8524 | 0.39145 | 0.093542 | 2.3374 | 2.2151e-09 | 4.6808e-10 | 1.1185e-10 | 2.795e-09 | 0.00058256 | 0.00012311 | 2.9418e-05 | 0.00073508 | 0 | 0 | 0 | 0 | 0 | 0 | 0 | 0 | 3.0969 | 0.01298 | 0.0027428 | 0.00065543 | 0.016378 | 0.10246 | 0.018516 | 0.0043746 | 0.12535 | 0 | 157
7805_G_002 | SERC_VACAR | North Carolina | 37 | Richmond | 153 | 7805 | 002 | Sherwood H Smith Jr Energy Complex | 11239 | 2001 | 9999 | Combustion Turbine |  |  |  | DLNB + H2O |  | Fossil | G | 2030 | NaturalGas |  | 0.031442 | 0.0066443 | 0.0015877 | 0.039674 | 0 | 0 | 0 | 0 | 0 | 0 | 0 | 0 | 0 | 0 | 0 | 0 | 2.7976 | 0.59119 | 0.14127 | 3.53 | 1.8406 | 0.38896 | 0.092946 | 2.3225 | 2.2009e-09 | 4.651e-10 | 1.1114e-10 | 2.7772e-09 | 0.00049726 | 0.00010508 | 2.511e-05 | 0.00062745 | 0 | 0 | 0 | 0 | 0 | 0 | 0 | 0 | 3.0771 | 0.012897 | 0.0027254 | 0.00065126 | 0.016274 | 0.10181 | 0.018398 | 0.0043467 | 0.12455 | 0 | 156
7805_G_003 | SERC_VACAR | North Carolina | 37 | Richmond | 153 | 7805 | 003 | Sherwood H Smith Jr Energy Complex | 11239 | 2001 | 9999 | Combustion Turbine |  |  |  | DLNB + H2O |  | Fossil | G | 2030 | NaturalGas |  | 0.031241 | 0.0066017 | 0.0015776 | 0.03942 | 0 | 0 | 0 | 0 | 0 | 0 | 0 | 0 | 0 | 0 | 0 | 0 | 2.7797 | 0.5874 | 0.14036 | 3.5074 | 1.8288 | 0.38647 | 0.09235 | 2.3076 | 2.1868e-09 | 4.6212e-10 | 1.1043e-10 | 2.7594e-09 | 0.0005867 | 0.00012398 | 2.9627e-05 | 0.0007403 | 0 | 0 | 0 | 0 | 0 | 0 | 0 | 0 | 3.0574 | 0.012814 | 0.0027079 | 0.00064708 | 0.016169 | 0.10116 | 0.01828 | 0.0043188 | 0.12376 | 0 | 155
7805_G_004 | SERC_VACAR | North Carolina | 37 | Richmond | 153 | 7805 | 004 | Sherwood H Smith Jr Energy Complex | 11239 | 2001 | 9999 | Combustion Turbine |  |  |  | DLNB + H2O |  | Fossil | G | 2030 | NaturalGas |  | 0.032047 | 0.0067721 | 0.0016183 | 0.040437 | 0 | 0 | 0 | 0 | 0 | 0 | 0 | 0 | 0 | 0 | 0 | 0 | 2.8514 | 0.60255 | 0.14399 | 3.5979 | 1.876 | 0.39644 | 0.094733 | 2.3672 | 2.2433e-09 | 4.7405e-10 | 1.1328e-10 | 2.8306e-09 | 0.00052541 | 0.00011103 | 2.6532e-05 | 0.00066297 | 0 | 0 | 0 | 0 | 0 | 0 | 0 | 0 | 3.1363 | 0.013145 | 0.0027778 | 0.00066378 | 0.016586 | 0.10377 | 0.018752 | 0.0044303 | 0.12695 | 0 | 159
7805_G_10 | SERC_VACAR | North Carolina | 37 | Richmond | 153 | 7805 | 10 | Sherwood H Smith Jr Energy Complex | 7050 | 2011 | 9999 | Combined Cycle |  |  | SCR | DLNB + H2O |  | Fossil | G | 2030 | NaturalGas |  | 1.7685 | 2.2164 | 4.066 | 8.0509 | 0 | 0 | 0 | 0 | 0 | 0 | 0 | 0 | 0 | 0 | 0 | 0 | 250.8502 | 314.3818 | 576.7438 | 1141.9757 | 103.5276 | 129.7476 | 238.0262 | 471.3014 | 1.2379e-07 | 1.5515e-07 | 2.8462e-07 | 5.6357e-07 | 0.0056922 | 0.0071339 | 0.013087 | 0.025914 | 0 | 0 | 0 | 0 | 0 | 0 | 0 | 0 | 5.5279 | 0.57321 | 0.71838 | 1.3179 | 2.6095 | 5.7264 | 6.1372 | 11.1315 | 22.9951 | 0 | 175 | SCR
7805_G_6 | SERC_VACAR | North Carolina | 37 | Richmond | 153 | 7805 | 6 | Sherwood H Smith Jr Energy Complex | 11238 | 2002 | 9999 | Combustion Turbine |  |  |  | DLNB + H2O |  | Fossil | G | 2030 | NaturalGas |  | 0.029222 | 0.0061753 | 0.0014756 | 0.036873 | 0 | 0 | 0 | 0 | 0 | 0 | 0 | 0 | 0 | 0 | 0 | 0 | 2.6003 | 0.5495 | 0.13131 | 3.2811 | 1.7107 | 0.3615 | 0.086384 | 2.1586 | 2.0456e-09 | 4.3227e-10 | 1.033e-10 | 2.5811e-09 | 0.00052294 | 0.00011051 | 2.6407e-05 | 0.00065985 | 0 | 0 | 0 | 0 | 0 | 0 | 0 | 0 | 2.8602 | 0.011987 | 0.0025332 | 0.00060533 | 0.015126 | 0.094623 | 0.017099 | 0.0040399 | 0.11576 | 0 | 145
7805_G_7 | SERC_VACAR | North Carolina | 37 | Richmond | 153 | 7805 | 7 | Sherwood H Smith Jr Energy Complex | 7050 | 2002 | 9999 | Combined Cycle |  |  | SCR | DLNB + H2O |  | Fossil | G | 2030 | NaturalGas |  | 1.5563 | 1.9504 | 3.5781 | 7.0848 | 0 | 0 | 0 | 0 | 0 | 0 | 0 | 0 | 0 | 0 | 0 | 0 | 220.7481 | 276.656 | 507.5345 | 1004.9386 | 91.1043 | 114.1779 | 209.4631 | 414.7452 | 1.0894e-07 | 1.3653e-07 | 2.5047e-07 | 4.9594e-07 | 0.0059794 | 0.0074938 | 0.013748 | 0.027221 | 0 | 0 | 0 | 0 | 0 | 0 | 0 | 0 | 4.8646 | 0.50442 | 0.63218 | 1.1597 | 2.2963 | 5.0392 | 5.4007 | 9.7957 | 20.2357 | 0 | 154 | SCR
7805_G_8 | SERC_VACAR | North Carolina | 37 | Richmond | 153 | 7805 | 8 | Sherwood H Smith Jr Energy Complex | 7050 | 2002 | 9999 | Combined Cycle |  |  | SCR | DLNB + H2O |  | Fossil | G | 2030 | NaturalGas |  | 1.5462 | 1.9378 | 3.5549 | 7.0388 | 0 | 0 | 0 | 0 | 0 | 0 | 0 | 0 | 0 | 0 | 0 | 0 | 219.3147 | 274.8595 | 504.2389 | 998.4131 | 90.5127 | 113.4364 | 208.1029 | 412.0521 | 1.0823e-07 | 1.3564e-07 | 2.4884e-07 | 4.9272e-07 | 0.0059406 | 0.0074451 | 0.013658 | 0.027044 | 0 | 0 | 0 | 0 | 0 | 0 | 0 | 0 | 4.833 | 0.50115 | 0.62807 | 1.1522 | 2.2814 | 5.0065 | 5.3657 | 9.7321 | 20.1043 | 0 | 153 | SCR
7805_G_9 | SERC_VACAR | North Carolina | 37 | Richmond | 153 | 7805 | 9 | Sherwood H Smith Jr Energy Complex | 7050 | 2011 | 9999 | Combined Cycle |  |  | SCR | DLNB + H2O |  | Fossil | G | 2030 | NaturalGas |  | 1.7584 | 2.2037 | 4.0428 | 8.0049 | 0 | 0 | 0 | 0 | 0 | 0 | 0 | 0 | 0 | 0 | 0 | 0 | 249.4167 | 312.5853 | 573.4481 | 1135.4502 | 102.936 | 129.0061 | 236.6661 | 468.6082 | 1.2309e-07 | 1.5426e-07 | 2.83e-07 | 5.6034e-07 | 0.0056597 | 0.0070931 | 0.013013 | 0.025765 | 0 | 0 | 0 | 0 | 0 | 0 | 0 | 0 | 5.4963 | 0.56993 | 0.71428 | 1.3104 | 2.5946 | 5.6937 | 6.1021 | 11.0679 | 22.8637 | 0 | 174 | SCR
7805_G_ST4 | SERC_VACAR | North Carolina | 37 | Richmond | 153 | 7805 | ST4 | Sherwood H Smith Jr Energy Complex | 7050 | 2002 | 9999 | Combined Cycle |  |  | SCR | DLNB + H2O |  | Fossil | G | 2030 | NaturalGas |  | 1.7079 | 2.1404 | 3.9266 | 7.7749 | 0 | 0 | 0 | 0 | 0 | 0 | 0 | 0 | 0 | 0 | 0 | 0 | 242.2496 | 303.603 | 556.9697 | 1102.8223 | 99.9781 | 125.2991 | 229.8653 | 455.1425 | 1.1955e-07 | 1.4983e-07 | 2.7486e-07 | 5.4424e-07 | 0.0065618 | 0.0082237 | 0.015087 | 0.029872 | 0 | 0 | 0 | 0 | 0 | 0 | 0 | 0 | 5.3384 | 0.55355 | 0.69375 | 1.2727 | 2.52 | 5.5301 | 5.9268 | 10.7499 | 22.2067 | 0 | 169 | SCR
7805_G_ST5 | SERC_VACAR | North Carolina | 37 | Richmond | 153 | 7805 | ST5 | Sherwood H Smith Jr Energy Complex | 7050 | 2011 | 9999 | Combined Cycle |  |  | SCR | DLNB + H2O |  | Fossil | G | 2030 | NaturalGas |  | 2.5062 | 3.1409 | 5.7622 | 11.4093 | 0 | 0 | 0 | 0 | 0 | 0 | 0 | 0 | 0 | 0 | 0 | 0 | 355.4905 | 445.5239 | 817.3283 | 1618.3427 | 146.7134 | 183.8708 | 337.3171 | 667.9014 | 1.7543e-07 | 2.1987e-07 | 4.0335e-07 | 7.9865e-07 | 0.0080667 | 0.01011 | 0.018547 | 0.036723 | 0 | 0 | 0 | 0 | 0 | 0 | 0 | 0 | 7.8338 | 0.81232 | 1.018 | 1.8676 | 3.698 | 8.1151 | 8.6973 | 15.775 | 32.5874 | 0 | 248 | SCR
7806_G_7 | MISO_Lower Michigan | Michigan | 26 | Huron | 63 | 7806 | 7 | Pine Street | 10745 | 2019 | 9999 | Combustion Turbine | [5 empty] | Fossil | G | 2030 | NaturalGas |  | 0.00021312 | 0 | 0.034278 | 0.034492 | 0 | 0 | 0 | 0 | 0 | 0 | 0 | 0 | 0 | 0 | 0 | 0 | 0.019834 | 0 | 3.1902 | 3.21 | 0.012476 | 0 | 2.0067 | 2.0191 | 1.4918e-11 | 0 | 2.3995e-09 | 2.4144e-09 | 0.00011305 | 0 | 0.018184 | 0.018297 | 0 | 0 | 0 | 0 | 0 | 0 | 0 | 0 | 0.086791 | 9.3618e-05 | 0 | 0.015058 | 0.015151 | 0.00061198 | 0 | 0.075079 | 0.075691 | 0 | 4.4
7806_G_8 | MISO_Lower Michigan | Michigan | 26 | Huron | 63 | 7806 | 8 | Pine Street | 10745 | 2020 | 9999 | Combustion Turbine | [5 empty] | Fossil | G | 2030 | NaturalGas |  | 0.00015984 | 0 | 0.025709 | 0.025869 | 0 | 0 | 0 | 0 | 0 | 0 | 0 | 0 | 0 | 0 | 0 | 0 | 0.014876 | 0 | 2.3926 | 2.4075 | 0.009357 | 0 | 1.505 | 1.5144 | 1.1189e-11 | 0 | 1.7996e-09 | 1.8108e-09 | 8.4791e-05 | 0 | 0.013638 | 0.013723 | 0 | 0 | 0 | 0 | 0 | 0 | 0 | 0 | 0.065093 | 7.0214e-05 | 0 | 0.011293 | 0.011363 | 0.00045898 | 0 | 0.05631 | 0.056769 | 0 | 3.3
7807_G_3 | PJM West | Ohio | 39 | Butler | 17 | 7807 | 3 | Hamilton Hydro | 0 | 1994 | 9999 | Hydro | [5 empty] | Non-Fossil | G | 2030 | Hydro |  | 0 | 0 | 0 | 0 | 0 | 0 | 0 | 0 | 0 | 0 | 0 | 0 | 0 | 0 | 0 | 0 | 1.2209 | 2.105 | 2.9813 | 6.3073 | 0 | 0 | 0 | 0 | 0 | 0 | 0 | 0 | 0 | 0 | 0 | 0 | 0 | 0 | 0 | 0 | 0 | 0 | 0 | 0 | 0.015808 | 0.0016971 | 0.0029259 | 0.004144 | 0.0087671 | 0 | 0 | 0 | 0 | 0 | 1
7807_G_4 | PJM West | Ohio | 39 | Butler | 17 | 7807 | 4 | Hamilton Hydro | 0 | 1994 | 9999 | Hydro | [5 empty] | Non-Fossil | G | 2030 | Hydro |  | 0 | 0 | 0 | 0 | 0 | 0 | 0 | 0 | 0 | 0 | 0 | 0 | 0 | 0 | 0 | 0 | 1.2209 | 2.105 | 2.9813 | 6.3073 | 0 | 0 | 0 | 0 | 0 | 0 | 0 | 0 | 0 | 0 | 0 | 0 | 0 | 0 | 0 | 0 | 0 | 0 | 0 | 0 | 0.015808 | 0.0016971 | 0.0029259 | 0.004144 | 0.0087671 | 0 | 0 | 0 | 0 | 0 | 1
7810_G_3 | MISO_Minnesota and Western Wisconsin | Wisconsin | 55 | Lafayette | 65 | 7810 | 3 | Argyle | 0 | 1929 | 9999 | Hydro | [5 empty] | Non-Fossil | G | 2030 | Hydro |  | 0 | 0 | 0 | 0 | 0 | 0 | 0 | 0 | 0 | 0 | 0 | 0 | 0 | 0 | 0 | 0 | 1.1875e-06 | 1.7845e-06 | 2.4181e-06 | 5.3901e-06 | 0 | 0 | 0 | 0 | 0 | 0 | 0 | 0 | 0 | 0 | 0 | 0 | 0 | 0 | 0 | 0 | 0 | 0 | 0 | 0 | 1.5808e-08 | 1.6506e-09 | 2.4805e-09 | 3.3612e-09 | 7.4923e-09 | 0 | 0 | 0 | 0 | 0 | 1e-06
7810_G_5 | MISO_Minnesota and Western Wisconsin | Wisconsin | 55 | Lafayette | 65 | 7810 | 5 | Argyle | 10745 | 2004 | 9999 | Combustion Turbine | [5 empty] | Fossil | G | 2030 | Oil |  | 0 | 0 | 0 | 0 | 0 | 0 | 0 | 0 | 0 | 0 | 0 | 0 | 0 | 0 | 0 | 0 | 0 | 0 | 0 | 0 | 0 | 0 | 0 | 0 | 0 | 0 | 0 | 0 | 0 | 0 | 0 | 0 | 0 | 0 | 0 | 0 | 0 | 0 | 0 | 0 | 0.086372 | 0 | 0 | 0 | 0 | 0 | 0 | 0 | 0 | 0 | 2
7813_G_1 | SERC_Southeastern | Georgia | 13 | Polk | 233 | 7813 | 1 | Sewell Creek Energy | 11096 | 2000 | 9999 | Combustion Turbine |  |  |  | DLNB |  | Fossil | G | 2030 | NaturalGas |  | 0.06831 | 0.07434 | 0.045905 | 0.18855 | 0 | 0 | 0 | 0 | 0 | 0 | 0 | 0 | 0 | 0 | 0 | 0 | 6.1563 | 6.6997 | 4.137 | 16.993 | 3.9989 | 4.3518 | 2.6873 | 11.038 | 4.7817e-09 | 5.2038e-09 | 3.2133e-09 | 1.3199e-08 | 0.0011538 | 0.0012556 | 0.00077533 | 0.0031847 | 0 | 0 | 0 | 0 | 0 | 0 | 0 | 0 | 1.9173 | 0.040139 | 0.043682 | 0.026974 | 0.11079 | 0.19625 | 0.18564 | 0.12262 | 0.50451 | 0 | 97.2
7813_G_2 | SERC_Southeastern | Georgia | 13 | Polk | 233 | 7813 | 2 | Sewell Creek Energy | 11088 | 2000 | 9999 | Combustion Turbine |  |  |  | DLNB |  | Fossil | G | 2030 | NaturalGas |  | 0.065171 | 0.070923 | 0.043795 | 0.17989 | 0 | 0 | 0 | 0 | 0 | 0 | 0 | 0 | 0 | 0 | 0 | 0 | 5.8776 | 6.3964 | 3.9498 | 16.2238 | 3.8151 | 4.1518 | 2.5638 | 10.5307 | 4.562e-09 | 4.9646e-09 | 3.0657e-09 | 1.2592e-08 | 0.001176 | 0.0012798 | 0.00079028 | 0.0032461 | 0 | 0 | 0 | 0 | 0 | 0 | 0 | 0 | 1.8305 | 0.038322 | 0.041704 | 0.025752 | 0.10578 | 0.18723 | 0.1771 | 0.11699 | 0.48132 | 0 | 92.8
7813_G_3 | SERC_Southeastern | Georgia | 13 | Polk | 233 | 7813 | 3 | Sewell Creek Energy | 11087 | 2000 | 9999 | Combustion Turbine |  |  |  | DLNB |  | Fossil | G | 2030 | NaturalGas |  | 0.091147 | 0.099192 | 0.061251 | 0.25159 | 0 | 0 | 0 | 0 | 0 | 0 | 0 | 0 | 0 | 0 | 0 | 0 | 8.221 | 8.9467 | 5.5246 | 22.6923 | 5.3357 | 5.8067 | 3.5856 | 14.728 | 6.3803e-09 | 6.9434e-09 | 4.2876e-09 | 1.7611e-08 | 0.0034052 | 0.0037058 | 0.0022883 | 0.0093994 | 0 | 0 | 0 | 0 | 0 | 0 | 0 | 0 | 2.5603 | 0.053601 | 0.058332 | 0.03602 | 0.14795 | 0.26186 | 0.24769 | 0.16362 | 0.67317 | 0 | 129.8
7813_G_4 | SERC_Southeastern | Georgia | 13 | Polk | 233 | 7813 | 4 | Sewell Creek Energy | 11091 | 2000 | 9999 | Combustion Turbine |  |  |  | DLNB |  | Fossil | G | 2030 | NaturalGas |  | 0.092233 | 0.10037 | 0.061981 | 0.25459 | 0 | 0 | 0 | 0 | 0 | 0 | 0 | 0 | 0 | 0 | 0 | 0 | 8.316 | 9.0501 | 5.5884 | 22.9545 | 5.3993 | 5.8759 | 3.6284 | 14.9036 | 6.4563e-09 | 7.0262e-09 | 4.3387e-09 | 1.7821e-08 | 0.0037308 | 0.0040601 | 0.0025071 | 0.010298 | 0 | 0 | 0 | 0 | 0 | 0 | 0 | 0 | 2.5899 | 0.054221 | 0.059006 | 0.036436 | 0.14966 | 0.26498 | 0.25065 | 0.16557 | 0.6812 | 0 | 131.3
7814_G_1 | SERC_VACAR | South Carolina | 45 | Union | 87 | 7814 | 1 | Webb Forging | 11525 | 2003 | 9999 | Combustion Turbine | [5 empty] | Fossil | G | 2030 | Oil |  | 0 | 0 | 0 | 0 | 0 | 0 | 0 | 0 | 0 | 0 | 0 | 0 | 0 | 0 | 0 | 0 | 0 | 0 | 0 | 0 | 0 | 0 | 0 | 0 | 0 | 0 | 0 | 0 | 0 | 0 | 0 | 0 | 0 | 0 | 0 | 0 | 0 | 0 | 0 | 0 | 0.10234 | 0 | 0 | 0 | 0 | 0 | 0 | 0 | 0 | 0 | 2.4
7814_G_2 | SERC_VACAR | South Carolina | 45 | Union | 87 | 7814 | 2 | Webb Forging | 11623 | 2003 | 9999 | Combustion Turbine | [5 empty] | Fossil | G | 2030 | Oil |  | 0 | 0 | 0 | 0 | 0 | 0 | 0 | 0 | 0 | 0 | 0 | 0 | 0 | 0 | 0 | 0 | 0 | 0 | 0 | 0 | 0 | 0 | 0 | 0 | 0 | 0 | 0 | 0 | 0 | 0 | 0 | 0 | 0 | 0 | 0 | 0 | 0 | 0 | 0 | 0 | 0.10234 | 0 | 0 | 0 | 0 | 0 | 0 | 0 | 0 | 0 | 2.4
7818_G_1 | MISO_Illinois | Illinois | 17 | Scott | 171 | 7818 | 1 | Alsey | 13410 | 1999 | 9999 | Combustion Turbine |  |  |  | H2O |  | Fossil | G | 2030 | NaturalGas |  | 0.0054611 | 0 | 0.031546 | 0.037008 | 0 | 0 | 0 | 0 | 0 | 0 | 0 | 0 | 0 | 0 | 0 | 0 | 0.40724 | 0 | 2.3525 | 2.7597 | 0.3197 | 0 | 1.8467 | 2.1664 | 3.8228e-10 | 0 | 2.2083e-09 | 2.5905e-09 | 0.0006288 | 0 | 0.0036323 | 0.0042611 | 0 | 0 | 0 | 0 | 0 | 0 | 0 | 0 | 0.59176 | 0.0022643 | 0 | 0.01308 | 0.015344 | 0.015422 | 0 | 0.067913 | 0.083335 | 0 | 30
7818_G_2 | MISO_Illinois | Illinois | 17 | Scott | 171 | 7818 | 2 | Alsey | 13411 | 1999 | 9999 | Combustion Turbine |  |  |  | H2O |  | Fossil | G | 2030 | NaturalGas |  | 0.0054616 | 0 | 0.031549 | 0.03701 | 0 | 0 | 0 | 0 | 0 | 0 | 0 | 0 | 0 | 0 | 0 | 0 | 0.40724 | 0 | 2.3525 | 2.7597 | 0.31972 | 0 | 1.8469 | 2.1666 | 3.8231e-10 | 0 | 2.2084e-09 | 2.5907e-09 | 0.00061732 | 0 | 0.003566 | 0.0041833 | 0 | 0 | 0 | 0 | 0 | 0 | 0 | 0 | 0.59176 | 0.0022643 | 0 | 0.01308 | 0.015344 | 0.015423 | 0 | 0.067918 | 0.083341 | 0 | 30
7818_G_3 | MISO_Illinois | Illinois | 17 | Scott | 171 | 7818 | 3 | Alsey | 13411 | 1999 | 9999 | Combustion Turbine | [5 empty] | Fossil | G | 2030 | NaturalGas |  | 0.0033393 | 0 | 0.039525 | 0.042864 | 0 | 0 | 0 | 0 | 0 | 0 | 0 | 0 | 0 | 0 | 0 | 0 | 0.24899 | 0 | 2.9472 | 3.1962 | 0.19548 | 0 | 2.3138 | 2.5092 | 2.3375e-10 | 0 | 2.7667e-09 | 3.0005e-09 | 0.00027354 | 0 | 0.0032377 | 0.0035112 | 0 | 0 | 0 | 0 | 0 | 0 | 0 | 0 | 0.35505 | 0.0013209 | 0 | 0.015635 | 0.016956 | 0.0094299 | 0 | 0.085088 | 0.094518 | 0 | 18
7818_G_4 | MISO_Illinois | Illinois | 17 | Scott | 171 | 7818 | 4 | Alsey | 13411 | 1999 | 9999 | Combustion Turbine | [5 empty] | Fossil | G | 2030 | NaturalGas |  | 0.0033393 | 0 | 0.039525 | 0.042864 | 0 | 0 | 0 | 0 | 0 | 0 | 0 | 0 | 0 | 0 | 0 | 0 | 0.24899 | 0 | 2.9472 | 3.1962 | 0.19548 | 0 | 2.3138 | 2.5092 | 2.3375e-10 | 0 | 2.7667e-09 | 3.0005e-09 | 0.00027354 | 0 | 0.0032377 | 0.0035112 | 0 | 0 | 0 | 0 | 0 | 0 | 0 | 0 | 0.35505 | 0.0013209 | 0 | 0.015635 | 0.016956 | 0.0094299 | 0 | 0.085088 | 0.094518 | 0 | 18
7818_G_5 | MISO_Illinois | Illinois | 17 | Scott | 171 | 7818 | 5 | Alsey | 13411 | 1999 | 9999 | Combustion Turbine | [5 empty] | Fossil | G | 2030 | NaturalGas |  | 0.0045513 | 0 | 0.055301 | 0.059852 | 0 | 0 | 0 | 0 | 0 | 0 | 0 | 0 | 0 | 0 | 0 | 0 | 0.33937 | 0 | 4.1236 | 4.4629 | 0.26643 | 0 | 3.2373 | 3.5038 | 3.1859e-10 | 0 | 3.8711e-09 | 4.1897e-09 | 0.00071182 | 0 | 0.0086491 | 0.0093609 | 0 | 0 | 0 | 0 | 0 | 0 | 0 | 0 | 0.49313 | 0.0016018 | 0 | 0.019463 | 0.021065 | 0.012853 | 0 | 0.11905 | 0.1319 | 0 | 25
7818_G_6 | MISO_Illinois | Illinois | 17 | Scott | 171 | 7818 | 6 | Alsey | 10973 | 2016 | 9999 | Combustion Turbine | [5 empty] | Fossil | G | 2030 | NaturalGas |  | 0.014076 | 0.0046921 | 0.14165 | 0.16042 | 0 | 0 | 0 | 0 | 0 | 0 | 0 | 0 | 0 | 0 | 0 | 0 | 1.2828 | 0.42761 | 12.9088 | 14.6192 | 0.82403 | 0.27468 | 8.2921 | 9.3908 | 9.8535e-10 | 3.2845e-10 | 9.9154e-09 | 1.1229e-08 | 0.00052899 | 0.00017633 | 0.0053231 | 0.0060285 | 0 | 0 | 0 | 0 | 0 | 0 | 0 | 0 | 0.82846 | 0.0060549 | 0.0020183 | 0.060929 | 0.069003 | 0.039751 | 0.011725 | 0.30494 | 0.35641 | 0 | 42
7820_G_1 | MISO_Wisconsin- Upper Michigan (WUMS) | Michigan | 26 | Dickinson | 43 | 7820 | 1 | Big Quinnesec 92 | 0 | 1949 | 9999 | Hydro | [5 empty] | Non-Fossil | G | 2030 | Hydro |  | 0 | 0 | 0 | 0 | 0 | 0 | 0 | 0 | 0 | 0 | 0 | 0 | 0 | 0 | 0 | 0 | 9.5257 | 16.8593 | 13.9359 | 40.3209 | 0 | 0 | 0 | 0 | 0 | 0 | 0 | 0 | 0 | 0 | 0 | 0 | 0 | 0 | 0 | 0 | 0 | 0 | 0 | 0 | 0.12647 | 0.013241 | 0.023434 | 0.019371 | 0.056046 | 0 | 0 | 0 | 0 | 0 | 8
7820_G_2 | MISO_Wisconsin- Upper Michigan (WUMS) | Michigan | 26 | Dickinson | 43 | 7820 | 2 | Big Quinnesec 92 | 0 | 1949 | 9999 | Hydro | [5 empty] | Non-Fossil | G | 2030 | Hydro |  | 0 | 0 | 0 | 0 | 0 | 0 | 0 | 0 | 0 | 0 | 0 | 0 | 0 | 0 | 0 | 0 | 9.5257 | 16.8593 | 13.9359 | 40.3209 | 0 | 0 | 0 | 0 | 0 | 0 | 0 | 0 | 0 | 0 | 0 | 0 | 0 | 0 | 0 | 0 | 0 | 0 | 0 | 0 | 0.12647 | 0.013241 | 0.023434 | 0.019371 | 0.056046 | 0 | 0 | 0 | 0 | 0 | 8
7821_G_4 | MISO_Wisconsin- Upper Michigan (WUMS) | Michigan | 26 | Dickinson | 43 | 7821 | 4 | Big Quinnesec 61 | 0 | 1914 | 9999 | Hydro | [5 empty] | Non-Fossil | G | 2030 | Hydro |  | 0 | 0 | 0 | 0 | 0 | 0 | 0 | 0 | 0 | 0 | 0 | 0 | 0 | 0 | 0 | 0 | 2.6196 | 4.6363 | 3.8324 | 11.0883 | 0 | 0 | 0 | 0 | 0 | 0 | 0 | 0 | 0 | 0 | 0 | 0 | 0 | 0 | 0 | 0 | 0 | 0 | 0 | 0 | 0.034778 | 0.0036412 | 0.0064445 | 0.005327 | 0.015413 | 0 | 0 | 0 | 0 | 0 | 2.2
7821_G_5 | MISO_Wisconsin- Upper Michigan (WUMS) | Michigan | 26 | Dickinson | 43 | 7821 | 5 | Big Quinnesec 61 | 0 | 1914 | 9999 | Hydro | [5 empty] | Non-Fossil | G | 2030 | Hydro |  | 0 | 0 | 0 | 0 | 0 | 0 | 0 | 0 | 0 | 0 | 0 | 0 | 0 | 0 | 0 | 0 | 2.6196 | 4.6363 | 3.8324 | 11.0883 | 0 | 0 | 0 | 0 | 0 | 0 | 0 | 0 | 0 | 0 | 0 | 0 | 0 | 0 | 0 | 0 | 0 | 0 | 0 | 0 | 0.034778 | 0.0036412 | 0.0064445 | 0.005327 | 0.015413 | 0 | 0 | 0 | 0 | 0 | 2.2
7822_G_1 | MISO_Wisconsin- Upper Michigan (WUMS) | Wisconsin | 55 | Outagamie | 87 | 7822 | 1 | Kaukauna City Hydro | 0 | 1940 | 9999 | Hydro | [5 empty] | Non-Fossil | G | 2030 | Hydro |  | 0 | 0 | 0 | 0 | 0 | 0 | 0 | 0 | 0 | 0 | 0 | 0 | 0 | 0 | 0 | 0 | 2.8648 | 4.331 | 5.8982 | 13.094 | 0 | 0 | 0 | 0 | 0 | 0 | 0 | 0 | 0 | 0 | 0 | 0 | 0 | 0 | 0 | 0 | 0 | 0 | 0 | 0 | 0.03794 | 0.0039821 | 0.0060201 | 0.0081985 | 0.018201 | 0 | 0 | 0 | 0 | 0 | 2.4
7822_G_2 | MISO_Wisconsin- Upper Michigan (WUMS) | Wisconsin | 55 | Outagamie | 87 | 7822 | 2 | Kaukauna City Hydro | 0 | 1942 | 9999 | Hydro | [5 empty] | Non-Fossil | G | 2030 | Hydro |  | 0 | 0 | 0 | 0 | 0 | 0 | 0 | 0 | 0 | 0 | 0 | 0 | 0 | 0 | 0 | 0 | 2.8648 | 4.331 | 5.8982 | 13.094 | 0 | 0 | 0 | 0 | 0 | 0 | 0 | 0 | 0 | 0 | 0 | 0 | 0 | 0 | 0 | 0 | 0 | 0 | 0 | 0 | 0.03794 | 0.0039821 | 0.0060201 | 0.0081985 | 0.018201 | 0 | 0 | 0 | 0 | 0 | 2.4
7824_G_1 | WECC_Imperial Irrigation District (IID) | California | 6 | Imperial | 25 | 7824 | 1 | Rockwood | 18223 | 1979 | 9999 | Combustion Turbine | [5 empty] | Fossil | G | 2030 | Oil |  | 0 | 0 | 0 | 0 | 0 | 0 | 0 | 0 | 0 | 0 | 0 | 0 | 0 | 0 | 0 | 0 | 0 | 0 | 0 | 0 | 0 | 0 | 0 | 0 | 0 | 0 | 0 | 0 | 0 | 0 | 0 | 0 | 0 | 0 | 0 | 0 | 0 | 0 | 0 | 0 | 1.1605 | 0 | 0 | 0 | 0 | 0 | 0 | 0 | 0 | 0 | 24.1
7824_G_2 | WECC_Imperial Irrigation District (IID) | California | 6 | Imperial | 25 | 7824 | 2 | Rockwood | 18222 | 1980 | 9999 | Combustion Turbine | [5 empty] | Fossil | G | 2030 | Oil |  | 0 | 0 | 0 | 0 | 0 | 0 | 0 | 0 | 0 | 0 | 0 | 0 | 0 | 0 | 0 | 0 | 0 | 0 | 0 | 0 | 0 | 0 | 0 | 0 | 0 | 0 | 0 | 0 | 0 | 0 | 0 | 0 | 0 | 0 | 0 | 0 | 0 | 0 | 0 | 0 | 1.1076 | 0 | 0 | 0 | 0 | 0 | 0 | 0 | 0 | 0 | 23
7825_G_1 | SPP West (Oklahoma, Arkansas, Louisiana) | Arkansas | 5 | Hempstead | 57 | 7825 | 1 | Fulton (AR) | 10853 | 2001 | 9999 | Combustion Turbine |  |  |  | DLNB |  | Fossil | G | 2030 | NaturalGas |  | 0.090753 | 0.026942 | 0.12481 | 0.2425 | 0 | 0 | 0 | 0 | 0 | 0 | 0 | 0 | 0 | 0 | 0 | 0 | 8.362 | 2.4825 | 11.4999 | 22.3444 | 5.3127 | 1.5772 | 7.3063 | 14.1962 | 6.3527e-09 | 1.886e-09 | 8.7366e-09 | 1.6975e-08 | 0.0027875 | 0.00082753 | 0.0038335 | 0.0074485 | 0 | 0 | 0 | 0 | 0 | 0 | 0 | 0 | 3.018 | 0.038549 | 0.011444 | 0.053015 | 0.10301 | 0.23584 | 0.061175 | 0.25908 | 0.5561 | 0 | 153
7826_G_001 | SERC_VACAR | North Carolina | 37 | Rowan | 159 | 7826 | 001 | Rowan | 10883 | 2001 | 9999 | Combustion Turbine |  |  |  | DLNB + H2O |  | Fossil | G | 2030 | NaturalGas |  | 0.13024 | 0.027193 | 0.086934 | 0.24437 | 0 | 0 | 0 | 0 | 0 | 0 | 0 | 0 | 0 | 0 | 0 | 0 | 11.9675 | 2.4987 | 7.9881 | 22.4542 | 7.6244 | 1.5919 | 5.0891 | 14.3054 | 9.1169e-09 | 1.9035e-09 | 6.0854e-09 | 1.7106e-08 | 0.0021405 | 0.00044692 | 0.0014288 | 0.0040162 | 0 | 0 | 0 | 0 | 0 | 0 | 0 | 0 | 3.0377 | 0.05517 | 0.011519 | 0.036825 | 0.10351 | 0.42173 | 0.075298 | 0.238 | 0.73502 | 0 | 154
7826_G_002 | SERC_VACAR | North Carolina | 37 | Rowan | 159 | 7826 | 002 | Rowan | 10883 | 2001 | 9999 | Combustion Turbine |  |  |  | DLNB + H2O |  | Fossil | G | 2030 | NaturalGas |  | 0.13024 | 0.027193 | 0.086934 | 0.24437 | 0 | 0 | 0 | 0 | 0 | 0 | 0 | 0 | 0 | 0 | 0 | 0 | 11.9675 | 2.4987 | 7.9881 | 22.4542 | 7.6244 | 1.5919 | 5.0891 | 14.3054 | 9.1169e-09 | 1.9035e-09 | 6.0854e-09 | 1.7106e-08 | 0.0022884 | 0.00047779 | 0.0015274 | 0.0042936 | 0 | 0 | 0 | 0 | 0 | 0 | 0 | 0 | 3.0377 | 0.05517 | 0.011519 | 0.036825 | 0.10351 | 0.42173 | 0.075298 | 0.238 | 0.73502 | 0 | 154
7826_G_003 | SERC_VACAR | North Carolina | 37 | Rowan | 159 | 7826 | 003 | Rowan | 10883 | 2001 | 9999 | Combustion Turbine |  |  |  | DLNB + H2O |  | Fossil | G | 2030 | NaturalGas |  | 0.13024 | 0.027193 | 0.086934 | 0.24437 | 0 | 0 | 0 | 0 | 0 | 0 | 0 | 0 | 0 | 0 | 0 | 0 | 11.9675 | 2.4987 | 7.9881 | 22.4542 | 7.6244 | 1.5919 | 5.0891 | 14.3054 | 9.1169e-09 | 1.9035e-09 | 6.0854e-09 | 1.7106e-08 | 0.0021295 | 0.00044461 | 0.0014214 | 0.0039954 | 0 | 0 | 0 | 0 | 0 | 0 | 0 | 0 | 3.0377 | 0.05517 | 0.011519 | 0.036825 | 0.10351 | 0.42173 | 0.075298 | 0.238 | 0.73502 | 0 | 154
7826_G_4 | SERC_VACAR | North Carolina | 37 | Rowan | 159 | 7826 | 4 | Rowan | 7050 | 2003 | 9999 | Combined Cycle |  |  | SCR | DLNB |  | Fossil | G | 2030 | NaturalGas |  | 1.5742 | 1.9694 | 3.613 | 7.1566 | 0 | 0 | 0 | 0 | 0 | 0 | 0 | 0 | 0 | 0 | 0 | 0 | 223.2898 | 279.3507 | 512.4781 | 1015.1185 | 92.1532 | 115.29 | 211.5033 | 418.9465 | 1.1019e-07 | 1.3786e-07 | 2.5291e-07 | 5.0096e-07 | 0.0080663 | 0.010091 | 0.018513 | 0.036671 | 0 | 0 | 0 | 0 | 0 | 0 | 0 | 0 | 4.9119 | 0.51023 | 0.63833 | 1.171 | 2.3196 | 5.0973 | 5.4533 | 9.8912 | 20.4417 | 0 | 155.5 | SCR
7826_G_5 | SERC_VACAR | North Carolina | 37 | Rowan | 159 | 7826 | 5 | Rowan | 7050 | 2003 | 9999 | Combined Cycle |  |  | SCR | DLNB |  | Fossil | G | 2030 | NaturalGas |  | 1.5742 | 1.9694 | 3.613 | 7.1566 | 0 | 0 | 0 | 0 | 0 | 0 | 0 | 0 | 0 | 0 | 0 | 0 | 223.2898 | 279.3507 | 512.4781 | 1015.1185 | 92.1532 | 115.29 | 211.5033 | 418.9465 | 1.1019e-07 | 1.3786e-07 | 2.5291e-07 | 5.0096e-07 | 0.0080663 | 0.010091 | 0.018513 | 0.036671 | 0 | 0 | 0 | 0 | 0 | 0 | 0 | 0 | 4.9119 | 0.51023 | 0.63833 | 1.171 | 2.3196 | 5.0973 | 5.4533 | 9.8912 | 20.4417 | 0 | 155.5 | SCR
7826_G_STG | SERC_VACAR | North Carolina | 37 | Rowan | 159 | 7826 | STG | Rowan | 7050 | 2003 | 9999 | Combined Cycle |  |  | SCR | DLNB |  | Fossil | G | 2030 | NaturalGas |  | 1.9032 | 2.381 | 4.3681 | 8.6523 | 0 | 0 | 0 | 0 | 0 | 0 | 0 | 0 | 0 | 0 | 0 | 0 | 269.958 | 337.7358 | 619.5876 | 1227.2815 | 111.4136 | 139.3859 | 255.7081 | 506.5077 | 1.3322e-07 | 1.6667e-07 | 3.0577e-07 | 6.0566e-07 | 0.0097521 | 0.012201 | 0.022382 | 0.044335 | 0 | 0 | 0 | 0 | 0 | 0 | 0 | 0 | 5.9386 | 0.61687 | 0.77175 | 1.4158 | 2.8044 | 6.1626 | 6.5931 | 11.9584 | 24.7141 | 0 | 188 | SCR
7827_G_1 | PJM West | Ohio | 39 | Richland | 139 | 7827 | 1 | Shelby North | 10745 | 2000 | 9999 | Combustion Turbine | [5 empty] | Fossil | G | 2030 | Oil |  | 0 | 0 | 0 | 0 | 0 | 0 | 0 | 0 | 0 | 0 | 0 | 0 | 0 | 0 | 0 | 0 | 0 | 0 | 0 | 0 | 0 | 0 | 0 | 0 | 0 | 0 | 0 | 0 | 0 | 0 | 0 | 0 | 0 | 0 | 0 | 0 | 0 | 0 | 0 | 0 | 0.077732 | 0 | 0 | 0 | 0 | 0 | 0 | 0 | 0 | 0 | 1.8
7828_G_1 | PJM West | Ohio | 39 | Richland | 139 | 7828 | 1 | Shelby South | 25000 | 2000 | 9999 | Combustion Turbine | [5 empty] | Fossil | G | 2030 | Oil |  | 0 | 0 | 0 | 0 | 0 | 0 | 0 | 0 | 0 | 0 | 0 | 0 | 0 | 0 | 0 | 0 | 0 | 0 | 0 | 0 | 0 | 0 | 0 | 0 | 0 | 0 | 0 | 0 | 0 | 0 | 0 | 0 | 0 | 0 | 0 | 0 | 0 | 0 | 0 | 0 | 0.077732 | 0 | 0 | 0 | 0 | 0 | 0 | 0 | 0 | 0 | 1.8
7829_G_1 | SERC_Southeastern | Georgia | 13 | Monroe | 207 | 7829 | 1 | Smarr Energy Center | 12724 | 1999 | 9999 | Combustion Turbine |  |  |  | DLNB |  | Fossil | G | 2030 | NaturalGas |  | 0.021358 | 0.042716 | 0 | 0.064074 | 0 | 0 | 0 | 0 | 0 | 0 | 0 | 0 | 0 | 0 | 0 | 0 | 1.6786 | 3.3571 | 0 | 5.0357 | 1.2503 | 2.5006 | 0 | 3.7509 | 1.4951e-09 | 2.9901e-09 | 0 | 4.4852e-09 | 0.00045962 | 0.00091924 | 0 | 0.0013789 | 0 | 0 | 0 | 0 | 0 | 0 | 0 | 0 | 1.8463 | 0.010944 | 0.021888 | 0 | 0.032833 | 0.06136 | 0.10667 | 0 | 0.16803 | 0 | 93.6
7829_G_2 | SERC_Southeastern | Georgia | 13 | Monroe | 207 | 7829 | 2 | Smarr Energy Center | 12724 | 1999 | 9999 | Combustion Turbine |  |  |  | DLNB |  | Fossil | G | 2030 | NaturalGas |  | 0.021404 | 0.042807 | 0 | 0.064211 | 0 | 0 | 0 | 0 | 0 | 0 | 0 | 0 | 0 | 0 | 0 | 0 | 1.6821 | 3.3643 | 0 | 5.0464 | 1.253 | 2.5059 | 0 | 3.7589 | 1.4982e-09 | 2.9965e-09 | 0 | 4.4947e-09 | 0.00046317 | 0.00092635 | 0 | 0.0013895 | 0 | 0 | 0 | 0 | 0 | 0 | 0 | 0 | 1.8502 | 0.010968 | 0.021935 | 0 | 0.032903 | 0.061491 | 0.10689 | 0 | 0.16839 | 0 | 93.8
7831_G_1 | MISO_Lower Michigan | Michigan | 26 | Charlevoix | 29 | 7831 | 1 | Beaver Island | 25000 | 2000 | 9999 | Combustion Turbine | [5 empty] | Fossil | G | 2030 | Oil |  | 0 | 0 | 0 | 0 | 0 | 0 | 0 | 0 | 0 | 0 | 0 | 0 | 0 | 0 | 0 | 0 | 0 | 0 | 0 | 0 | 0 | 0 | 0 | 0 | 0 | 0 | 0 | 0 | 0 | 0 | 0 | 0 | 0 | 0 | 0 | 0 | 0 | 0 | 0 | 0 | 0.043085 | 0 | 0 | 0 | 0 | 0 | 0 | 0 | 0 | 0 | 1
7831_G_2 | MISO_Lower Michigan | Michigan | 26 | Charlevoix | 29 | 7831 | 2 | Beaver Island | 25000 | 2000 | 9999 | Combustion Turbine | [5 empty] | Fossil | G | 2030 | Oil |  | 0 | 0 | 0 | 0 | 0 | 0 | 0 | 0 | 0 | 0 | 0 | 0 | 0 | 0 | 0 | 0 | 0 | 0 | 0 | 0 | 0 | 0 | 0 | 0 | 0 | 0 | 0 | 0 | 0 | 0 | 0 | 0 | 0 | 0 | 0 | 0 | 0 | 0 | 0 | 0 | 0.043085 | 0 | 0 | 0 | 0 | 0 | 0 | 0 | 0 | 0 | 1
7831_G_3 | MISO_Lower Michigan | Michigan | 26 | Charlevoix | 29 | 7831 | 3 | Beaver Island | 25000 | 2001 | 9999 | Combustion Turbine | [5 empty] | Fossil | G | 2030 | Oil |  | 0 | 0 | 0 | 0 | 0 | 0 | 0 | 0 | 0 | 0 | 0 | 0 | 0 | 0 | 0 | 0 | 0 | 0 | 0 | 0 | 0 | 0 | 0 | 0 | 0 | 0 | 0 | 0 | 0 | 0 | 0 | 0 | 0 | 0 | 0 | 0 | 0 | 0 | 0 | 0 | 0.034468 | 0 | 0 | 0 | 0 | 0 | 0 | 0 | 0 | 0 | 0.8
7832_G_1 | WECC_Pacific Northwest | Washington | 53 | Klickitat | 39 | 7832 | 1 | Roosevelt Biogas 1 | 13500 | 1999 | 9999 | Landfill Gas | [5 empty] | Non-Fossil | G | 2030 | LF Gas |  | 0.031861 | 0.042061 | 0.047674 | 0.1216 | 0 | 0 | 0 | 0 | 0 | 0 | 0 | 0 | 0 | 0 | 0 | 0 | 2.3601 | 3.1156 | 3.5314 | 9.0071 | 1.8361 | 2.4239 | 2.7474 | 7.0074 | 0 | 0 | 0 | 0 | 0.0035234 | 0.0046513 | 0.005272 | 0.013447 | 0 | 0 | 0 | 0 | 0 | 0 | 0 | 0 | 0.56973 | 0.016372 | 0.021613 | 0.024497 | 0.062482 | 0 | 0 | 0 | 0 | 0 | 2.1
7832_G_2 | WECC_Pacific Northwest | Washington | 53 | Klickitat | 39 | 7832 | 2 | Roosevelt Biogas 1 | 13500 | 1999 | 9999 | Landfill Gas | [5 empty] | Non-Fossil | G | 2030 | LF Gas |  | 0.031861 | 0.042061 | 0.047674 | 0.1216 | 0 | 0 | 0 | 0 | 0 | 0 | 0 | 0 | 0 | 0 | 0 | 0 | 2.3601 | 3.1156 | 3.5314 | 9.0071 | 1.8361 | 2.4239 | 2.7474 | 7.0074 | 0 | 0 | 0 | 0 | 0.0035234 | 0.0046513 | 0.005272 | 0.013447 | 0 | 0 | 0 | 0 | 0 | 0 | 0 | 0 | 0.56973 | 0.016372 | 0.021613 | 0.024497 | 0.062482 | 0 | 0 | 0 | 0 | 0 | 2.1
7832_G_3 | WECC_Pacific Northwest | Washington | 53 | Klickitat | 39 | 7832 | 3 | Roosevelt Biogas 1 | 13500 | 1999 | 9999 | Landfill Gas | [5 empty] | Non-Fossil | G | 2030 | LF Gas |  | 0.031861 | 0.042061 | 0.047674 | 0.1216 | 0 | 0 | 0 | 0 | 0 | 0 | 0 | 0 | 0 | 0 | 0 | 0 | 2.3601 | 3.1156 | 3.5314 | 9.0071 | 1.8361 | 2.4239 | 2.7474 | 7.0074 | 0 | 0 | 0 | 0 | 0.0035234 | 0.0046513 | 0.005272 | 0.013447 | 0 | 0 | 0 | 0 | 0 | 0 | 0 | 0 | 0.56973 | 0.016372 | 0.021613 | 0.024497 | 0.062482 | 0 | 0 | 0 | 0 | 0 | 2.1
7832_G_4 | WECC_Pacific Northwest | Washington | 53 | Klickitat | 39 | 7832 | 4 | Roosevelt Biogas 1 | 13500 | 1999 | 9999 | Landfill Gas | [5 empty] | Non-Fossil | G | 2030 | LF Gas |  | 0.031861 | 0.042061 | 0.047674 | 0.1216 | 0 | 0 | 0 | 0 | 0 | 0 | 0 | 0 | 0 | 0 | 0 | 0 | 2.3601 | 3.1156 | 3.5314 | 9.0071 | 1.8361 | 2.4239 | 2.7474 | 7.0074 | 0 | 0 | 0 | 0 | 0.0035234 | 0.0046513 | 0.005272 | 0.013447 | 0 | 0 | 0 | 0 | 0 | 0 | 0 | 0 | 0.56973 | 0.016372 | 0.021613 | 0.024497 | 0.062482 | 0 | 0 | 0 | 0 | 0 | 2.1
7832_G_5 | WECC_Pacific Northwest | Washington | 53 | Klickitat | 39 | 7832 | 5 | Roosevelt Biogas 1 | 13500 | 2000 | 9999 | Landfill Gas | [5 empty] | Non-Fossil | G | 2030 | LF Gas |  | 0.031861 | 0.042061 | 0.047674 | 0.1216 | 0 | 0 | 0 | 0 | 0 | 0 | 0 | 0 | 0 | 0 | 0 | 0 | 2.3601 | 3.1156 | 3.5314 | 9.0071 | 1.8361 | 2.4239 | 2.7474 | 7.0074 | 0 | 0 | 0 | 0 | 0.0035234 | 0.0046513 | 0.005272 | 0.013447 | 0 | 0 | 0 | 0 | 0 | 0 | 0 | 0 | 0.56973 | 0.016372 | 0.021613 | 0.024497 | 0.062482 | 0 | 0 | 0 | 0 | 0 | 2.1
7832_G_7 | WECC_Pacific Northwest | Washington | 53 | Klickitat | 39 | 7832 | 7 | Roosevelt Biogas 1 | 13500 | 2011 | 9999 | Landfill Gas | [5 empty] | Non-Fossil | G | 2030 | LF Gas |  | 0.15172 | 0.20029 | 0.22702 | 0.57903 | 0 | 0 | 0 | 0 | 0 | 0 | 0 | 0 | 0 | 0 | 0 | 0 | 11.2386 | 14.8362 | 16.8161 | 42.8909 | 8.7435 | 11.5425 | 13.0828 | 33.3688 | 0 | 0 | 0 | 0 | 0.0060544 | 0.0079925 | 0.0090591 | 0.023106 | 0 | 0 | 0 | 0 | 0 | 0 | 0 | 0 | 2.713 | 0.077962 | 0.10292 | 0.11665 | 0.29753 | 0 | 0 | 0 | 0 | 0 | 10
7832_G_8 | WECC_Pacific Northwest | Washington | 53 | Klickitat | 39 | 7832 | 8 | Roosevelt Biogas 1 | 13500 | 2011 | 9999 | Landfill Gas | [5 empty] | Non-Fossil | G | 2030 | LF Gas |  | 0.15172 | 0.20029 | 0.22702 | 0.57903 | 0 | 0 | 0 | 0 | 0 | 0 | 0 | 0 | 0 | 0 | 0 | 0 | 11.2386 | 14.8362 | 16.8161 | 42.8909 | 8.7435 | 11.5425 | 13.0828 | 33.3688 | 0 | 0 | 0 | 0 | 0.0098406 | 0.012991 | 0.014724 | 0.037556 | 0 | 0 | 0 | 0 | 0 | 0 | 0 | 0 | 2.713 | 0.077962 | 0.10292 | 0.11665 | 0.29753 | 0 | 0 | 0 | 0 | 0 | 10
7832_G_9 | WECC_Pacific Northwest | Washington | 53 | Klickitat | 39 | 7832 | 9 | Roosevelt Biogas 1 | 13500 | 2011 | 9999 | Landfill Gas | [5 empty] | Non-Fossil | G | 2030 | LF Gas |  | 0.091032 | 0.12017 | 0.13621 | 0.34742 | 0 | 0 | 0 | 0 | 0 | 0 | 0 | 0 | 0 | 0 | 0 | 0 | 6.7431 | 8.9017 | 10.0897 | 25.7346 | 5.2461 | 6.9255 | 7.8497 | 20.0213 | 0 | 0 | 0 | 0 | 0.0066272 | 0.0087486 | 0.0099161 | 0.025292 | 0 | 0 | 0 | 0 | 0 | 0 | 0 | 0 | 1.6278 | 0.046777 | 0.061751 | 0.069992 | 0.17852 | 0 | 0 | 0 | 0 | 0 | 6
7834_G_CT1A | SERC_VACAR | South Carolina | 45 | Anderson | 7 | 7834 | CT1A | John S Rainey | 7162 | 2001 | 9999 | Combined Cycle |  |  | SCR | DLNB + H2O |  | Fossil | G | 2030 | NaturalGas |  | 1.8888 | 1.9897 | 3.5405 | 7.419 | 0 | 0 | 0 | 0 | 0 | 0 | 0 | 0 | 0 | 0 | 0 | 0 | 263.7315 | 277.8068 | 494.3518 | 1035.8901 | 110.573 | 116.4742 | 207.2637 | 434.3109 | 1.3222e-07 | 1.3928e-07 | 2.4784e-07 | 5.1933e-07 | 0.015287 | 0.016102 | 0.028654 | 0.060043 | 0 | 0 | 0 | 0 | 0 | 0 | 0 | 0 | 5.0695 | 0.60264 | 0.63481 | 1.1296 | 2.3671 | 6.1161 | 5.5093 | 9.6929 | 21.3183 | 0 | 150 | SCR
7834_G_CT1B | SERC_VACAR | South Carolina | 45 | Anderson | 7 | 7834 | CT1B | John S Rainey | 7162 | 2001 | 9999 | Combined Cycle |  |  | SCR | DLNB + H2O |  | Fossil | G | 2030 | NaturalGas |  | 1.8888 | 1.9897 | 3.5405 | 7.419 | 0 | 0 | 0 | 0 | 0 | 0 | 0 | 0 | 0 | 0 | 0 | 0 | 263.7315 | 277.8068 | 494.3518 | 1035.8901 | 110.573 | 116.4742 | 207.2637 | 434.3109 | 1.3222e-07 | 1.3928e-07 | 2.4784e-07 | 5.1933e-07 | 0.015287 | 0.016102 | 0.028654 | 0.060043 | 0 | 0 | 0 | 0 | 0 | 0 | 0 | 0 | 5.0695 | 0.60264 | 0.63481 | 1.1296 | 2.3671 | 6.1161 | 5.5093 | 9.6929 | 21.3183 | 0 | 150 | SCR
7834_G_CT2A | SERC_VACAR | South Carolina | 45 | Anderson | 7 | 7834 | CT2A | John S Rainey | 11487 | 2002 | 9999 | Combustion Turbine |  |  |  | DLNB + H2O |  | Fossil | G | 2030 | NaturalGas |  | 0.13033 | 0.028644 | 0.16858 | 0.32755 | 0 | 0 | 0 | 0 | 0 | 0 | 0 | 0 | 0 | 0 | 0 | 0 | 11.3458 | 2.4936 | 14.6758 | 28.5152 | 7.6295 | 1.6768 | 9.8687 | 19.175 | 9.123e-09 | 2.0051e-09 | 1.1801e-08 | 2.2929e-08 | 0.0019145 | 0.00042078 | 0.0024765 | 0.0048118 | 0 | 0 | 0 | 0 | 0 | 0 | 0 | 0 | 2.8799 | 0.052304 | 0.011495 | 0.067655 | 0.13145 | 0.42201 | 0.079314 | 0.46152 | 0.96284 | 0 | 146
7834_G_CT2B | SERC_VACAR | South Carolina | 45 | Anderson | 7 | 7834 | CT2B | John S Rainey | 11487 | 2002 | 9999 | Combustion Turbine |  |  |  | DLNB + H2O |  | Fossil | G | 2030 | NaturalGas |  | 0.13033 | 0.028644 | 0.16858 | 0.32755 | 0 | 0 | 0 | 0 | 0 | 0 | 0 | 0 | 0 | 0 | 0 | 0 | 11.3458 | 2.4936 | 14.6758 | 28.5152 | 7.6295 | 1.6768 | 9.8687 | 19.175 | 9.123e-09 | 2.0051e-09 | 1.1801e-08 | 2.2929e-08 | 0.0018819 | 0.00041362 | 0.0024343 | 0.0047299 | 0 | 0 | 0 | 0 | 0 | 0 | 0 | 0 | 2.8799 | 0.052304 | 0.011495 | 0.067655 | 0.13145 | 0.42201 | 0.079314 | 0.46152 | 0.96284 | 0 | 146
7834_G_CT3A | SERC_VACAR | South Carolina | 45 | Anderson | 7 | 7834 | CT3A | John S Rainey | 11487 | 2004 | 9999 | Combustion Turbine | [5 empty] | Fossil | G | 2030 | NaturalGas |  | 0.06695 | 0.014714 | 0.076045 | 0.15771 | 0 | 0 | 0 | 0 | 0 | 0 | 0 | 0 | 0 | 0 | 0 | 0 | 5.8283 | 1.2809 | 6.6201 | 13.7293 | 3.9192 | 0.86137 | 4.4517 | 9.2323 | 4.6865e-09 | 1.03e-09 | 5.3231e-09 | 1.104e-08 | 0.00099889 | 0.00021954 | 0.0011346 | 0.002353 | 0 | 0 | 0 | 0 | 0 | 0 | 0 | 0 | 1.4794 | 0.026869 | 0.0059052 | 0.030519 | 0.063292 | 0.21678 | 0.040744 | 0.20819 | 0.46571 | 0 | 75
7834_G_CT3B | SERC_VACAR | South Carolina | 45 | Anderson | 7 | 7834 | CT3B | John S Rainey | 11487 | 2004 | 9999 | Combustion Turbine | [5 empty] | Fossil | G | 2030 | NaturalGas |  | 0.06695 | 0.014714 | 0.076045 | 0.15771 | 0 | 0 | 0 | 0 | 0 | 0 | 0 | 0 | 0 | 0 | 0 | 0 | 5.8283 | 1.2809 | 6.6201 | 13.7293 | 3.9192 | 0.86137 | 4.4517 | 9.2323 | 4.6865e-09 | 1.03e-09 | 5.3231e-09 | 1.104e-08 | 0.00098851 | 0.00021726 | 0.0011228 | 0.0023286 | 0 | 0 | 0 | 0 | 0 | 0 | 0 | 0 | 1.4794 | 0.026869 | 0.0059052 | 0.030519 | 0.063292 | 0.21678 | 0.040744 | 0.20819 | 0.46571 | 0 | 75
7834_G_CT4A | SERC_VACAR | South Carolina | 45 | Anderson | 7 | 7834 | CT4A | John S Rainey | 11487 | 2004 | 9999 | Combustion Turbine | [5 empty] | Fossil | G | 2030 | NaturalGas |  | 0.06695 | 0.014714 | 0.076045 | 0.15771 | 0 | 0 | 0 | 0 | 0 | 0 | 0 | 0 | 0 | 0 | 0 | 0 | 5.8283 | 1.2809 | 6.6201 | 13.7293 | 3.9192 | 0.86137 | 4.4517 | 9.2323 | 4.6865e-09 | 1.03e-09 | 5.3231e-09 | 1.104e-08 | 0.0009922 | 0.00021807 | 0.001127 | 0.0023372 | 0 | 0 | 0 | 0 | 0 | 0 | 0 | 0 | 1.4794 | 0.026869 | 0.0059052 | 0.030519 | 0.063292 | 0.21678 | 0.040744 | 0.20819 | 0.46571 | 0 | 75
7834_G_ST1S | SERC_VACAR | South Carolina | 45 | Anderson | 7 | 7834 | ST1S | John S Rainey | 7162 | 2001 | 9999 | Combined Cycle |  |  | SCR | DLNB + H2O |  | Fossil | G | 2030 | NaturalGas |  | 2.0148 | 2.1223 | 3.7766 | 7.9136 | 0 | 0 | 0 | 0 | 0 | 0 | 0 | 0 | 0 | 0 | 0 | 0 | 281.3136 | 296.3272 | 527.3086 | 1104.9494 | 117.9445 | 124.2392 | 221.0812 | 463.265 | 1.4103e-07 | 1.4856e-07 | 2.6436e-07 | 5.5396e-07 | 0.016306 | 0.017176 | 0.030564 | 0.064046 | 0 | 0 | 0 | 0 | 0 | 0 | 0 | 0 | 5.4075 | 0.64282 | 0.67713 | 1.2049 | 2.5249 | 6.5239 | 5.8766 | 10.3391 | 22.7396 | 0 | 160 | SCR
7835_G_1 | PJM_EMAAC | Maryland | 24 | Cecil | 15 | 7835 | 1 | Essential Power Rock Springs LLC | 10745 | 2003 | 9999 | Combustion Turbine |  |  |  | DLNB |  | Fossil | G | 2030 | NaturalGas |  | 0.037906 | 0 | 0.13883 | 0.17674 | 0 | 0 | 0 | 0 | 0 | 0 | 0 | 0 | 0 | 0 | 0 | 0 | 3.5278 | 0 | 12.9208 | 16.4486 | 2.219 | 0 | 8.1273 | 10.3464 | 2.6534e-09 | 0 | 9.7184e-09 | 1.2372e-08 | 0.0006228 | 0 | 0.002281 | 0.0029038 | 0 | 0 | 0 | 0 | 0 | 0 | 0 | 0 | 3.2349 | 0.016263 | 0 | 0.059565 | 0.075828 | 0.12186 | 0 | 0.29254 | 0.41439 | 0 | 164
7835_G_2 | PJM_EMAAC | Maryland | 24 | Cecil | 15 | 7835 | 2 | Essential Power Rock Springs LLC | 10745 | 2003 | 9999 | Combustion Turbine |  |  |  | DLNB |  | Fossil | G | 2030 | NaturalGas |  | 0.037675 | 0 | 0.13799 | 0.17566 | 0 | 0 | 0 | 0 | 0 | 0 | 0 | 0 | 0 | 0 | 0 | 0 | 3.5063 | 0 | 12.842 | 16.3483 | 2.2055 | 0 | 8.0778 | 10.2833 | 2.6373e-09 | 0 | 9.6591e-09 | 1.2296e-08 | 0.00070321 | 0 | 0.0025755 | 0.0032787 | 0 | 0 | 0 | 0 | 0 | 0 | 0 | 0 | 3.2152 | 0.016164 | 0 | 0.059202 | 0.075366 | 0.12111 | 0 | 0.29075 | 0.41187 | 0 | 163
7835_G_3 | PJM_EMAAC | Maryland | 24 | Cecil | 15 | 7835 | 3 | Essential Power Rock Springs LLC | 10745 | 2003 | 9999 | Combustion Turbine |  |  |  | DLNB |  | Fossil | G | 2030 | NaturalGas |  | 0.03897 | 0 | 0.14273 | 0.1817 | 0 | 0 | 0 | 0 | 0 | 0 | 0 | 0 | 0 | 0 | 0 | 0 | 3.6268 | 0 | 13.2832 | 16.91 | 2.2813 | 0 | 8.3553 | 10.6366 | 2.7279e-09 | 0 | 9.991e-09 | 1.2719e-08 | 0.00065975 | 0 | 0.0024164 | 0.0030761 | 0 | 0 | 0 | 0 | 0 | 0 | 0 | 0 | 3.3257 | 0.016719 | 0 | 0.061236 | 0.077955 | 0.12527 | 0 | 0.30074 | 0.42602 | 0 | 168.6
7835_G_4 | PJM_EMAAC | Maryland | 24 | Cecil | 15 | 7835 | 4 | Essential Power Rock Springs LLC | 10745 | 2003 | 9999 | Combustion Turbine |  |  |  | DLNB |  | Fossil | G | 2030 | NaturalGas |  | 0.039154 | 0 | 0.14341 | 0.18256 | 0 | 0 | 0 | 0 | 0 | 0 | 0 | 0 | 0 | 0 | 0 | 0 | 3.644 | 0 | 13.3462 | 16.9902 | 2.2921 | 0 | 8.3949 | 10.687 | 2.7408e-09 | 0 | 1.0038e-08 | 1.2779e-08 | 0.00073336 | 0 | 0.002686 | 0.0034193 | 0 | 0 | 0 | 0 | 0 | 0 | 0 | 0 | 3.3415 | 0.016799 | 0 | 0.061526 | 0.078325 | 0.12587 | 0 | 0.30217 | 0.42804 | 0 | 169.4
7836_G_1 | PJM_Dominion | Virginia | 51 | Fauquier | 61 | 7836 | 1 | Marsh Run Generation Facility | 10819 | 2004 | 9999 | Combustion Turbine |  |  |  | DLNB + H2O |  | Fossil | G | 2030 | NaturalGas |  | 0.074374 | 0.028262 | 0.1467 | 0.24933 | 0 | 0 | 0 | 0 | 0 | 0 | 0 | 0 | 0 | 0 | 0 | 0 | 6.8744 | 2.6123 | 13.5592 | 23.0459 | 4.3539 | 1.6545 | 8.5877 | 14.596 | 5.2062e-09 | 1.9784e-09 | 1.0269e-08 | 1.7453e-08 | 0.0013108 | 0.00049812 | 0.0025855 | 0.0043945 | 0 | 0 | 0 | 0 | 0 | 0 | 0 | 0 | 3.1758 | 0.031691 | 0.012043 | 0.062508 | 0.10624 | 0.22316 | 0.064175 | 0.29817 | 0.5855 | 0 | 161
7836_G_2 | PJM_Dominion | Virginia | 51 | Fauquier | 61 | 7836 | 2 | Marsh Run Generation Facility | 10818 | 2004 | 9999 | Combustion Turbine |  |  |  | DLNB + H2O |  | Fossil | G | 2030 | NaturalGas |  | 0.073582 | 0.027961 | 0.14513 | 0.24668 | 0 | 0 | 0 | 0 | 0 | 0 | 0 | 0 | 0 | 0 | 0 | 0 | 6.8018 | 2.5847 | 13.416 | 22.8026 | 4.3075 | 1.6369 | 8.4962 | 14.4405 | 5.1508e-09 | 1.9573e-09 | 1.0159e-08 | 1.7267e-08 | 0.0012472 | 0.00047394 | 0.00246 | 0.0041812 | 0 | 0 | 0 | 0 | 0 | 0 | 0 | 0 | 3.1422 | 0.031356 | 0.011915 | 0.061848 | 0.10512 | 0.22078 | 0.063492 | 0.29499 | 0.57927 | 0 | 159.3
7836_G_3 | PJM_Dominion | Virginia | 51 | Fauquier | 61 | 7836 | 3 | Marsh Run Generation Facility | 10818 | 2004 | 9999 | Combustion Turbine |  |  |  | DLNB + H2O |  | Fossil | G | 2030 | NaturalGas |  | 0.074367 | 0.02826 | 0.14668 | 0.24931 | 0 | 0 | 0 | 0 | 0 | 0 | 0 | 0 | 0 | 0 | 0 | 0 | 6.8744 | 2.6123 | 13.5592 | 23.0459 | 4.3535 | 1.6543 | 8.5869 | 14.5947 | 5.2057e-09 | 1.9782e-09 | 1.0268e-08 | 1.7452e-08 | 0.0015684 | 0.000596 | 0.0030936 | 0.005258 | 0 | 0 | 0 | 0 | 0 | 0 | 0 | 0 | 3.1758 | 0.031691 | 0.012043 | 0.062508 | 0.10624 | 0.22314 | 0.064169 | 0.29814 | 0.58545 | 0 | 161
7837_G_1 | PJM_Dominion | Virginia | 51 | Louisa | 109 | 7837 | 1 | Louisa Generation Facility | 11627 | 2003 | 9999 | Combustion Turbine |  |  |  | DLNB + H2O |  | Fossil | G | 2030 | NaturalGas |  | 0.015951 | 0 | 0.07491 | 0.090861 | 0 | 0 | 0 | 0 | 0 | 0 | 0 | 0 | 0 | 0 | 0 | 0 | 1.3719 | 0 | 6.4427 | 7.8146 | 0.93377 | 0 | 4.3852 | 5.319 | 1.1166e-09 | 0 | 5.2437e-09 | 6.3602e-09 | 0.00020138 | 0 | 0.00094573 | 0.0011471 | 0 | 0 | 0 | 0 | 0 | 0 | 0 | 0 | 1.509 | 0.0063244 | 0 | 0.029701 | 0.036025 | 0.047861 | 0 | 0.15226 | 0.20012 | 0 | 76.5
7837_G_2 | PJM_Dominion | Virginia | 51 | Louisa | 109 | 7837 | 2 | Louisa Generation Facility | 11627 | 2003 | 9999 | Combustion Turbine |  |  |  | DLNB + H2O |  | Fossil | G | 2030 | NaturalGas |  | 0.016055 | 0 | 0.075399 | 0.091455 | 0 | 0 | 0 | 0 | 0 | 0 | 0 | 0 | 0 | 0 | 0 | 0 | 1.3809 | 0 | 6.4848 | 7.8657 | 0.93988 | 0 | 4.4139 | 5.3538 | 1.1239e-09 | 0 | 5.278e-09 | 6.4018e-09 | 0.00023649 | 0 | 0.0011106 | 0.0013471 | 0 | 0 | 0 | 0 | 0 | 0 | 0 | 0 | 1.5188 | 0.0063658 | 0 | 0.029895 | 0.036261 | 0.048174 | 0 | 0.15325 | 0.20143 | 0 | 77
7837_G_3 | PJM_Dominion | Virginia | 51 | Louisa | 109 | 7837 | 3 | Louisa Generation Facility | 11627 | 2003 | 9999 | Combustion Turbine |  |  |  | DLNB + H2O |  | Fossil | G | 2030 | NaturalGas |  | 0.016118 | 0 | 0.075693 | 0.091811 | 0 | 0 | 0 | 0 | 0 | 0 | 0 | 0 | 0 | 0 | 0 | 0 | 1.3862 | 0 | 6.5101 | 7.8964 | 0.94354 | 0 | 4.4311 | 5.3746 | 1.1282e-09 | 0 | 5.2985e-09 | 6.4268e-09 | 0.00023661 | 0 | 0.0011112 | 0.0013478 | 0 | 0 | 0 | 0 | 0 | 0 | 0 | 0 | 1.5248 | 0.0063906 | 0 | 0.030012 | 0.036402 | 0.048361 | 0 | 0.15385 | 0.20221 | 0 | 77.3
7837_G_4 | PJM_Dominion | Virginia | 51 | Louisa | 109 | 7837 | 4 | Louisa Generation Facility | 11627 | 2003 | 9999 | Combustion Turbine |  |  |  | DLNB + H2O |  | Fossil | G | 2030 | NaturalGas |  | 0.016097 | 0 | 0.075595 | 0.091692 | 0 | 0 | 0 | 0 | 0 | 0 | 0 | 0 | 0 | 0 | 0 | 0 | 1.3844 | 0 | 6.5017 | 7.8861 | 0.94232 | 0 | 4.4253 | 5.3677 | 1.1268e-09 | 0 | 5.2917e-09 | 6.4184e-09 | 0.00018214 | 0 | 0.00085536 | 0.0010375 | 0 | 0 | 0 | 0 | 0 | 0 | 0 | 0 | 1.5228 | 0.0063823 | 0 | 0.029973 | 0.036355 | 0.048299 | 0 | 0.15365 | 0.20195 | 0 | 77.2
7837_G_5 | PJM_Dominion | Virginia | 51 | Louisa | 109 | 7837 | 5 | Louisa Generation Facility | 11627 | 2003 | 9999 | Combustion Turbine |  |  |  | DLNB + H2O |  | Fossil | G | 2030 | NaturalGas |  | 0.032945 | 0 | 0.15472 | 0.18766 | 0 | 0 | 0 | 0 | 0 | 0 | 0 | 0 | 0 | 0 | 0 | 0 | 2.8335 | 0 | 13.3066 | 16.14 | 1.9286 | 0 | 9.057 | 10.9856 | 2.3061e-09 | 0 | 1.083e-08 | 1.3136e-08 | 0.00054079 | 0 | 0.0025397 | 0.0030804 | 0 | 0 | 0 | 0 | 0 | 0 | 0 | 0 | 3.1166 | 0.013062 | 0 | 0.061343 | 0.074405 | 0.09885 | 0 | 0.31447 | 0.41332 | 0 | 158
7838_G_1 | PJM_Dominion | Virginia | 51 | Fauquier | 61 | 7838 | 1 | Remington | 10745 | 2000 | 9999 | Combustion Turbine |  |  |  | DLNB + H2O |  | Fossil | G | 2030 | NaturalGas |  | 0.108 | 0.092854 | 0.13845 | 0.33931 | 0 | 0 | 0 | 0 | 0 | 0 | 0 | 0 | 0 | 0 | 0 | 0 | 10.0515 | 8.6416 | 12.8855 | 31.5786 | 6.3225 | 5.4357 | 8.1051 | 19.8633 | 7.5602e-09 | 6.4998e-09 | 9.6918e-09 | 2.3752e-08 | 0.0019543 | 0.0016802 | 0.0025053 | 0.0061399 | 0 | 0 | 0 | 0 | 0 | 0 | 0 | 0 | 3.018 | 0.046337 | 0.039838 | 0.059402 | 0.14558 | 0.32406 | 0.21084 | 0.28142 | 0.81632 | 0 | 153
7838_G_2 | PJM_Dominion | Virginia | 51 | Fauquier | 61 | 7838 | 2 | Remington | 10745 | 2000 | 9999 | Combustion Turbine |  |  |  | DLNB + H2O |  | Fossil | G | 2030 | NaturalGas |  | 0.10659 | 0.09164 | 0.13664 | 0.33488 | 0 | 0 | 0 | 0 | 0 | 0 | 0 | 0 | 0 | 0 | 0 | 0 | 9.9201 | 8.5287 | 12.717 | 31.1658 | 6.2399 | 5.3646 | 7.9992 | 19.6037 | 7.4614e-09 | 6.4148e-09 | 9.5651e-09 | 2.3441e-08 | 0.0019234 | 0.0016537 | 0.0024658 | 0.0060428 | 0 | 0 | 0 | 0 | 0 | 0 | 0 | 0 | 2.9785 | 0.045732 | 0.039317 | 0.058626 | 0.14367 | 0.31983 | 0.20809 | 0.27774 | 0.80565 | 0 | 151
7838_G_3 | PJM_Dominion | Virginia | 51 | Fauquier | 61 | 7838 | 3 | Remington | 10745 | 2000 | 9999 | Combustion Turbine |  |  |  | DLNB + H2O |  | Fossil | G | 2030 | NaturalGas |  | 0.1073 | 0.092247 | 0.13755 | 0.33709 | 0 | 0 | 0 | 0 | 0 | 0 | 0 | 0 | 0 | 0 | 0 | 0 | 9.9858 | 8.5851 | 12.8013 | 31.3722 | 6.2812 | 5.4002 | 8.0521 | 19.7335 | 7.5108e-09 | 6.4573e-09 | 9.6285e-09 | 2.3597e-08 | 0.0014898 | 0.0012809 | 0.0019099 | 0.0046806 | 0 | 0 | 0 | 0 | 0 | 0 | 0 | 0 | 2.9982 | 0.046035 | 0.039577 | 0.059014 | 0.14463 | 0.32194 | 0.20947 | 0.27958 | 0.81099 | 0 | 152
7838_G_4 | PJM_Dominion | Virginia | 51 | Fauquier | 61 | 7838 | 4 | Remington | 10745 | 2000 | 9999 | Combustion Turbine |  |  |  | DLNB + H2O |  | Fossil | G | 2030 | NaturalGas |  | 0.1073 | 0.092247 | 0.13755 | 0.33709 | 0 | 0 | 0 | 0 | 0 | 0 | 0 | 0 | 0 | 0 | 0 | 0 | 9.9858 | 8.5851 | 12.8013 | 31.3722 | 6.2812 | 5.4002 | 8.0521 | 19.7335 | 7.5108e-09 | 6.4573e-09 | 9.6285e-09 | 2.3597e-08 | 0.0017661 | 0.0015184 | 0.0022641 | 0.0055486 | 0 | 0 | 0 | 0 | 0 | 0 | 0 | 0 | 2.9982 | 0.046035 | 0.039577 | 0.059014 | 0.14463 | 0.32194 | 0.20947 | 0.27958 | 0.81099 | 0 | 152
7839_G_1 | PJM_Dominion | Virginia | 51 | Caroline | 33 | 7839 | 1 | Ladysmith | 10745 | 2001 | 9999 | Combustion Turbine |  |  |  | DLNB + H2O |  | Fossil | G | 2030 | NaturalGas |  | 0.069278 | 0.034096 | 0.13664 | 0.24002 | 0 | 0 | 0 | 0 | 0 | 0 | 0 | 0 | 0 | 0 | 0 | 0 | 6.4474 | 3.1732 | 12.717 | 22.3377 | 4.0555 | 1.996 | 7.9992 | 14.0507 | 4.8494e-09 | 2.3867e-09 | 9.5651e-09 | 1.6801e-08 | 0.0010894 | 0.00053616 | 0.0021487 | 0.0037743 | 0 | 0 | 0 | 0 | 0 | 0 | 0 | 0 | 2.9785 | 0.029723 | 0.014629 | 0.058626 | 0.10298 | 0.20787 | 0.077422 | 0.27774 | 0.56303 | 0 | 151
7839_G_2 | PJM_Dominion | Virginia | 51 | Caroline | 33 | 7839 | 2 | Ladysmith | 10745 | 2001 | 9999 | Combustion Turbine |  |  |  | DLNB + H2O |  | Fossil | G | 2030 | NaturalGas |  | 0.069278 | 0.034096 | 0.13664 | 0.24002 | 0 | 0 | 0 | 0 | 0 | 0 | 0 | 0 | 0 | 0 | 0 | 0 | 6.4474 | 3.1732 | 12.717 | 22.3377 | 4.0555 | 1.996 | 7.9992 | 14.0507 | 4.8494e-09 | 2.3867e-09 | 9.5651e-09 | 1.6801e-08 | 0.0011271 | 0.00055474 | 0.0022232 | 0.0039051 | 0 | 0 | 0 | 0 | 0 | 0 | 0 | 0 | 2.9785 | 0.029723 | 0.014629 | 0.058626 | 0.10298 | 0.20787 | 0.077422 | 0.27774 | 0.56303 | 0 | 151
7839_G_3 | PJM_Dominion | Virginia | 51 | Caroline | 33 | 7839 | 3 | Ladysmith | 10745 | 2008 | 9999 | Combustion Turbine |  |  |  | DLNB + H2O |  | Fossil | G | 2030 | NaturalGas |  | 0.073866 | 0.036354 | 0.14569 | 0.25591 | 0 | 0 | 0 | 0 | 0 | 0 | 0 | 0 | 0 | 0 | 0 | 0 | 6.8744 | 3.3834 | 13.5592 | 23.817 | 4.3241 | 2.1282 | 8.5289 | 14.9812 | 5.1706e-09 | 2.5448e-09 | 1.0199e-08 | 1.7914e-08 | 0.0010666 | 0.00052495 | 0.0021038 | 0.0036954 | 0 | 0 | 0 | 0 | 0 | 0 | 0 | 0 | 3.1758 | 0.031691 | 0.015597 | 0.062508 | 0.1098 | 0.22163 | 0.08255 | 0.29613 | 0.60031 | 0 | 161
7839_G_4 | PJM_Dominion | Virginia | 51 | Caroline | 33 | 7839 | 4 | Ladysmith | 10745 | 2008 | 9999 | Combustion Turbine |  |  |  | DLNB + H2O |  | Fossil | G | 2030 | NaturalGas |  | 0.073407 | 0.036128 | 0.14479 | 0.25432 | 0 | 0 | 0 | 0 | 0 | 0 | 0 | 0 | 0 | 0 | 0 | 0 | 6.8317 | 3.3623 | 13.475 | 23.6691 | 4.2972 | 2.115 | 8.4759 | 14.8881 | 5.1385e-09 | 2.529e-09 | 1.0135e-08 | 1.7803e-08 | 0.001158 | 0.00056993 | 0.002284 | 0.004012 | 0 | 0 | 0 | 0 | 0 | 0 | 0 | 0 | 3.156 | 0.031494 | 0.0155 | 0.06212 | 0.10911 | 0.22026 | 0.082037 | 0.29429 | 0.59658 | 0 | 160
7839_G_5 | PJM_Dominion | Virginia | 51 | Caroline | 33 | 7839 | 5 | Ladysmith | 10745 | 2009 | 9999 | Combustion Turbine |  |  |  | DLNB + H2O |  | Fossil | G | 2030 | NaturalGas |  | 0.073407 | 0.036128 | 0.14479 | 0.25432 | 0 | 0 | 0 | 0 | 0 | 0 | 0 | 0 | 0 | 0 | 0 | 0 | 6.8317 | 3.3623 | 13.475 | 23.6691 | 4.2972 | 2.115 | 8.4759 | 14.8881 | 5.1385e-09 | 2.529e-09 | 1.0135e-08 | 1.7803e-08 | 0.0014938 | 0.00073521 | 0.0029465 | 0.0051755 | 0 | 0 | 0 | 0 | 0 | 0 | 0 | 0 | 3.156 | 0.031494 | 0.0155 | 0.06212 | 0.10911 | 0.22026 | 0.082037 | 0.29429 | 0.59658 | 0 | 160
7842_G_CT1 | MISO_Illinois | Illinois | 17 | Fayette | 51 | 7842 | CT1 | Freedom Power Project | 10745 | 2000 | 9999 | Combustion Turbine |  |  |  | H2O |  | Fossil | G | 2030 | NaturalGas |  | 0.022563 | 0.0049228 | 0.2397 | 0.26718 | 0 | 0 | 0 | 0 | 0 | 0 | 0 | 0 | 0 | 0 | 0 | 0 | 2.0999 | 0.45815 | 22.3078 | 24.8658 | 1.3208 | 0.28818 | 14.0319 | 15.6409 | 1.5794e-09 | 3.446e-10 | 1.6779e-08 | 1.8703e-08 | 0.0010734 | 0.0002342 | 0.011404 | 0.012711 | 0 | 0 | 0 | 0 | 0 | 0 | 0 | 0 | 0.88763 | 0.0099113 | 0.0021625 | 0.10529 | 0.11737 | 0.063717 | 0.012301 | 0.51602 | 0.59204 | 0 | 45
7843_G_11 | MISO_Minnesota and Western Wisconsin | Minnesota | 27 | Mower | 99 | 7843 | 11 | Pleasant Valley (MN) | 11331 | 2001 | 9999 | Combustion Turbine |  |  |  | DLNB + H2O |  | Fossil | G | 2030 | NaturalGas |  | 0.0008219 | 0 | 0.025448 | 0.026269 | 0 | 0 | 0 | 0 | 0 | 0 | 0 | 0 | 0 | 0 | 0 | 0 | 0.072536 | 0 | 2.2458 | 2.3184 | 0.048114 | 0 | 1.4897 | 1.5378 | 5.7533e-11 | 0 | 1.7813e-09 | 1.8389e-09 | 4.8147e-05 | 0 | 0.0014907 | 0.0015389 | 0 | 0 | 0 | 0 | 0 | 0 | 0 | 0 | 3.0574 | 0.00033439 | 0 | 0.010353 | 0.010688 | 0.0026512 | 0 | 0.062171 | 0.064822 | 0 | 155
7843_G_12 | MISO_Minnesota and Western Wisconsin | Minnesota | 27 | Mower | 99 | 7843 | 12 | Pleasant Valley (MN) | 11330 | 2001 | 9999 | Combustion Turbine |  |  |  | DLNB + H2O |  | Fossil | G | 2030 | NaturalGas |  | 0.00081653 | 0 | 0.025281 | 0.026098 | 0 | 0 | 0 | 0 | 0 | 0 | 0 | 0 | 0 | 0 | 0 | 0 | 0.072068 | 0 | 2.2313 | 2.3034 | 0.047799 | 0 | 1.48 | 1.5278 | 5.7157e-11 | 0 | 1.7697e-09 | 1.8268e-09 | 4.2823e-05 | 0 | 0.0013259 | 0.0013687 | 0 | 0 | 0 | 0 | 0 | 0 | 0 | 0 | 3.0377 | 0.00033223 | 0 | 0.010286 | 0.010619 | 0.0026339 | 0 | 0.061764 | 0.064398 | 0 | 154
7843_G_13 | MISO_Minnesota and Western Wisconsin | Minnesota | 27 | Mower | 99 | 7843 | 13 | Pleasant Valley (MN) | 11335 | 2002 | 9999 | Combustion Turbine |  |  |  | DLNB + H2O |  | Fossil | G | 2030 | NaturalGas |  | 0.00067101 | 0 | 0.020776 | 0.021447 | 0 | 0 | 0 | 0 | 0 | 0 | 0 | 0 | 0 | 0 | 0 | 0 | 0.059198 | 0 | 1.8329 | 1.8921 | 0.039281 | 0 | 1.2162 | 1.2555 | 4.6971e-11 | 0 | 1.4543e-09 | 1.5013e-09 | 4.0221e-05 | 0 | 0.0012453 | 0.0012855 | 0 | 0 | 0 | 0 | 0 | 0 | 0 | 0 | 2.4952 | 0.0002729 | 0 | 0.0084496 | 0.0087225 | 0.0021645 | 0 | 0.050757 | 0.052922 | 0 | 126.5
7844_G_UOO1 | MISO_Minnesota and Western Wisconsin | Minnesota | 27 | Carver | 19 | 7844 | UOO1 | Minnesota River | 11143 | 2001 | 9999 | Combustion Turbine |  |  |  | DLNB |  | Fossil | G | 2030 | NaturalGas |  | 0.00036871 | 0 | 0.0062671 | 0.0066358 | 0 | 0 | 0 | 0 | 0 | 0 | 0 | 0 | 0 | 0 | 0 | 0 | 0.033089 | 0 | 0.56243 | 0.59552 | 0.021584 | 0 | 0.36688 | 0.38846 | 2.581e-11 | 0 | 4.387e-10 | 4.6451e-10 | 3.6541e-05 | 0 | 0.0006211 | 0.00065764 | 0 | 0 | 0 | 0 | 0 | 0 | 0 | 0 | 0.76928 | 0.00015618 | 0 | 0.0026547 | 0.0028108 | 0.0011893 | 0 | 0.015311 | 0.016501 | 0 | 39
7845_G_CTG1 | SERC_Central_TVA | Tennessee | 47 | Haywood | 75 | 7845 | CTG1 | Lagoon Creek | 7360 | 2010 | 9999 | Combined Cycle |  |  | SCR | DLNB |  | Fossil | G | 2030 | NaturalGas |  | 2.0705 | 2.202 | 3.881 | 8.1535 | 0 | 0 | 0 | 0 | 0 | 0 | 0 | 0 | 0 | 0 | 0 | 0 | 281.3136 | 299.1907 | 527.3086 | 1107.8129 | 121.2052 | 128.9076 | 227.1932 | 477.306 | 1.4493e-07 | 1.5414e-07 | 2.7167e-07 | 5.7075e-07 | 0.010886 | 0.011578 | 0.020406 | 0.04287 | 0 | 0 | 0 | 0 | 0 | 0 | 0 | 0 | 5.0541 | 0.64282 | 0.68367 | 1.2049 | 2.5314 | 5.8152 | 5.2897 | 8.953 | 20.058 | 0 | 160 | SCR
7845_G_CTG2 | SERC_Central_TVA | Tennessee | 47 | Haywood | 75 | 7845 | CTG2 | Lagoon Creek | 7360 | 2010 | 9999 | Combined Cycle |  |  | SCR | DLNB |  | Fossil | G | 2030 | NaturalGas |  | 2.0705 | 2.202 | 3.881 | 8.1535 | 0 | 0 | 0 | 0 | 0 | 0 | 0 | 0 | 0 | 0 | 0 | 0 | 281.3136 | 299.1907 | 527.3086 | 1107.8129 | 121.2052 | 128.9076 | 227.1932 | 477.306 | 1.4493e-07 | 1.5414e-07 | 2.7167e-07 | 5.7075e-07 | 0.010886 | 0.011578 | 0.020406 | 0.04287 | 0 | 0 | 0 | 0 | 0 | 0 | 0 | 0 | 5.0541 | 0.64282 | 0.68367 | 1.2049 | 2.5314 | 5.8152 | 5.2897 | 8.953 | 20.058 | 0 | 160 | SCR
7845_G_GT1 | SERC_Central_TVA | Tennessee | 47 | Haywood | 75 | 7845 | GT1 | Lagoon Creek | 11966 | 2001 | 9999 | Combustion Turbine | [5 empty] | Fossil | G | 2030 | NaturalGas |  | 0.030961 | 0.00043641 | 0 | 0.031398 | 0 | 0 | 0 | 0 | 0 | 0 | 0 | 0 | 0 | 0 | 0 | 0 | 2.5874 | 0.03647 | 0 | 2.6239 | 1.8125 | 0.025547 | 0 | 1.838 | 2.1673e-09 | 3.0548e-11 | 0 | 2.1978e-09 | 0.00050854 | 7.168e-06 | 0 | 0.00051571 | 0 | 0 | 0 | 0 | 0 | 0 | 0 | 0 | 1.4577 | 0.01687 | 0.00023779 | 0 | 0.017108 | 0.086959 | 0.0010483 | 0 | 0.088007 | 0 | 73.9
7845_G_GT10 | SERC_Central_TVA | Tennessee | 47 | Haywood | 75 | 7845 | GT10 | Lagoon Creek | 11966 | 2002 | 9999 | Combustion Turbine | [5 empty] | Fossil | G | 2030 | NaturalGas |  | 0.030458 | 0.00042932 | 0 | 0.030888 | 0 | 0 | 0 | 0 | 0 | 0 | 0 | 0 | 0 | 0 | 0 | 0 | 2.5454 | 0.035878 | 0 | 2.5813 | 1.783 | 0.025132 | 0 | 1.8082 | 2.1321e-09 | 3.0052e-11 | 0 | 2.1621e-09 | 0.00049693 | 7.0043e-06 | 0 | 0.00050393 | 0 | 0 | 0 | 0 | 0 | 0 | 0 | 0 | 1.434 | 0.016596 | 0.00023393 | 0 | 0.01683 | 0.085547 | 0.0010313 | 0 | 0.086578 | 0 | 72.7
7845_G_GT11 | SERC_Central_TVA | Tennessee | 47 | Haywood | 75 | 7845 | GT11 | Lagoon Creek | 11966 | 2002 | 9999 | Combustion Turbine | [5 empty] | Fossil | G | 2030 | NaturalGas |  | 0.030458 | 0.00042932 | 0 | 0.030888 | 0 | 0 | 0 | 0 | 0 | 0 | 0 | 0 | 0 | 0 | 0 | 0 | 2.5454 | 0.035878 | 0 | 2.5813 | 1.783 | 0.025132 | 0 | 1.8082 | 2.1321e-09 | 3.0052e-11 | 0 | 2.1621e-09 | 0.00058054 | 8.1828e-06 | 0 | 0.00058872 | 0 | 0 | 0 | 0 | 0 | 0 | 0 | 0 | 1.434 | 0.016596 | 0.00023393 | 0 | 0.01683 | 0.085547 | 0.0010313 | 0 | 0.086578 | 0 | 72.7
7845_G_GT12 | SERC_Central_TVA | Tennessee | 47 | Haywood | 75 | 7845 | GT12 | Lagoon Creek | 11966 | 2002 | 9999 | Combustion Turbine | [5 empty] | Fossil | G | 2030 | NaturalGas |  | 0.030458 | 0.00042932 | 0 | 0.030888 | 0 | 0 | 0 | 0 | 0 | 0 | 0 | 0 | 0 | 0 | 0 | 0 | 2.5454 | 0.035878 | 0 | 2.5813 | 1.783 | 0.025132 | 0 | 1.8082 | 2.1321e-09 | 3.0052e-11 | 0 | 2.1621e-09 | 0.0006675 | 9.4085e-06 | 0 | 0.0006769 | 0 | 0 | 0 | 0 | 0 | 0 | 0 | 0 | 1.434 | 0.016596 | 0.00023393 | 0 | 0.01683 | 0.085547 | 0.0010313 | 0 | 0.086578 | 0 | 72.7
7845_G_GT2 | SERC_Central_TVA | Tennessee | 47 | Haywood | 75 | 7845 | GT2 | Lagoon Creek | 11966 | 2001 | 9999 | Combustion Turbine | [5 empty] | Fossil | G | 2030 | NaturalGas |  | 0.030961 | 0.00043641 | 0 | 0.031398 | 0 | 0 | 0 | 0 | 0 | 0 | 0 | 0 | 0 | 0 | 0 | 0 | 2.5874 | 0.03647 | 0 | 2.6239 | 1.8125 | 0.025547 | 0 | 1.838 | 2.1673e-09 | 3.0548e-11 | 0 | 2.1978e-09 | 0.00046287 | 6.5243e-06 | 0 | 0.00046939 | 0 | 0 | 0 | 0 | 0 | 0 | 0 | 0 | 1.4577 | 0.01687 | 0.00023779 | 0 | 0.017108 | 0.086959 | 0.0010483 | 0 | 0.088007 | 0 | 73.9
7845_G_GT3 | SERC_Central_TVA | Tennessee | 47 | Haywood | 75 | 7845 | GT3 | Lagoon Creek | 11966 | 2001 | 9999 | Combustion Turbine | [5 empty] | Fossil | G | 2030 | NaturalGas |  | 0.030961 | 0.00043641 | 0 | 0.031398 | 0 | 0 | 0 | 0 | 0 | 0 | 0 | 0 | 0 | 0 | 0 | 0 | 2.5874 | 0.03647 | 0 | 2.6239 | 1.8125 | 0.025547 | 0 | 1.838 | 2.1673e-09 | 3.0548e-11 | 0 | 2.1978e-09 | 0.00053284 | 7.5105e-06 | 0 | 0.00054035 | 0 | 0 | 0 | 0 | 0 | 0 | 0 | 0 | 1.4577 | 0.01687 | 0.00023779 | 0 | 0.017108 | 0.086959 | 0.0010483 | 0 | 0.088007 | 0 | 73.9
7845_G_GT4 | SERC_Central_TVA | Tennessee | 47 | Haywood | 75 | 7845 | GT4 | Lagoon Creek | 11966 | 2001 | 9999 | Combustion Turbine | [5 empty] | Fossil | G | 2030 | NaturalGas |  | 0.030961 | 0.00043641 | 0 | 0.031398 | 0 | 0 | 0 | 0 | 0 | 0 | 0 | 0 | 0 | 0 | 0 | 0 | 2.5874 | 0.03647 | 0 | 2.6239 | 1.8125 | 0.025547 | 0 | 1.838 | 2.1673e-09 | 3.0548e-11 | 0 | 2.1978e-09 | 0.00046008 | 6.485e-06 | 0 | 0.00046657 | 0 | 0 | 0 | 0 | 0 | 0 | 0 | 0 | 1.4577 | 0.01687 | 0.00023779 | 0 | 0.017108 | 0.086959 | 0.0010483 | 0 | 0.088007 | 0 | 73.9
7845_G_GT5 | SERC_Central_TVA | Tennessee | 47 | Haywood | 75 | 7845 | GT5 | Lagoon Creek | 11966 | 2001 | 9999 | Combustion Turbine | [5 empty] | Fossil | G | 2030 | NaturalGas |  | 0.030961 | 0.00043641 | 0 | 0.031398 | 0 | 0 | 0 | 0 | 0 | 0 | 0 | 0 | 0 | 0 | 0 | 0 | 2.5874 | 0.03647 | 0 | 2.6239 | 1.8125 | 0.025547 | 0 | 1.838 | 2.1673e-09 | 3.0548e-11 | 0 | 2.1978e-09 | 0.0004559 | 6.4261e-06 | 0 | 0.00046233 | 0 | 0 | 0 | 0 | 0 | 0 | 0 | 0 | 1.4577 | 0.01687 | 0.00023779 | 0 | 0.017108 | 0.086959 | 0.0010483 | 0 | 0.088007 | 0 | 73.9
7845_G_GT6 | SERC_Central_TVA | Tennessee | 47 | Haywood | 75 | 7845 | GT6 | Lagoon Creek | 11966 | 2001 | 9999 | Combustion Turbine | [5 empty] | Fossil | G | 2030 | NaturalGas |  | 0.030961 | 0.00043641 | 0 | 0.031398 | 0 | 0 | 0 | 0 | 0 | 0 | 0 | 0 | 0 | 0 | 0 | 0 | 2.5874 | 0.03647 | 0 | 2.6239 | 1.8125 | 0.025547 | 0 | 1.838 | 2.1673e-09 | 3.0548e-11 | 0 | 2.1978e-09 | 0.00045699 | 6.4414e-06 | 0 | 0.00046343 | 0 | 0 | 0 | 0 | 0 | 0 | 0 | 0 | 1.4577 | 0.01687 | 0.00023779 | 0 | 0.017108 | 0.086959 | 0.0010483 | 0 | 0.088007 | 0 | 73.9
7845_G_GT7 | SERC_Central_TVA | Tennessee | 47 | Haywood | 75 | 7845 | GT7 | Lagoon Creek | 11966 | 2001 | 9999 | Combustion Turbine | [5 empty] | Fossil | G | 2030 | NaturalGas |  | 0.030961 | 0.00043641 | 0 | 0.031398 | 0 | 0 | 0 | 0 | 0 | 0 | 0 | 0 | 0 | 0 | 0 | 0 | 2.5874 | 0.03647 | 0 | 2.6239 | 1.8125 | 0.025547 | 0 | 1.838 | 2.1673e-09 | 3.0548e-11 | 0 | 2.1978e-09 | 0.00049321 | 6.9519e-06 | 0 | 0.00050016 | 0 | 0 | 0 | 0 | 0 | 0 | 0 | 0 | 1.4577 | 0.01687 | 0.00023779 | 0 | 0.017108 | 0.086959 | 0.0010483 | 0 | 0.088007 | 0 | 73.9
7845_G_GT8 | SERC_Central_TVA | Tennessee | 47 | Haywood | 75 | 7845 | GT8 | Lagoon Creek | 11966 | 2001 | 9999 | Combustion Turbine | [5 empty] | Fossil | G | 2030 | NaturalGas |  | 0.030961 | 0.00043641 | 0 | 0.031398 | 0 | 0 | 0 | 0 | 0 | 0 | 0 | 0 | 0 | 0 | 0 | 0 | 2.5874 | 0.03647 | 0 | 2.6239 | 1.8125 | 0.025547 | 0 | 1.838 | 2.1673e-09 | 3.0548e-11 | 0 | 2.1978e-09 | 0.00054786 | 7.7222e-06 | 0 | 0.00055558 | 0 | 0 | 0 | 0 | 0 | 0 | 0 | 0 | 1.4577 | 0.01687 | 0.00023779 | 0 | 0.017108 | 0.086959 | 0.0010483 | 0 | 0.088007 | 0 | 73.9
7845_G_GT9 | SERC_Central_TVA | Tennessee | 47 | Haywood | 75 | 7845 | GT9 | Lagoon Creek | 11966 | 2002 | 9999 | Combustion Turbine | [5 empty] | Fossil | G | 2030 | NaturalGas |  | 0.030458 | 0.00042932 | 0 | 0.030888 | 0 | 0 | 0 | 0 | 0 | 0 | 0 | 0 | 0 | 0 | 0 | 0 | 2.5454 | 0.035878 | 0 | 2.5813 | 1.783 | 0.025132 | 0 | 1.8082 | 2.1321e-09 | 3.0052e-11 | 0 | 2.1621e-09 | 0.00048429 | 6.8262e-06 | 0 | 0.00049111 | 0 | 0 | 0 | 0 | 0 | 0 | 0 | 0 | 1.434 | 0.016596 | 0.00023393 | 0 | 0.01683 | 0.085547 | 0.0010313 | 0 | 0.086578 | 0 | 72.7
7845_G_STG1 | SERC_Central_TVA | Tennessee | 47 | Haywood | 75 | 7845 | STG1 | Lagoon Creek | 7360 | 2010 | 9999 | Combined Cycle |  |  | SCR | DLNB |  | Fossil | G | 2030 | NaturalGas |  | 2.6528 | 2.8214 | 4.9725 | 10.4467 | 0 | 0 | 0 | 0 | 0 | 0 | 0 | 0 | 0 | 0 | 0 | 0 | 360.433 | 383.338 | 675.6142 | 1419.3852 | 155.2942 | 165.1629 | 291.0913 | 611.5484 | 1.857e-07 | 1.975e-07 | 3.4808e-07 | 7.3127e-07 | 0.013948 | 0.014834 | 0.026145 | 0.054928 | 0 | 0 | 0 | 0 | 0 | 0 | 0 | 0 | 6.4756 | 0.82361 | 0.87595 | 1.5438 | 3.2434 | 7.4507 | 6.7775 | 11.471 | 25.6993 | 0 | 205 | SCR
7846_G_001 | FRCC | Florida | 12 | Duval | 31 | 7846 | 001 | Brandy Branch | 11516 | 2001 | 9999 | Combustion Turbine |  |  |  | DLNB + H2O |  | Fossil | G | 2030 | NaturalGas |  | 0.032754 | 0.11074 | 0.49289 | 0.63638 | 0 | 0 | 0 | 0 | 0 | 0 | 0 | 0 | 0 | 0 | 0 | 0 | 2.8442 | 9.6162 | 42.8002 | 55.2605 | 1.9174 | 6.4827 | 28.8536 | 37.2537 | 2.2928e-09 | 7.7518e-09 | 3.4502e-08 | 4.4547e-08 | 0.00058171 | 0.0019667 | 0.0087537 | 0.011302 | 0 | 0 | 0 | 0 | 0 | 0 | 0 | 0 | 3.1284 | 0.013112 | 0.04433 | 0.19731 | 0.25475 | 0.098726 | 0.29399 | 1.6221 | 2.0148 | 0 | 158.6
7846_G_002 | FRCC | Florida | 12 | Duval | 31 | 7846 | 002 | Brandy Branch | 7052 | 2001 | 9999 | Combined Cycle |  |  | SCR | DLNB + H2O |  | Fossil | G | 2030 | NaturalGas |  | 2.3533 | 3.19 | 4.4112 | 9.9545 | 0 | 0 | 0 | 0 | 0 | 0 | 0 | 0 | 0 | 0 | 0 | 0 | 333.7082 | 452.3601 | 625.5198 | 1411.5882 | 137.7628 | 186.7451 | 258.2297 | 582.7376 | 1.6473e-07 | 2.233e-07 | 3.0878e-07 | 6.9682e-07 | 0.011982 | 0.016242 | 0.02246 | 0.050684 | 0 | 0 | 0 | 0 | 0 | 0 | 0 | 0 | 6.4017 | 0.76254 | 1.0337 | 1.4294 | 3.2256 | 7.0933 | 8.4689 | 14.5168 | 30.079 | 0 | 189.8 | SCR
7846_G_003 | FRCC | Florida | 12 | Duval | 31 | 7846 | 003 | Brandy Branch | 7052 | 2001 | 9999 | Combined Cycle |  |  | SCR | DLNB + H2O |  | Fossil | G | 2030 | NaturalGas |  | 2.3533 | 3.19 | 4.4112 | 9.9545 | 0 | 0 | 0 | 0 | 0 | 0 | 0 | 0 | 0 | 0 | 0 | 0 | 333.7082 | 452.3601 | 625.5198 | 1411.5882 | 137.7628 | 186.7451 | 258.2297 | 582.7376 | 1.6473e-07 | 2.233e-07 | 3.0878e-07 | 6.9682e-07 | 0.011982 | 0.016242 | 0.02246 | 0.050684 | 0 | 0 | 0 | 0 | 0 | 0 | 0 | 0 | 6.4017 | 0.76254 | 1.0337 | 1.4294 | 3.2256 | 7.0933 | 8.4689 | 14.5168 | 30.079 | 0 | 189.8 | SCR
7846_G_004 | FRCC | Florida | 12 | Duval | 31 | 7846 | 004 | Brandy Branch | 7052 | 2005 | 9999 | Combined Cycle |  |  | SCR | DLNB + H2O |  | Fossil | G | 2030 | NaturalGas |  | 2.2938 | 3.1094 | 4.2996 | 9.7028 | 0 | 0 | 0 | 0 | 0 | 0 | 0 | 0 | 0 | 0 | 0 | 0 | 325.2688 | 440.92 | 609.7006 | 1375.8894 | 134.2788 | 182.0224 | 251.6991 | 568.0003 | 1.6057e-07 | 2.1766e-07 | 3.0097e-07 | 6.7919e-07 | 0.011679 | 0.015831 | 0.021892 | 0.049402 | 0 | 0 | 0 | 0 | 0 | 0 | 0 | 0 | 6.2398 | 0.74326 | 1.0075 | 1.3932 | 3.144 | 6.9139 | 8.2547 | 14.1497 | 29.3183 | 0 | 185 | SCR
7847_G_1 | MISO_Iowa-MidAmerican | Iowa | 19 | Carroll | 27 | 7847 | 1 | Coon Rapids II | 10745 | 2001 | 9999 | Combustion Turbine | [5 empty] | Fossil | G | 2030 | Oil |  | 0 | 0 | 0 | 0 | 0 | 0 | 0 | 0 | 0 | 0 | 0 | 0 | 0 | 0 | 0 | 0 | 0 | 0 | 0 | 0 | 0 | 0 | 0 | 0 | 0 | 0 | 0 | 0 | 0 | 0 | 0 | 0 | 0 | 0 | 0 | 0 | 0 | 0 | 0 | 0 | 0.073241 | 0 | 0 | 0 | 0 | 0 | 0 | 0 | 0 | 0 | 1.7
7847_G_2 | MISO_Iowa-MidAmerican | Iowa | 19 | Carroll | 27 | 7847 | 2 | Coon Rapids II | 11013 | 2001 | 9999 | Combustion Turbine | [5 empty] | Fossil | G | 2030 | Oil |  | 0 | 0 | 0 | 0 | 0 | 0 | 0 | 0 | 0 | 0 | 0 | 0 | 0 | 0 | 0 | 0 | 0 | 0 | 0 | 0 | 0 | 0 | 0 | 0 | 0 | 0 | 0 | 0 | 0 | 0 | 0 | 0 | 0 | 0 | 0 | 0 | 0 | 0 | 0 | 0 | 0.073241 | 0 | 0 | 0 | 0 | 0 | 0 | 0 | 0 | 0 | 1.7
7847_G_3 | MISO_Iowa-MidAmerican | Iowa | 19 | Carroll | 27 | 7847 | 3 | Coon Rapids II | 11013 | 2001 | 9999 | Combustion Turbine | [5 empty] | Fossil | G | 2030 | Oil |  | 0 | 0 | 0 | 0 | 0 | 0 | 0 | 0 | 0 | 0 | 0 | 0 | 0 | 0 | 0 | 0 | 0 | 0 | 0 | 0 | 0 | 0 | 0 | 0 | 0 | 0 | 0 | 0 | 0 | 0 | 0 | 0 | 0 | 0 | 0 | 0 | 0 | 0 | 0 | 0 | 0.073241 | 0 | 0 | 0 | 0 | 0 | 0 | 0 | 0 | 0 | 1.7
7848_G_11 | SERC_Delta_AECI | Missouri | 29 | Johnson | 101 | 7848 | 11 | Holden | 11939 | 2002 | 9999 | Combustion Turbine |  |  |  | DLNB + H2O |  | Fossil | G | 2030 | NaturalGas |  | 0.024653 | 0 | 0.016157 | 0.040809 | 0 | 0 | 0 | 0 | 0 | 0 | 0 | 0 | 0 | 0 | 0 | 0 | 2.0649 | 0 | 1.3533 | 3.4182 | 1.4432 | 0 | 0.94581 | 2.389 | 1.7257e-09 | 0 | 1.131e-09 | 2.8567e-09 | 0.00029953 | 0 | 0.0001963 | 0.00049583 | 0 | 0 | 0 | 0 | 0 | 0 | 0 | 0 | 1.8344 | 0.013463 | 0 | 0.0088233 | 0.022286 | 0.0713 | 0 | 0.036335 | 0.10764 | 0 | 93
7848_G_12 | SERC_Delta_AECI | Missouri | 29 | Johnson | 101 | 7848 | 12 | Holden | 11957 | 2002 | 9999 | Combustion Turbine |  |  |  | DLNB + H2O |  | Fossil | G | 2030 | NaturalGas |  | 0.022035 | 0 | 0.014441 | 0.036476 | 0 | 0 | 0 | 0 | 0 | 0 | 0 | 0 | 0 | 0 | 0 | 0 | 1.8429 | 0 | 1.2078 | 3.0506 | 1.2899 | 0 | 0.84538 | 2.1353 | 1.5425e-09 | 0 | 1.0109e-09 | 2.5533e-09 | 0.00026905 | 0 | 0.00017633 | 0.00044537 | 0 | 0 | 0 | 0 | 0 | 0 | 0 | 0 | 1.6372 | 0.012015 | 0 | 0.0078745 | 0.01989 | 0.063729 | 0 | 0.032477 | 0.096206 | 0 | 83
7848_G_13 | SERC_Delta_AECI | Missouri | 29 | Johnson | 101 | 7848 | 13 | Holden | 11948 | 2002 | 9999 | Combustion Turbine |  |  |  | DLNB + H2O |  | Fossil | G | 2030 | NaturalGas |  | 0.023345 | 0 | 0.0153 | 0.038644 | 0 | 0 | 0 | 0 | 0 | 0 | 0 | 0 | 0 | 0 | 0 | 0 | 1.9539 | 0 | 1.2805 | 3.2344 | 1.3666 | 0 | 0.89563 | 2.2622 | 1.6341e-09 | 0 | 1.071e-09 | 2.7051e-09 | 0.00027489 | 0 | 0.00018015 | 0.00045504 | 0 | 0 | 0 | 0 | 0 | 0 | 0 | 0 | 1.7358 | 0.012739 | 0 | 0.0083489 | 0.021088 | 0.067517 | 0 | 0.034408 | 0.10193 | 0 | 88
7849_G_1 | MISO_Iowa-MidAmerican | Iowa | 19 | Marion | 125 | 7849 | 1 | Knoxville Industrial | 14538 | 2000 | 9999 | Combustion Turbine | [5 empty] | Fossil | G | 2030 | Oil |  | 0 | 0 | 0 | 0 | 0 | 0 | 0 | 0 | 0 | 0 | 0 | 0 | 0 | 0 | 0 | 0 | 0 | 0 | 0 | 0 | 0 | 0 | 0 | 0 | 0 | 0 | 0 | 0 | 0 | 0 | 0 | 0 | 0 | 0 | 0 | 0 | 0 | 0 | 0 | 0 | 0.086165 | 0 | 0 | 0 | 0 | 0 | 0 | 0 | 0 | 0 | 2
7849_G_2 | MISO_Iowa-MidAmerican | Iowa | 19 | Marion | 125 | 7849 | 2 | Knoxville Industrial | 14438 | 2000 | 9999 | Combustion Turbine | [5 empty] | Fossil | G | 2030 | Oil |  | 0 | 0 | 0 | 0 | 0 | 0 | 0 | 0 | 0 | 0 | 0 | 0 | 0 | 0 | 0 | 0 | 0 | 0 | 0 | 0 | 0 | 0 | 0 | 0 | 0 | 0 | 0 | 0 | 0 | 0 | 0 | 0 | 0 | 0 | 0 | 0 | 0 | 0 | 0 | 0 | 0.086165 | 0 | 0 | 0 | 0 | 0 | 0 | 0 | 0 | 0 | 2
7849_G_3 | MISO_Iowa-MidAmerican | Iowa | 19 | Marion | 125 | 7849 | 3 | Knoxville Industrial | 14438 | 2000 | 9999 | Combustion Turbine | [5 empty] | Fossil | G | 2030 | Oil |  | 0 | 0 | 0 | 0 | 0 | 0 | 0 | 0 | 0 | 0 | 0 | 0 | 0 | 0 | 0 | 0 | 0 | 0 | 0 | 0 | 0 | 0 | 0 | 0 | 0 | 0 | 0 | 0 | 0 | 0 | 0 | 0 | 0 | 0 | 0 | 0 | 0 | 0 | 0 | 0 | 0.086165 | 0 | 0 | 0 | 0 | 0 | 0 | 0 | 0 | 0 | 2
7849_G_4 | MISO_Iowa-MidAmerican | Iowa | 19 | Marion | 125 | 7849 | 4 | Knoxville Industrial | 14438 | 2000 | 9999 | Combustion Turbine | [5 empty] | Fossil | G | 2030 | Oil |  | 0 | 0 | 0 | 0 | 0 | 0 | 0 | 0 | 0 | 0 | 0 | 0 | 0 | 0 | 0 | 0 | 0 | 0 | 0 | 0 | 0 | 0 | 0 | 0 | 0 | 0 | 0 | 0 | 0 | 0 | 0 | 0 | 0 | 0 | 0 | 0 | 0 | 0 | 0 | 0 | 0.086165 | 0 | 0 | 0 | 0 | 0 | 0 | 0 | 0 | 0 | 2
7849_G_5 | MISO_Iowa-MidAmerican | Iowa | 19 | Marion | 125 | 7849 | 5 | Knoxville Industrial | 14438 | 2000 | 9999 | Combustion Turbine | [5 empty] | Fossil | G | 2030 | Oil |  | 0 | 0 | 0 | 0 | 0 | 0 | 0 | 0 | 0 | 0 | 0 | 0 | 0 | 0 | 0 | 0 | 0 | 0 | 0 | 0 | 0 | 0 | 0 | 0 | 0 | 0 | 0 | 0 | 0 | 0 | 0 | 0 | 0 | 0 | 0 | 0 | 0 | 0 | 0 | 0 | 0.086165 | 0 | 0 | 0 | 0 | 0 | 0 | 0 | 0 | 0 | 2
7849_G_6 | MISO_Iowa-MidAmerican | Iowa | 19 | Marion | 125 | 7849 | 6 | Knoxville Industrial | 14438 | 2000 | 9999 | Combustion Turbine | [5 empty] | Fossil | G | 2030 | Oil |  | 0 | 0 | 0 | 0 | 0 | 0 | 0 | 0 | 0 | 0 | 0 | 0 | 0 | 0 | 0 | 0 | 0 | 0 | 0 | 0 | 0 | 0 | 0 | 0 | 0 | 0 | 0 | 0 | 0 | 0 | 0 | 0 | 0 | 0 | 0 | 0 | 0 | 0 | 0 | 0 | 0.086165 | 0 | 0 | 0 | 0 | 0 | 0 | 0 | 0 | 0 | 2
7849_G_7 | MISO_Iowa-MidAmerican | Iowa | 19 | Marion | 125 | 7849 | 7 | Knoxville Industrial | 14438 | 2000 | 9999 | Combustion Turbine | [5 empty] | Fossil | G | 2030 | Oil |  | 0 | 0 | 0 | 0 | 0 | 0 | 0 | 0 | 0 | 0 | 0 | 0 | 0 | 0 | 0 | 0 | 0 | 0 | 0 | 0 | 0 | 0 | 0 | 0 | 0 | 0 | 0 | 0 | 0 | 0 | 0 | 0 | 0 | 0 | 0 | 0 | 0 | 0 | 0 | 0 | 0.086165 | 0 | 0 | 0 | 0 | 0 | 0 | 0 | 0 | 0 | 2
7849_G_8 | MISO_Iowa-MidAmerican | Iowa | 19 | Marion | 125 | 7849 | 8 | Knoxville Industrial | 14438 | 2000 | 9999 | Combustion Turbine | [5 empty] | Fossil | G | 2030 | Oil |  | 0 | 0 | 0 | 0 | 0 | 0 | 0 | 0 | 0 | 0 | 0 | 0 | 0 | 0 | 0 | 0 | 0 | 0 | 0 | 0 | 0 | 0 | 0 | 0 | 0 | 0 | 0 | 0 | 0 | 0 | 0 | 0 | 0 | 0 | 0 | 0 | 0 | 0 | 0 | 0 | 0.086165 | 0 | 0 | 0 | 0 | 0 | 0 | 0 | 0 | 0 | 2
785_G_1 | SPP Nebraska | Nebraska | 31 | Keith | 101 | 785 | 1 | Kingsley | 0 | 1984 | 9999 | Hydro | [5 empty] | Non-Fossil | G | 2030 | Hydro |  | 0 | 0 | 0 | 0 | 0 | 0 | 0 | 0 | 0 | 0 | 0 | 0 | 0 | 0 | 0 | 0 | 25.1052 | 38.7886 | 58.3721 | 122.266 | 0 | 0 | 0 | 0 | 0 | 0 | 0 | 0 | 0 | 0 | 0 | 0 | 0 | 0 | 0 | 0 | 0 | 0 | 0 | 0 | 0.60071 | 0.034896 | 0.053916 | 0.081137 | 0.16995 | 0 | 0 | 0 | 0 | 0 | 38
7850_G_1 | MISO_Iowa-MidAmerican | Iowa | 19 | Page | 145 | 7850 | 1 | Shenandoah | 17217 | 2000 | 9999 | Combustion Turbine | [5 empty] | Fossil | G | 2030 | Oil |  | 0 | 0 | 0 | 0 | 0 | 0 | 0 | 0 | 0 | 0 | 0 | 0 | 0 | 0 | 0 | 0 | 0 | 0 | 0 | 0 | 0 | 0 | 0 | 0 | 0 | 0 | 0 | 0 | 0 | 0 | 0 | 0 | 0 | 0 | 0 | 0 | 0 | 0 | 0 | 0 | 0.086165 | 0 | 0 | 0 | 0 | 0 | 0 | 0 | 0 | 0 | 2
7850_G_10 | MISO_Iowa-MidAmerican | Iowa | 19 | Page | 145 | 7850 | 10 | Shenandoah | 17474 | 2000 | 9999 | Combustion Turbine | [5 empty] | Fossil | G | 2030 | Oil |  | 0 | 0 | 0 | 0 | 0 | 0 | 0 | 0 | 0 | 0 | 0 | 0 | 0 | 0 | 0 | 0 | 0 | 0 | 0 | 0 | 0 | 0 | 0 | 0 | 0 | 0 | 0 | 0 | 0 | 0 | 0 | 0 | 0 | 0 | 0 | 0 | 0 | 0 | 0 | 0 | 0.086165 | 0 | 0 | 0 | 0 | 0 | 0 | 0 | 0 | 0 | 2
7850_G_2 | MISO_Iowa-MidAmerican | Iowa | 19 | Page | 145 | 7850 | 2 | Shenandoah | 17474 | 2000 | 9999 | Combustion Turbine | [5 empty] | Fossil | G | 2030 | Oil |  | 0 | 0 | 0 | 0 | 0 | 0 | 0 | 0 | 0 | 0 | 0 | 0 | 0 | 0 | 0 | 0 | 0 | 0 | 0 | 0 | 0 | 0 | 0 | 0 | 0 | 0 | 0 | 0 | 0 | 0 | 0 | 0 | 0 | 0 | 0 | 0 | 0 | 0 | 0 | 0 | 0.086165 | 0 | 0 | 0 | 0 | 0 | 0 | 0 | 0 | 0 | 2
7850_G_3 | MISO_Iowa-MidAmerican | Iowa | 19 | Page | 145 | 7850 | 3 | Shenandoah | 17474 | 2000 | 9999 | Combustion Turbine | [5 empty] | Fossil | G | 2030 | Oil |  | 0 | 0 | 0 | 0 | 0 | 0 | 0 | 0 | 0 | 0 | 0 | 0 | 0 | 0 | 0 | 0 | 0 | 0 | 0 | 0 | 0 | 0 | 0 | 0 | 0 | 0 | 0 | 0 | 0 | 0 | 0 | 0 | 0 | 0 | 0 | 0 | 0 | 0 | 0 | 0 | 0.086165 | 0 | 0 | 0 | 0 | 0 | 0 | 0 | 0 | 0 | 2
7850_G_4 | MISO_Iowa-MidAmerican | Iowa | 19 | Page | 145 | 7850 | 4 | Shenandoah | 17474 | 2000 | 9999 | Combustion Turbine | [5 empty] | Fossil | G | 2030 | Oil |  | 0 | 0 | 0 | 0 | 0 | 0 | 0 | 0 | 0 | 0 | 0 | 0 | 0 | 0 | 0 | 0 | 0 | 0 | 0 | 0 | 0 | 0 | 0 | 0 | 0 | 0 | 0 | 0 | 0 | 0 | 0 | 0 | 0 | 0 | 0 | 0 | 0 | 0 | 0 | 0 | 0.086165 | 0 | 0 | 0 | 0 | 0 | 0 | 0 | 0 | 0 | 2
7850_G_5 | MISO_Iowa-MidAmerican | Iowa | 19 | Page | 145 | 7850 | 5 | Shenandoah | 17474 | 2000 | 9999 | Combustion Turbine | [5 empty] | Fossil | G | 2030 | Oil |  | 0 | 0 | 0 | 0 | 0 | 0 | 0 | 0 | 0 | 0 | 0 | 0 | 0 | 0 | 0 | 0 | 0 | 0 | 0 | 0 | 0 | 0 | 0 | 0 | 0 | 0 | 0 | 0 | 0 | 0 | 0 | 0 | 0 | 0 | 0 | 0 | 0 | 0 | 0 | 0 | 0.086165 | 0 | 0 | 0 | 0 | 0 | 0 | 0 | 0 | 0 | 2
7850_G_6 | MISO_Iowa-MidAmerican | Iowa | 19 | Page | 145 | 7850 | 6 | Shenandoah | 17474 | 2000 | 9999 | Combustion Turbine | [5 empty] | Fossil | G | 2030 | Oil |  | 0 | 0 | 0 | 0 | 0 | 0 | 0 | 0 | 0 | 0 | 0 | 0 | 0 | 0 | 0 | 0 | 0 | 0 | 0 | 0 | 0 | 0 | 0 | 0 | 0 | 0 | 0 | 0 | 0 | 0 | 0 | 0 | 0 | 0 | 0 | 0 | 0 | 0 | 0 | 0 | 0.086165 | 0 | 0 | 0 | 0 | 0 | 0 | 0 | 0 | 0 | 2
7850_G_7 | MISO_Iowa-MidAmerican | Iowa | 19 | Page | 145 | 7850 | 7 | Shenandoah | 17474 | 2000 | 9999 | Combustion Turbine | [5 empty] | Fossil | G | 2030 | Oil |  | 0 | 0 | 0 | 0 | 0 | 0 | 0 | 0 | 0 | 0 | 0 | 0 | 0 | 0 | 0 | 0 | 0 | 0 | 0 | 0 | 0 | 0 | 0 | 0 | 0 | 0 | 0 | 0 | 0 | 0 | 0 | 0 | 0 | 0 | 0 | 0 | 0 | 0 | 0 | 0 | 0.086165 | 0 | 0 | 0 | 0 | 0 | 0 | 0 | 0 | 0 | 2
7850_G_8 | MISO_Iowa-MidAmerican | Iowa | 19 | Page | 145 | 7850 | 8 | Shenandoah | 17474 | 2000 | 9999 | Combustion Turbine | [5 empty] | Fossil | G | 2030 | Oil |  | 0 | 0 | 0 | 0 | 0 | 0 | 0 | 0 | 0 | 0 | 0 | 0 | 0 | 0 | 0 | 0 | 0 | 0 | 0 | 0 | 0 | 0 | 0 | 0 | 0 | 0 | 0 | 0 | 0 | 0 | 0 | 0 | 0 | 0 | 0 | 0 | 0 | 0 | 0 | 0 | 0.086165 | 0 | 0 | 0 | 0 | 0 | 0 | 0 | 0 | 0 | 2
7850_G_9 | MISO_Iowa-MidAmerican | Iowa | 19 | Page | 145 | 7850 | 9 | Shenandoah | 17474 | 2000 | 9999 | Combustion Turbine | [5 empty] | Fossil | G | 2030 | Oil |  | 0 | 0 | 0 | 0 | 0 | 0 | 0 | 0 | 0 | 0 | 0 | 0 | 0 | 0 | 0 | 0 | 0 | 0 | 0 | 0 | 0 | 0 | 0 | 0 | 0 | 0 | 0 | 0 | 0 | 0 | 0 | 0 | 0 | 0 | 0 | 0 | 0 | 0 | 0 | 0 | 0.086165 | 0 | 0 | 0 | 0 | 0 | 0 | 0 | 0 | 0 | 2
7851_G_1 | MISO_Iowa-MidAmerican | Iowa | 19 | Black Hawk | 13 | 7851 | 1 | Waterloo Lundquist | 18400 | 2000 | 9999 | Combustion Turbine | [5 empty] | Fossil | G | 2030 | Oil |  | 0 | 0 | 0 | 0 | 0 | 0 | 0 | 0 | 0 | 0 | 0 | 0 | 0 | 0 | 0 | 0 | 0 | 0 | 0 | 0 | 0 | 0 | 0 | 0 | 0 | 0 | 0 | 0 | 0 | 0 | 0 | 0 | 0 | 0 | 0 | 0 | 0 | 0 | 0 | 0 | 0.086165 | 0 | 0 | 0 | 0 | 0 | 0 | 0 | 0 | 0 | 2
7851_G_2 | MISO_Iowa-MidAmerican | Iowa | 19 | Black Hawk | 13 | 7851 | 2 | Waterloo Lundquist | 18773 | 2000 | 9999 | Combustion Turbine | [5 empty] | Fossil | G | 2030 | Oil |  | 0 | 0 | 0 | 0 | 0 | 0 | 0 | 0 | 0 | 0 | 0 | 0 | 0 | 0 | 0 | 0 | 0 | 0 | 0 | 0 | 0 | 0 | 0 | 0 | 0 | 0 | 0 | 0 | 0 | 0 | 0 | 0 | 0 | 0 | 0 | 0 | 0 | 0 | 0 | 0 | 0.086165 | 0 | 0 | 0 | 0 | 0 | 0 | 0 | 0 | 0 | 2
7851_G_3 | MISO_Iowa-MidAmerican | Iowa | 19 | Black Hawk | 13 | 7851 | 3 | Waterloo Lundquist | 18773 | 2000 | 9999 | Combustion Turbine | [5 empty] | Fossil | G | 2030 | Oil |  | 0 | 0 | 0 | 0 | 0 | 0 | 0 | 0 | 0 | 0 | 0 | 0 | 0 | 0 | 0 | 0 | 0 | 0 | 0 | 0 | 0 | 0 | 0 | 0 | 0 | 0 | 0 | 0 | 0 | 0 | 0 | 0 | 0 | 0 | 0 | 0 | 0 | 0 | 0 | 0 | 0.086165 | 0 | 0 | 0 | 0 | 0 | 0 | 0 | 0 | 0 | 2
7851_G_4 | MISO_Iowa-MidAmerican | Iowa | 19 | Black Hawk | 13 | 7851 | 4 | Waterloo Lundquist | 18773 | 2000 | 9999 | Combustion Turbine | [5 empty] | Fossil | G | 2030 | Oil |  | 0 | 0 | 0 | 0 | 0 | 0 | 0 | 0 | 0 | 0 | 0 | 0 | 0 | 0 | 0 | 0 | 0 | 0 | 0 | 0 | 0 | 0 | 0 | 0 | 0 | 0 | 0 | 0 | 0 | 0 | 0 | 0 | 0 | 0 | 0 | 0 | 0 | 0 | 0 | 0 | 0.086165 | 0 | 0 | 0 | 0 | 0 | 0 | 0 | 0 | 0 | 2
7851_G_5 | MISO_Iowa-MidAmerican | Iowa | 19 | Black Hawk | 13 | 7851 | 5 | Waterloo Lundquist | 18773 | 2000 | 9999 | Combustion Turbine | [5 empty] | Fossil | G | 2030 | Oil |  | 0 | 0 | 0 | 0 | 0 | 0 | 0 | 0 | 0 | 0 | 0 | 0 | 0 | 0 | 0 | 0 | 0 | 0 | 0 | 0 | 0 | 0 | 0 | 0 | 0 | 0 | 0 | 0 | 0 | 0 | 0 | 0 | 0 | 0 | 0 | 0 | 0 | 0 | 0 | 0 | 0.086165 | 0 | 0 | 0 | 0 | 0 | 0 | 0 | 0 | 0 | 2
7851_G_6 | MISO_Iowa-MidAmerican | Iowa | 19 | Black Hawk | 13 | 7851 | 6 | Waterloo Lundquist | 18773 | 2000 | 9999 | Combustion Turbine | [5 empty] | Fossil | G | 2030 | Oil |  | 0 | 0 | 0 | 0 | 0 | 0 | 0 | 0 | 0 | 0 | 0 | 0 | 0 | 0 | 0 | 0 | 0 | 0 | 0 | 0 | 0 | 0 | 0 | 0 | 0 | 0 | 0 | 0 | 0 | 0 | 0 | 0 | 0 | 0 | 0 | 0 | 0 | 0 | 0 | 0 | 0.086165 | 0 | 0 | 0 | 0 | 0 | 0 | 0 | 0 | 0 | 2
7851_G_7 | MISO_Iowa-MidAmerican | Iowa | 19 | Black Hawk | 13 | 7851 | 7 | Waterloo Lundquist | 18773 | 2000 | 9999 | Combustion Turbine | [5 empty] | Fossil | G | 2030 | Oil |  | 0 | 0 | 0 | 0 | 0 | 0 | 0 | 0 | 0 | 0 | 0 | 0 | 0 | 0 | 0 | 0 | 0 | 0 | 0 | 0 | 0 | 0 | 0 | 0 | 0 | 0 | 0 | 0 | 0 | 0 | 0 | 0 | 0 | 0 | 0 | 0 | 0 | 0 | 0 | 0 | 0.086165 | 0 | 0 | 0 | 0 | 0 | 0 | 0 | 0 | 0 | 2
7851_G_8 | MISO_Iowa-MidAmerican | Iowa | 19 | Black Hawk | 13 | 7851 | 8 | Waterloo Lundquist | 18773 | 2000 | 9999 | Combustion Turbine | [5 empty] | Fossil | G | 2030 | Oil |  | 0 | 0 | 0 | 0 | 0 | 0 | 0 | 0 | 0 | 0 | 0 | 0 | 0 | 0 | 0 | 0 | 0 | 0 | 0 | 0 | 0 | 0 | 0 | 0 | 0 | 0 | 0 | 0 | 0 | 0 | 0 | 0 | 0 | 0 | 0 | 0 | 0 | 0 | 0 | 0 | 0.086165 | 0 | 0 | 0 | 0 | 0 | 0 | 0 | 0 | 0 | 2
7851_G_9 | MISO_Iowa-MidAmerican | Iowa | 19 | Black Hawk | 13 | 7851 | 9 | Waterloo Lundquist | 18773 | 2000 | 9999 | Combustion Turbine | [5 empty] | Fossil | G | 2030 | Oil |  | 0 | 0 | 0 | 0 | 0 | 0 | 0 | 0 | 0 | 0 | 0 | 0 | 0 | 0 | 0 | 0 | 0 | 0 | 0 | 0 | 0 | 0 | 0 | 0 | 0 | 0 | 0 | 0 | 0 | 0 | 0 | 0 | 0 | 0 | 0 | 0 | 0 | 0 | 0 | 0 | 0.086165 | 0 | 0 | 0 | 0 | 0 | 0 | 0 | 0 | 0 | 2
7853_G_1 | MISO_Iowa-MidAmerican | Iowa | 19 | Crawford | 47 | 7853 | 1 | West Receiving | 10745 | 1998 | 9999 | Combustion Turbine | [5 empty] | Fossil | G | 2030 | Oil |  | 0 | 0 | 0 | 0 | 0 | 0 | 0 | 0 | 0 | 0 | 0 | 0 | 0 | 0 | 0 | 0 | 0 | 0 | 0 | 0 | 0 | 0 | 0 | 0 | 0 | 0 | 0 | 0 | 0 | 0 | 0 | 0 | 0 | 0 | 0 | 0 | 0 | 0 | 0 | 0 | 0.077549 | 0 | 0 | 0 | 0 | 0 | 0 | 0 | 0 | 0 | 1.8
7854_G_1 | PJM_ComEd | Illinois | 17 | Whiteside | 195 | 7854 | 1 | Avenue A Generator Sets | 10745 | 2000 | 9999 | Combustion Turbine | [5 empty] | Fossil | G | 2030 | Oil |  | 0 | 0 | 0 | 0 | 0 | 0 | 0 | 0 | 0 | 0 | 0 | 0 | 0 | 0 | 0 | 0 | 0 | 0 | 0 | 0 | 0 | 0 | 0 | 0 | 0 | 0 | 0 | 0 | 0 | 0 | 0 | 0 | 0 | 0 | 0 | 0 | 0 | 0 | 0 | 0 | 0.077982 | 0 | 0 | 0 | 0 | 0 | 0 | 0 | 0 | 0 | 1.8
7854_G_2 | PJM_ComEd | Illinois | 17 | Whiteside | 195 | 7854 | 2 | Avenue A Generator Sets | 10745 | 2000 | 9999 | Combustion Turbine | [5 empty] | Fossil | G | 2030 | Oil |  | 0 | 0 | 0 | 0 | 0 | 0 | 0 | 0 | 0 | 0 | 0 | 0 | 0 | 0 | 0 | 0 | 0 | 0 | 0 | 0 | 0 | 0 | 0 | 0 | 0 | 0 | 0 | 0 | 0 | 0 | 0 | 0 | 0 | 0 | 0 | 0 | 0 | 0 | 0 | 0 | 0.077982 | 0 | 0 | 0 | 0 | 0 | 0 | 0 | 0 | 0 | 1.8
7855_G_8 | SPP_WAUE | Minnesota | 27 | Clay | 27 | 7855 | 8 | Moorhead Wind Turbine | 0 | 1999 | 9999 | Onshore Wind | [5 empty] | Non-Fossil | G | 2030 | Wind |  | 0 | 0 | 0 | 0 | 0 | 0 | 0 | 0 | 0 | 0 | 0 | 0 | 0 | 0 | 0 | 0 | 0.6999 | 0.99232 | 0.95157 | 2.6438 | 0 | 0 | 0 | 0 | 0 | 0 | 0 | 0 | 0 | 0 | 0 | 0 | 0 | 0 | 0 | 0 | 0 | 0 | 0 | 0 | 0.029495 | 0 | 0 | 0 | 0 | 0 | 0 | 0 | 0 | 0 | 0.7
7855_G_9 | SPP_WAUE | Minnesota | 27 | Clay | 27 | 7855 | 9 | Moorhead Wind Turbine | 0 | 2001 | 9999 | Onshore Wind | [5 empty] | Non-Fossil | G | 2030 | Wind |  | 0 | 0 | 0 | 0 | 0 | 0 | 0 | 0 | 0 | 0 | 0 | 0 | 0 | 0 | 0 | 0 | 0.6999 | 0.99232 | 0.95157 | 2.6438 | 0 | 0 | 0 | 0 | 0 | 0 | 0 | 0 | 0 | 0 | 0 | 0 | 0 | 0 | 0 | 0 | 0 | 0 | 0 | 0 | 0.029495 | 0 | 0 | 0 | 0 | 0 | 0 | 0 | 0 | 0 | 0.7
7856_G_1 | MISO_Iowa-MidAmerican | Iowa | 19 | Adair | 1 | 7856 | 1 | North | 10745 | 2002 | 9999 | Combustion Turbine | [5 empty] | Fossil | G | 2030 | Oil |  | 0 | 0 | 0 | 0 | 0 | 0 | 0 | 0 | 0 | 0 | 0 | 0 | 0 | 0 | 0 | 0 | 0 | 0 | 0 | 0 | 0 | 0 | 0 | 0 | 0 | 0 | 0 | 0 | 0 | 0 | 0 | 0 | 0 | 0 | 0 | 0 | 0 | 0 | 0 | 0 | 0.077549 | 0 | 0 | 0 | 0 | 0 | 0 | 0 | 0 | 0 | 1.8
7856_G_2 | MISO_Iowa-MidAmerican | Iowa | 19 | Adair | 1 | 7856 | 2 | North | 10745 | 2002 | 9999 | Combustion Turbine | [5 empty] | Fossil | G | 2030 | Oil |  | 0 | 0 | 0 | 0 | 0 | 0 | 0 | 0 | 0 | 0 | 0 | 0 | 0 | 0 | 0 | 0 | 0 | 0 | 0 | 0 | 0 | 0 | 0 | 0 | 0 | 0 | 0 | 0 | 0 | 0 | 0 | 0 | 0 | 0 | 0 | 0 | 0 | 0 | 0 | 0 | 0.077549 | 0 | 0 | 0 | 0 | 0 | 0 | 0 | 0 | 0 | 1.8
7856_G_3 | MISO_Iowa-MidAmerican | Iowa | 19 | Adair | 1 | 7856 | 3 | North | 10745 | 2011 | 9999 | Combustion Turbine | [5 empty] | Fossil | G | 2030 | Oil |  | 0 | 0 | 0 | 0 | 0 | 0 | 0 | 0 | 0 | 0 | 0 | 0 | 0 | 0 | 0 | 0 | 0 | 0 | 0 | 0 | 0 | 0 | 0 | 0 | 0 | 0 | 0 | 0 | 0 | 0 | 0 | 0 | 0 | 0 | 0 | 0 | 0 | 0 | 0 | 0 | 0.094782 | 0 | 0 | 0 | 0 | 0 | 0 | 0 | 0 | 0 | 2.2
7856_G_4 | MISO_Iowa-MidAmerican | Iowa | 19 | Adair | 1 | 7856 | 4 | North | 10745 | 2011 | 9999 | Combustion Turbine | [5 empty] | Fossil | G | 2030 | Oil |  | 0 | 0 | 0 | 0 | 0 | 0 | 0 | 0 | 0 | 0 | 0 | 0 | 0 | 0 | 0 | 0 | 0 | 0 | 0 | 0 | 0 | 0 | 0 | 0 | 0 | 0 | 0 | 0 | 0 | 0 | 0 | 0 | 0 | 0 | 0 | 0 | 0 | 0 | 0 | 0 | 0.094782 | 0 | 0 | 0 | 0 | 0 | 0 | 0 | 0 | 0 | 2.2
7857_G_1 | MISO_Iowa-MidAmerican | Iowa | 19 | Adair | 1 | 7857 | 1 | Gilliam South | 25000 | 2001 | 9999 | Combustion Turbine | [5 empty] | Fossil | G | 2030 | Oil |  | 0 | 0 | 0 | 0 | 0 | 0 | 0 | 0 | 0 | 0 | 0 | 0 | 0 | 0 | 0 | 0 | 0 | 0 | 0 | 0 | 0 | 0 | 0 | 0 | 0 | 0 | 0 | 0 | 0 | 0 | 0 | 0 | 0 | 0 | 0 | 0 | 0 | 0 | 0 | 0 | 0.073241 | 0 | 0 | 0 | 0 | 0 | 0 | 0 | 0 | 0 | 1.7
7857_G_7 | MISO_Iowa-MidAmerican | Iowa | 19 | Adair | 1 | 7857 | 7 | Gilliam South | 25000 | 2012 | 9999 | Combustion Turbine | [5 empty] | Fossil | G | 2030 | Oil |  | 0 | 0 | 0 | 0 | 0 | 0 | 0 | 0 | 0 | 0 | 0 | 0 | 0 | 0 | 0 | 0 | 0 | 0 | 0 | 0 | 0 | 0 | 0 | 0 | 0 | 0 | 0 | 0 | 0 | 0 | 0 | 0 | 0 | 0 | 0 | 0 | 0 | 0 | 0 | 0 | 0.09909 | 0 | 0 | 0 | 0 | 0 | 0 | 0 | 0 | 0 | 2.3
7860_G_G7 | SERC_Delta_AECI | Missouri | 29 | Shelby | 205 | 7860 | G7 | Shelbina Power #3 | 12164 | 2002 | 9999 | Combustion Turbine | [5 empty] | Fossil | G | 2030 | Oil |  | 0 | 0 | 0 | 0 | 0 | 0 | 0 | 0 | 0 | 0 | 0 | 0 | 0 | 0 | 0 | 0 | 0 | 0 | 0 | 0 | 0 | 0 | 0 | 0 | 0 | 0 | 0 | 0 | 0 | 0 | 0 | 0 | 0 | 0 | 0 | 0 | 0 | 0 | 0 | 0 | 0.077484 | 0 | 0 | 0 | 0 | 0 | 0 | 0 | 0 | 0 | 1.8
7860_G_G8 | SERC_Delta_AECI | Missouri | 29 | Shelby | 205 | 7860 | G8 | Shelbina Power #3 | 12836 | 2002 | 9999 | Combustion Turbine | [5 empty] | Fossil | G | 2030 | Oil |  | 0 | 0 | 0 | 0 | 0 | 0 | 0 | 0 | 0 | 0 | 0 | 0 | 0 | 0 | 0 | 0 | 0 | 0 | 0 | 0 | 0 | 0 | 0 | 0 | 0 | 0 | 0 | 0 | 0 | 0 | 0 | 0 | 0 | 0 | 0 | 0 | 0 | 0 | 0 | 0 | 0.077484 | 0 | 0 | 0 | 0 | 0 | 0 | 0 | 0 | 0 | 1.8
7863_G_1 | MISO_Minnesota and Western Wisconsin | Wisconsin | 55 | Chippewa | 17 | 7863 | 1 | Elk Mound | 13841 | 2001 | 9999 | Combustion Turbine |  |  |  | DLNB + H2O |  | Fossil | G | 2030 | Oil |  | 0 | 0 | 0 | 0 | 0 | 0 | 0 | 0 | 0 | 0 | 0 | 0 | 0 | 0 | 0 | 0 | 0 | 0 | 0 | 0 | 0 | 0 | 0 | 0 | 0 | 0 | 0 | 0 | 0 | 0 | 0 | 0 | 0 | 0 | 0 | 0 | 0 | 0 | 0 | 0 | 0.60556 | 0 | 0 | 0 | 0 | 0 | 0 | 0 | 0 | 0 | 30.7
7863_G_2 | MISO_Minnesota and Western Wisconsin | Wisconsin | 55 | Chippewa | 17 | 7863 | 2 | Elk Mound | 13866 | 2001 | 9999 | Combustion Turbine |  |  |  | DLNB + H2O |  | Fossil | G | 2030 | Oil |  | 0 | 0 | 0 | 0 | 0 | 0 | 0 | 0 | 0 | 0 | 0 | 0 | 0 | 0 | 0 | 0 | 0 | 0 | 0 | 0 | 0 | 0 | 0 | 0 | 0 | 0 | 0 | 0 | 0 | 0 | 0 | 0 | 0 | 0 | 0 | 0 | 0 | 0 | 0 | 0 | 0.66868 | 0 | 0 | 0 | 0 | 0 | 0 | 0 | 0 | 0 | 33.9
7865_G_1 | MISO_Iowa | Iowa | 19 | Delaware | 55 | 7865 | 1 | Earlville | 10745 | 2001 | 9999 | Combustion Turbine | [5 empty] | Fossil | G | 2030 | Oil |  | 0 | 0 | 0 | 0 | 0 | 0 | 0 | 0 | 0 | 0 | 0 | 0 | 0 | 0 | 0 | 0 | 0 | 0 | 0 | 0 | 0 | 0 | 0 | 0 | 0 | 0 | 0 | 0 | 0 | 0 | 0 | 0 | 0 | 0 | 0 | 0 | 0 | 0 | 0 | 0 | 0.077627 | 0 | 0 | 0 | 0 | 0 | 0 | 0 | 0 | 0 | 1.8
7867_G_6A | WECC_Pacific Northwest | Washington | 53 | King | 33 | 7867 | 6A | Snoqualmie 2 | 0 | 2013 | 9999 | Hydro | [5 empty] | Non-Fossil | G | 2030 | Hydro |  | 0 | 0 | 0 | 0 | 0 | 0 | 0 | 0 | 0 | 0 | 0 | 0 | 0 | 0 | 0 | 0 | 10.2692 | 14.2122 | 17.922 | 42.4034 | 0 | 0 | 0 | 0 | 0 | 0 | 0 | 0 | 0 | 0 | 0 | 0 | 0 | 0 | 0 | 0 | 0 | 0 | 0 | 0 | 0.19918 | 0.014274 | 0.019755 | 0.024912 | 0.058941 | 0 | 0 | 0 | 0 | 0 | 12.6
7867_G_7 | WECC_Pacific Northwest | Washington | 53 | King | 33 | 7867 | 7 | Snoqualmie 2 | 0 | 1957 | 9999 | Hydro | [5 empty] | Non-Fossil | G | 2030 | Hydro |  | 0 | 0 | 0 | 0 | 0 | 0 | 0 | 0 | 0 | 0 | 0 | 0 | 0 | 0 | 0 | 0 | 17.1153 | 23.687 | 29.87 | 70.6723 | 0 | 0 | 0 | 0 | 0 | 0 | 0 | 0 | 0 | 0 | 0 | 0 | 0 | 0 | 0 | 0 | 0 | 0 | 0 | 0 | 0.33197 | 0.02379 | 0.032925 | 0.041519 | 0.098235 | 0 | 0 | 0 | 0 | 0 | 21
7869_G_GT1 | NY_Zone K (LI) | New York | 36 | Nassau | 59 | 7869 | GT1 | Glenwood Landing | 10745 | 1967 | 9999 | Combustion Turbine | [5 empty] | Fossil | G | 2030 | Oil |  | 0 | 0 | 0 | 0 | 0 | 0 | 0 | 0 | 0 | 0 | 0 | 0 | 0 | 0 | 0 | 0 | 0 | 0 | 0 | 0 | 0 | 0 | 0 | 0 | 0 | 0 | 0 | 0 | 0 | 0 | 0 | 0 | 0 | 0 | 0 | 0 | 0 | 0 | 0 | 0 | 0.59527 | 0 | 0 | 0 | 0 | 0 | 0 | 0 | 0 | 0 | 12.6
7869_G_GT4 | NY_Zone K (LI) | New York | 36 | Nassau | 59 | 7869 | GT4 | Glenwood Landing | 10745 | 2002 | 9999 | Combustion Turbine |  |  | SCR | H2O |  | Fossil | G | 2030 | NaturalGas |  | 0.0011977 | 0 | 0.091037 | 0.092234 | 0 | 0 | 0 | 0 | 0 | 0 | 0 | 0 | 0 | 0 | 0 | 0 | 0.11147 | 0 | 8.4725 | 8.5839 | 0.070116 | 0 | 5.3293 | 5.3994 | 8.3842e-11 | 0 | 6.3726e-09 | 6.4564e-09 | 7.989e-06 | 0 | 0.00060721 | 0.0006152 | 0 | 0 | 0 | 0 | 0 | 0 | 0 | 0 | 0.87377 | 0.0005763 | 0 | 0.043803 | 0.044379 | 0.007732 | 0 | 0.1902 | 0.19793 | 0 | 40 | SCR
7869_G_GT5 | NY_Zone K (LI) | New York | 36 | Nassau | 59 | 7869 | GT5 | Glenwood Landing | 10745 | 2002 | 9999 | Combustion Turbine |  |  | SCR | H2O |  | Fossil | G | 2030 | NaturalGas |  | 0.0011977 | 0 | 0.091037 | 0.092234 | 0 | 0 | 0 | 0 | 0 | 0 | 0 | 0 | 0 | 0 | 0 | 0 | 0.11147 | 0 | 8.4725 | 8.5839 | 0.070116 | 0 | 5.3293 | 5.3994 | 8.3842e-11 | 0 | 6.3726e-09 | 6.4564e-09 | 7.7195e-06 | 0 | 0.00058673 | 0.00059445 | 0 | 0 | 0 | 0 | 0 | 0 | 0 | 0 | 0.87377 | 0.0005763 | 0 | 0.043803 | 0.044379 | 0.007732 | 0 | 0.1902 | 0.19793 | 0 | 40 | SCR
7870_G_CTG1 | WECC_Pacific Northwest | Washington | 53 | Whatcom | 73 | 7870 | CTG1 | Encogen | 9214 | 1993 | 9999 | Combined Cycle |  |  | SCR | STM |  | Fossil | G | 2030 | NaturalGas |  | 0.65429 | 0 | 0.0051815 | 0.65947 | 0 | 0 | 0 | 0 | 0 | 0 | 0 | 0 | 0 | 0 | 0 | 0 | 71.0101 | 0 | 0.56235 | 71.5725 | 38.302 | 0 | 0.30332 | 38.6053 | 4.58e-08 | 0 | 3.627e-10 | 4.6163e-08 | 0.0082726 | 0 | 6.5513e-05 | 0.0083381 | 0 | 0 | 0 | 0 | 0 | 0 | 0 | 0 | 1.3809 | 0.16226 | 0 | 0.0023415 | 0.1646 | 1.9475 | 0 | 0.010487 | 1.958 | 0 | 34.5 | SCR
7870_G_CTG2 | WECC_Pacific Northwest | Washington | 53 | Whatcom | 73 | 7870 | CTG2 | Encogen | 9214 | 1993 | 9999 | Combined Cycle |  |  | SCR | STM |  | Fossil | G | 2030 | NaturalGas |  | 0.65429 | 0 | 0.0051815 | 0.65947 | 0 | 0 | 0 | 0 | 0 | 0 | 0 | 0 | 0 | 0 | 0 | 0 | 71.0101 | 0 | 0.56235 | 71.5725 | 38.302 | 0 | 0.30332 | 38.6053 | 4.58e-08 | 0 | 3.627e-10 | 4.6163e-08 | 0.0082726 | 0 | 6.5513e-05 | 0.0083381 | 0 | 0 | 0 | 0 | 0 | 0 | 0 | 0 | 1.3809 | 0.16226 | 0 | 0.0023415 | 0.1646 | 1.9475 | 0 | 0.010487 | 1.958 | 0 | 34.5 | SCR
7870_G_CTG3 | WECC_Pacific Northwest | Washington | 53 | Whatcom | 73 | 7870 | CTG3 | Encogen | 9214 | 1993 | 9999 | Combined Cycle |  |  | SCR | STM |  | Fossil | G | 2030 | NaturalGas |  | 0.65429 | 0 | 0.0051815 | 0.65947 | 0 | 0 | 0 | 0 | 0 | 0 | 0 | 0 | 0 | 0 | 0 | 0 | 71.0101 | 0 | 0.56235 | 71.5725 | 38.302 | 0 | 0.30332 | 38.6053 | 4.58e-08 | 0 | 3.627e-10 | 4.6163e-08 | 0.0082726 | 0 | 6.5513e-05 | 0.0083381 | 0 | 0 | 0 | 0 | 0 | 0 | 0 | 0 | 1.3809 | 0.16226 | 0 | 0.0023415 | 0.1646 | 1.9475 | 0 | 0.010487 | 1.958 | 0 | 34.5 | SCR
7870_G_STG | WECC_Pacific Northwest | Washington | 53 | Whatcom | 73 | 7870 | STG | Encogen | 9214 | 1993 | 9999 | Combined Cycle |  |  | SCR | STM |  | Fossil | G | 2030 | NaturalGas |  | 1.0601 | 0 | 0.0083955 | 1.0685 | 0 | 0 | 0 | 0 | 0 | 0 | 0 | 0 | 0 | 0 | 0 | 0 | 115.057 | 0 | 0.91117 | 115.9681 | 62.0603 | 0 | 0.49147 | 62.5518 | 7.4209e-08 | 0 | 5.8768e-10 | 7.4797e-08 | 0.013404 | 0 | 0.00010615 | 0.01351 | 0 | 0 | 0 | 0 | 0 | 0 | 0 | 0 | 2.2375 | 0.26291 | 0 | 0.0037939 | 0.26671 | 3.1555 | 0 | 0.016992 | 3.1725 | 0 | 55.9 | SCR
7872_G_1 | PJM West | Ohio | 39 | Van Wert | 161 | 7872 | 1 | Robert P Mone Plant | 10745 | 2002 | 9999 | Combustion Turbine |  |  |  | DLNB + H2O |  | Fossil | G | 2030 | NaturalGas |  | 0.1956 | 0.17298 | 0.44303 | 0.8116 | 0 | 0 | 0 | 0 | 0 | 0 | 0 | 0 | 0 | 0 | 0 | 0 | 18.2034 | 16.0984 | 41.231 | 75.5327 | 11.4501 | 10.1261 | 25.9348 | 47.511 | 1.3692e-08 | 1.2108e-08 | 3.1012e-08 | 5.6812e-08 | 0.0086277 | 0.00763 | 0.019542 | 0.0358 | 0 | 0 | 0 | 0 | 0 | 0 | 0 | 0 | 2.8602 | 0.083917 | 0.074214 | 0.19007 | 0.34821 | 0.52116 | 0.39279 | 0.8882 | 1.8021 | 0 | 145
7872_G_2 | PJM West | Ohio | 39 | Van Wert | 161 | 7872 | 2 | Robert P Mone Plant | 10745 | 2002 | 9999 | Combustion Turbine |  |  |  | DLNB + H2O |  | Fossil | G | 2030 | NaturalGas |  | 0.1956 | 0.17298 | 0.44303 | 0.8116 | 0 | 0 | 0 | 0 | 0 | 0 | 0 | 0 | 0 | 0 | 0 | 0 | 18.2034 | 16.0984 | 41.231 | 75.5327 | 11.4501 | 10.1261 | 25.9348 | 47.511 | 1.3692e-08 | 1.2108e-08 | 3.1012e-08 | 5.6812e-08 | 0.0085377 | 0.0075505 | 0.019338 | 0.035426 | 0 | 0 | 0 | 0 | 0 | 0 | 0 | 0 | 2.8602 | 0.083917 | 0.074214 | 0.19007 | 0.34821 | 0.52116 | 0.39279 | 0.8882 | 1.8021 | 0 | 145
7872_G_3 | PJM West | Ohio | 39 | Van Wert | 161 | 7872 | 3 | Robert P Mone Plant | 10745 | 2002 | 9999 | Combustion Turbine |  |  |  | DLNB + H2O |  | Fossil | G | 2030 | NaturalGas |  | 0.1956 | 0.17298 | 0.44303 | 0.8116 | 0 | 0 | 0 | 0 | 0 | 0 | 0 | 0 | 0 | 0 | 0 | 0 | 18.2034 | 16.0984 | 41.231 | 75.5327 | 11.4501 | 10.1261 | 25.9348 | 47.511 | 1.3692e-08 | 1.2108e-08 | 3.1012e-08 | 5.6812e-08 | 0.010832 | 0.0095795 | 0.024535 | 0.044946 | 0 | 0 | 0 | 0 | 0 | 0 | 0 | 0 | 2.8602 | 0.083917 | 0.074214 | 0.19007 | 0.34821 | 0.52116 | 0.39279 | 0.8882 | 1.8021 | 0 | 145
7873_G_1A | FRCC | Florida | 12 | Hillsborough | 57 | 7873 | 1A | H L Culbreath Bayside Power Station | 7524 | 2003 | 9999 | Combined Cycle |  |  | SCR | DLNB |  | Fossil | G | 2030 | NaturalGas |  | 1.4386 | 2.1022 | 2.9034 | 6.4442 | 0 | 0 | 0 | 0 | 0 | 0 | 0 | 0 | 0 | 0 | 0 | 0 | 191.1973 | 279.3917 | 385.8744 | 856.4634 | 84.2166 | 123.0636 | 169.966 | 377.2462 | 1.007e-07 | 1.4715e-07 | 2.0324e-07 | 4.511e-07 | 0.0093707 | 0.013693 | 0.018912 | 0.041976 | 0 | 0 | 0 | 0 | 0 | 0 | 0 | 0 | 6.0802 | 0.4508 | 0.67327 | 0.88175 | 2.0058 | 4.3363 | 5.5809 | 9.5549 | 19.4721 | 0 | 156 | SCR
7873_G_1B | FRCC | Florida | 12 | Hillsborough | 57 | 7873 | 1B | H L Culbreath Bayside Power Station | 7524 | 2003 | 9999 | Combined Cycle |  |  | SCR | DLNB |  | Fossil | G | 2030 | NaturalGas |  | 1.4386 | 2.1022 | 2.9034 | 6.4442 | 0 | 0 | 0 | 0 | 0 | 0 | 0 | 0 | 0 | 0 | 0 | 0 | 191.1973 | 279.3917 | 385.8744 | 856.4634 | 84.2166 | 123.0636 | 169.966 | 377.2462 | 1.007e-07 | 1.4715e-07 | 2.0324e-07 | 4.511e-07 | 0.0093707 | 0.013693 | 0.018912 | 0.041976 | 0 | 0 | 0 | 0 | 0 | 0 | 0 | 0 | 6.0802 | 0.4508 | 0.67327 | 0.88175 | 2.0058 | 4.3363 | 5.5809 | 9.5549 | 19.4721 | 0 | 156 | SCR
7873_G_1C | FRCC | Florida | 12 | Hillsborough | 57 | 7873 | 1C | H L Culbreath Bayside Power Station | 7524 | 2003 | 9999 | Combined Cycle |  |  | SCR | DLNB |  | Fossil | G | 2030 | NaturalGas |  | 1.4386 | 2.1022 | 2.9034 | 6.4442 | 0 | 0 | 0 | 0 | 0 | 0 | 0 | 0 | 0 | 0 | 0 | 0 | 191.1973 | 279.3917 | 385.8744 | 856.4634 | 84.2166 | 123.0636 | 169.966 | 377.2462 | 1.007e-07 | 1.4715e-07 | 2.0324e-07 | 4.511e-07 | 0.0093707 | 0.013693 | 0.018912 | 0.041976 | 0 | 0 | 0 | 0 | 0 | 0 | 0 | 0 | 6.0802 | 0.4508 | 0.67327 | 0.88175 | 2.0058 | 4.3363 | 5.5809 | 9.5549 | 19.4721 | 0 | 156 | SCR
7873_G_1ST | FRCC | Florida | 12 | Hillsborough | 57 | 7873 | 1ST | H L Culbreath Bayside Power Station | 7524 | 1965 | 9999 | Combined Cycle |  |  | SCR | DLNB |  | Fossil | G | 2030 | NaturalGas |  | 2.1487 | 3.1398 | 4.3365 | 9.6251 | 0 | 0 | 0 | 0 | 0 | 0 | 0 | 0 | 0 | 0 | 0 | 0 | 285.5703 | 417.2966 | 576.3381 | 1279.205 | 125.7851 | 183.8065 | 253.8595 | 563.4511 | 1.5041e-07 | 2.1979e-07 | 3.0356e-07 | 6.7375e-07 | 0.013996 | 0.020452 | 0.028247 | 0.062695 | 0 | 0 | 0 | 0 | 0 | 0 | 0 | 0 | 9.0813 | 0.67332 | 1.0056 | 1.317 | 2.9959 | 6.4766 | 8.3356 | 14.2711 | 29.0833 | 0 | 233 | SCR
7873_G_2A | FRCC | Florida | 12 | Hillsborough | 57 | 7873 | 2A | H L Culbreath Bayside Power Station | 7524 | 2004 | 9999 | Combined Cycle |  |  | SCR | DLNB |  | Fossil | G | 2030 | NaturalGas |  | 1.4386 | 2.1022 | 2.9034 | 6.4442 | 0 | 0 | 0 | 0 | 0 | 0 | 0 | 0 | 0 | 0 | 0 | 0 | 191.1973 | 279.3917 | 385.8744 | 856.4634 | 84.2166 | 123.0636 | 169.966 | 377.2462 | 1.007e-07 | 1.4715e-07 | 2.0324e-07 | 4.511e-07 | 0.0090487 | 0.013223 | 0.018262 | 0.040533 | 0 | 0 | 0 | 0 | 0 | 0 | 0 | 0 | 6.0802 | 0.4508 | 0.67327 | 0.88175 | 2.0058 | 4.3363 | 5.5809 | 9.5549 | 19.4721 | 0 | 156 | SCR
7873_G_2B | FRCC | Florida | 12 | Hillsborough | 57 | 7873 | 2B | H L Culbreath Bayside Power Station | 7524 | 2004 | 9999 | Combined Cycle |  |  | SCR | DLNB |  | Fossil | G | 2030 | NaturalGas |  | 1.4386 | 2.1022 | 2.9034 | 6.4442 | 0 | 0 | 0 | 0 | 0 | 0 | 0 | 0 | 0 | 0 | 0 | 0 | 191.1973 | 279.3917 | 385.8744 | 856.4634 | 84.2166 | 123.0636 | 169.966 | 377.2462 | 1.007e-07 | 1.4715e-07 | 2.0324e-07 | 4.511e-07 | 0.0090487 | 0.013223 | 0.018262 | 0.040533 | 0 | 0 | 0 | 0 | 0 | 0 | 0 | 0 | 6.0802 | 0.4508 | 0.67327 | 0.88175 | 2.0058 | 4.3363 | 5.5809 | 9.5549 | 19.4721 | 0 | 156 | SCR
7873_G_2C | FRCC | Florida | 12 | Hillsborough | 57 | 7873 | 2C | H L Culbreath Bayside Power Station | 7524 | 2004 | 9999 | Combined Cycle |  |  | SCR | DLNB |  | Fossil | G | 2030 | NaturalGas |  | 1.4386 | 2.1022 | 2.9034 | 6.4442 | 0 | 0 | 0 | 0 | 0 | 0 | 0 | 0 | 0 | 0 | 0 | 0 | 191.1973 | 279.3917 | 385.8744 | 856.4634 | 84.2166 | 123.0636 | 169.966 | 377.2462 | 1.007e-07 | 1.4715e-07 | 2.0324e-07 | 4.511e-07 | 0.0090487 | 0.013223 | 0.018262 | 0.040533 | 0 | 0 | 0 | 0 | 0 | 0 | 0 | 0 | 6.0802 | 0.4508 | 0.67327 | 0.88175 | 2.0058 | 4.3363 | 5.5809 | 9.5549 | 19.4721 | 0 | 156 | SCR
7873_G_2D | FRCC | Florida | 12 | Hillsborough | 57 | 7873 | 2D | H L Culbreath Bayside Power Station | 7524 | 2004 | 9999 | Combined Cycle |  |  | SCR | DLNB |  | Fossil | G | 2030 | NaturalGas |  | 1.4386 | 2.1022 | 2.9034 | 6.4442 | 0 | 0 | 0 | 0 | 0 | 0 | 0 | 0 | 0 | 0 | 0 | 0 | 191.1973 | 279.3917 | 385.8744 | 856.4634 | 84.2166 | 123.0636 | 169.966 | 377.2462 | 1.007e-07 | 1.4715e-07 | 2.0324e-07 | 4.511e-07 | 0.0090487 | 0.013223 | 0.018262 | 0.040533 | 0 | 0 | 0 | 0 | 0 | 0 | 0 | 0 | 6.0802 | 0.4508 | 0.67327 | 0.88175 | 2.0058 | 4.3363 | 5.5809 | 9.5549 | 19.4721 | 0 | 156 | SCR
7873_G_2ST | FRCC | Florida | 12 | Hillsborough | 57 | 7873 | 2ST | H L Culbreath Bayside Power Station | 7524 | 1967 | 9999 | Combined Cycle |  |  | SCR | DLNB |  | Fossil | G | 2030 | NaturalGas |  | 2.8127 | 4.1101 | 5.6766 | 12.5993 | 0 | 0 | 0 | 0 | 0 | 0 | 0 | 0 | 0 | 0 | 0 | 0 | 373.8152 | 546.2466 | 754.434 | 1674.4958 | 164.6543 | 240.6051 | 332.3053 | 737.5647 | 1.9689e-07 | 2.8771e-07 | 3.9736e-07 | 8.8195e-07 | 0.017691 | 0.025852 | 0.035705 | 0.079248 | 0 | 0 | 0 | 0 | 0 | 0 | 0 | 0 | 11.8875 | 0.88138 | 1.3163 | 1.7239 | 3.9216 | 8.4779 | 10.9114 | 18.6811 | 38.0704 | 0 | 305 | SCR
7873_G_3 | FRCC | Florida | 12 | Hillsborough | 57 | 7873 | 3 | H L Culbreath Bayside Power Station | 11482 | 2009 | 9999 | Combustion Turbine |  |  |  | H2O |  | Fossil | G | 2030 | NaturalGas |  | 0.011531 | 0.038986 | 0.17352 | 0.22404 | 0 | 0 | 0 | 0 | 0 | 0 | 0 | 0 | 0 | 0 | 0 | 0 | 1.0043 | 3.3954 | 15.1123 | 19.5119 | 0.67502 | 2.2822 | 10.1578 | 13.1151 | 8.0717e-10 | 2.729e-09 | 1.2146e-08 | 1.5683e-08 | 0.00050321 | 0.0017013 | 0.0075724 | 0.0097769 | 0 | 0 | 0 | 0 | 0 | 0 | 0 | 0 | 1.1046 | 0.0047401 | 0.016026 | 0.07133 | 0.092096 | 0.034756 | 0.1035 | 0.57104 | 0.70929 | 0 | 56
7873_G_4 | FRCC | Florida | 12 | Hillsborough | 57 | 7873 | 4 | H L Culbreath Bayside Power Station | 11482 | 2009 | 9999 | Combustion Turbine |  |  |  | H2O |  | Fossil | G | 2030 | NaturalGas |  | 0.011531 | 0.038986 | 0.17352 | 0.22404 | 0 | 0 | 0 | 0 | 0 | 0 | 0 | 0 | 0 | 0 | 0 | 0 | 1.0043 | 3.3954 | 15.1123 | 19.5119 | 0.67502 | 2.2822 | 10.1578 | 13.1151 | 8.0717e-10 | 2.729e-09 | 1.2146e-08 | 1.5683e-08 | 0.00050384 | 0.0017035 | 0.0075819 | 0.0097892 | 0 | 0 | 0 | 0 | 0 | 0 | 0 | 0 | 1.1046 | 0.0047401 | 0.016026 | 0.07133 | 0.092096 | 0.034756 | 0.1035 | 0.57104 | 0.70929 | 0 | 56
7873_G_5 | FRCC | Florida | 12 | Hillsborough | 57 | 7873 | 5 | H L Culbreath Bayside Power Station | 11482 | 2009 | 9999 | Combustion Turbine |  |  |  | H2O |  | Fossil | G | 2030 | NaturalGas |  | 0.011531 | 0.038986 | 0.17352 | 0.22404 | 0 | 0 | 0 | 0 | 0 | 0 | 0 | 0 | 0 | 0 | 0 | 0 | 1.0043 | 3.3954 | 15.1123 | 19.5119 | 0.67502 | 2.2822 | 10.1578 | 13.1151 | 8.0717e-10 | 2.729e-09 | 1.2146e-08 | 1.5683e-08 | 0.00048816 | 0.0016505 | 0.0073459 | 0.0094846 | 0 | 0 | 0 | 0 | 0 | 0 | 0 | 0 | 1.1046 | 0.0047401 | 0.016026 | 0.07133 | 0.092096 | 0.034756 | 0.1035 | 0.57104 | 0.70929 | 0 | 56
7873_G_6 | FRCC | Florida | 12 | Hillsborough | 57 | 7873 | 6 | H L Culbreath Bayside Power Station | 11482 | 2009 | 9999 | Combustion Turbine |  |  |  | H2O |  | Fossil | G | 2030 | NaturalGas |  | 0.011531 | 0.038986 | 0.17352 | 0.22404 | 0 | 0 | 0 | 0 | 0 | 0 | 0 | 0 | 0 | 0 | 0 | 0 | 1.0043 | 3.3954 | 15.1123 | 19.5119 | 0.67502 | 2.2822 | 10.1578 | 13.1151 | 8.0717e-10 | 2.729e-09 | 1.2146e-08 | 1.5683e-08 | 0.00049226 | 0.0016643 | 0.0074075 | 0.0095641 | 0 | 0 | 0 | 0 | 0 | 0 | 0 | 0 | 1.1046 | 0.0047401 | 0.016026 | 0.07133 | 0.092096 | 0.034756 | 0.1035 | 0.57104 | 0.70929 | 0 | 56
7874_G_1 | PJM West | Ohio | 39 | Williams | 171 | 7874 | 1 | Edgerton | 10745 | 2000 | 9999 | Combustion Turbine | [5 empty] | Fossil | G | 2030 | Oil |  | 0 | 0 | 0 | 0 | 0 | 0 | 0 | 0 | 0 | 0 | 0 | 0 | 0 | 0 | 0 | 0 | 0 | 0 | 0 | 0 | 0 | 0 | 0 | 0 | 0 | 0 | 0 | 0 | 0 | 0 | 0 | 0 | 0 | 0 | 0 | 0 | 0 | 0 | 0 | 0 | 0.077732 | 0 | 0 | 0 | 0 | 0 | 0 | 0 | 0 | 0 | 1.8
7874_G_2 | PJM West | Ohio | 39 | Williams | 171 | 7874 | 2 | Edgerton | 10745 | 2000 | 9999 | Combustion Turbine | [5 empty] | Fossil | G | 2030 | Oil |  | 0 | 0 | 0 | 0 | 0 | 0 | 0 | 0 | 0 | 0 | 0 | 0 | 0 | 0 | 0 | 0 | 0 | 0 | 0 | 0 | 0 | 0 | 0 | 0 | 0 | 0 | 0 | 0 | 0 | 0 | 0 | 0 | 0 | 0 | 0 | 0 | 0 | 0 | 0 | 0 | 0.077732 | 0 | 0 | 0 | 0 | 0 | 0 | 0 | 0 | 0 | 1.8
7878_G_1 | PJM_ATSI | Ohio | 39 | Lorain | 93 | 7878 | 1 | Wellington | 11228 | 1998 | 9999 | Combustion Turbine | [5 empty] | Fossil | G | 2030 | Oil |  | 0 | 0 | 0 | 0 | 0 | 0 | 0 | 0 | 0 | 0 | 0 | 0 | 0 | 0 | 0 | 0 | 0 | 0 | 0 | 0 | 0 | 0 | 0 | 0 | 0 | 0 | 0 | 0 | 0 | 0 | 0 | 0 | 0 | 0 | 0 | 0 | 0 | 0 | 0 | 0 | 0.019725 | 0 | 0 | 0 | 0 | 0 | 0 | 0 | 0 | 0 | 1
788_G_1 | ISONE_MA, VT, NH, RI (Rest of ISO New England) | Vermont | 50 | Caledonia | 5 | 788 | 1 | East Barnet | 0 | 1984 | 9999 | Hydro | [5 empty] | Non-Fossil | G | 2030 | Hydro |  | 0 | 0 | 0 | 0 | 0 | 0 | 0 | 0 | 0 | 0 | 0 | 0 | 0 | 0 | 0 | 0 | 1.9411 | 2.765 | 2.7538 | 7.4599 | 0 | 0 | 0 | 0 | 0 | 0 | 0 | 0 | 0 | 0 | 0 | 0 | 0 | 0 | 0 | 0 | 0 | 0 | 0 | 0 | 0.030036 | 0.0026981 | 0.0038433 | 0.0038278 | 0.010369 | 0 | 0 | 0 | 0 | 0 | 1.9
7883_G_1 | SERC_Central_TVA | Tennessee | 47 | Hancock | 67 | 7883 | 1 | Powell Valley | 11102 | 2000 | 9999 | Combustion Turbine | [5 empty] | Fossil | G | 2030 | Oil |  | 0 | 0 | 0 | 0 | 0 | 0 | 0 | 0 | 0 | 0 | 0 | 0 | 0 | 0 | 0 | 0 | 0 | 0 | 0 | 0 | 0 | 0 | 0 | 0 | 0 | 0 | 0 | 0 | 0 | 0 | 0 | 0 | 0 | 0 | 0 | 0 | 0 | 0 | 0 | 0 | 0.035505 | 0 | 0 | 0 | 0 | 0 | 0 | 0 | 0 | 0 | 1.8
7883_G_10 | SERC_Central_TVA | Tennessee | 47 | Hancock | 67 | 7883 | 10 | Powell Valley | 10745 | 2000 | 9999 | Combustion Turbine | [5 empty] | Fossil | G | 2030 | Oil |  | 0 | 0 | 0 | 0 | 0 | 0 | 0 | 0 | 0 | 0 | 0 | 0 | 0 | 0 | 0 | 0 | 0 | 0 | 0 | 0 | 0 | 0 | 0 | 0 | 0 | 0 | 0 | 0 | 0 | 0 | 0 | 0 | 0 | 0 | 0 | 0 | 0 | 0 | 0 | 0 | 0.035505 | 0 | 0 | 0 | 0 | 0 | 0 | 0 | 0 | 0 | 1.8
7883_G_11 | SERC_Central_TVA | Tennessee | 47 | Hancock | 67 | 7883 | 11 | Powell Valley | 10745 | 2000 | 9999 | Combustion Turbine | [5 empty] | Fossil | G | 2030 | Oil |  | 0 | 0 | 0 | 0 | 0 | 0 | 0 | 0 | 0 | 0 | 0 | 0 | 0 | 0 | 0 | 0 | 0 | 0 | 0 | 0 | 0 | 0 | 0 | 0 | 0 | 0 | 0 | 0 | 0 | 0 | 0 | 0 | 0 | 0 | 0 | 0 | 0 | 0 | 0 | 0 | 0.035505 | 0 | 0 | 0 | 0 | 0 | 0 | 0 | 0 | 0 | 1.8
7883_G_2 | SERC_Central_TVA | Tennessee | 47 | Hancock | 67 | 7883 | 2 | Powell Valley | 10745 | 2000 | 9999 | Combustion Turbine | [5 empty] | Fossil | G | 2030 | Oil |  | 0 | 0 | 0 | 0 | 0 | 0 | 0 | 0 | 0 | 0 | 0 | 0 | 0 | 0 | 0 | 0 | 0 | 0 | 0 | 0 | 0 | 0 | 0 | 0 | 0 | 0 | 0 | 0 | 0 | 0 | 0 | 0 | 0 | 0 | 0 | 0 | 0 | 0 | 0 | 0 | 0.035505 | 0 | 0 | 0 | 0 | 0 | 0 | 0 | 0 | 0 | 1.8
7883_G_3 | SERC_Central_TVA | Tennessee | 47 | Hancock | 67 | 7883 | 3 | Powell Valley | 10745 | 2000 | 9999 | Combustion Turbine | [5 empty] | Fossil | G | 2030 | Oil |  | 0 | 0 | 0 | 0 | 0 | 0 | 0 | 0 | 0 | 0 | 0 | 0 | 0 | 0 | 0 | 0 | 0 | 0 | 0 | 0 | 0 | 0 | 0 | 0 | 0 | 0 | 0 | 0 | 0 | 0 | 0 | 0 | 0 | 0 | 0 | 0 | 0 | 0 | 0 | 0 | 0.035505 | 0 | 0 | 0 | 0 | 0 | 0 | 0 | 0 | 0 | 1.8
7883_G_4 | SERC_Central_TVA | Tennessee | 47 | Hancock | 67 | 7883 | 4 | Powell Valley | 10745 | 2000 | 9999 | Combustion Turbine | [5 empty] | Fossil | G | 2030 | Oil |  | 0 | 0 | 0 | 0 | 0 | 0 | 0 | 0 | 0 | 0 | 0 | 0 | 0 | 0 | 0 | 0 | 0 | 0 | 0 | 0 | 0 | 0 | 0 | 0 | 0 | 0 | 0 | 0 | 0 | 0 | 0 | 0 | 0 | 0 | 0 | 0 | 0 | 0 | 0 | 0 | 0.035505 | 0 | 0 | 0 | 0 | 0 | 0 | 0 | 0 | 0 | 1.8
7883_G_5 | SERC_Central_TVA | Tennessee | 47 | Hancock | 67 | 7883 | 5 | Powell Valley | 10745 | 2000 | 9999 | Combustion Turbine | [5 empty] | Fossil | G | 2030 | Oil |  | 0 | 0 | 0 | 0 | 0 | 0 | 0 | 0 | 0 | 0 | 0 | 0 | 0 | 0 | 0 | 0 | 0 | 0 | 0 | 0 | 0 | 0 | 0 | 0 | 0 | 0 | 0 | 0 | 0 | 0 | 0 | 0 | 0 | 0 | 0 | 0 | 0 | 0 | 0 | 0 | 0.035505 | 0 | 0 | 0 | 0 | 0 | 0 | 0 | 0 | 0 | 1.8
7883_G_6 | SERC_Central_TVA | Tennessee | 47 | Hancock | 67 | 7883 | 6 | Powell Valley | 10745 | 2000 | 9999 | Combustion Turbine | [5 empty] | Fossil | G | 2030 | Oil |  | 0 | 0 | 0 | 0 | 0 | 0 | 0 | 0 | 0 | 0 | 0 | 0 | 0 | 0 | 0 | 0 | 0 | 0 | 0 | 0 | 0 | 0 | 0 | 0 | 0 | 0 | 0 | 0 | 0 | 0 | 0 | 0 | 0 | 0 | 0 | 0 | 0 | 0 | 0 | 0 | 0.035505 | 0 | 0 | 0 | 0 | 0 | 0 | 0 | 0 | 0 | 1.8
7883_G_7 | SERC_Central_TVA | Tennessee | 47 | Hancock | 67 | 7883 | 7 | Powell Valley | 10745 | 2000 | 9999 | Combustion Turbine | [5 empty] | Fossil | G | 2030 | Oil |  | 0 | 0 | 0 | 0 | 0 | 0 | 0 | 0 | 0 | 0 | 0 | 0 | 0 | 0 | 0 | 0 | 0 | 0 | 0 | 0 | 0 | 0 | 0 | 0 | 0 | 0 | 0 | 0 | 0 | 0 | 0 | 0 | 0 | 0 | 0 | 0 | 0 | 0 | 0 | 0 | 0.035505 | 0 | 0 | 0 | 0 | 0 | 0 | 0 | 0 | 0 | 1.8
7883_G_8 | SERC_Central_TVA | Tennessee | 47 | Hancock | 67 | 7883 | 8 | Powell Valley | 10745 | 2000 | 9999 | Combustion Turbine | [5 empty] | Fossil | G | 2030 | Oil |  | 0 | 0 | 0 | 0 | 0 | 0 | 0 | 0 | 0 | 0 | 0 | 0 | 0 | 0 | 0 | 0 | 0 | 0 | 0 | 0 | 0 | 0 | 0 | 0 | 0 | 0 | 0 | 0 | 0 | 0 | 0 | 0 | 0 | 0 | 0 | 0 | 0 | 0 | 0 | 0 | 0.035505 | 0 | 0 | 0 | 0 | 0 | 0 | 0 | 0 | 0 | 1.8
7883_G_9 | SERC_Central_TVA | Tennessee | 47 | Hancock | 67 | 7883 | 9 | Powell Valley | 10745 | 2000 | 9999 | Combustion Turbine | [5 empty] | Fossil | G | 2030 | Oil |  | 0 | 0 | 0 | 0 | 0 | 0 | 0 | 0 | 0 | 0 | 0 | 0 | 0 | 0 | 0 | 0 | 0 | 0 | 0 | 0 | 0 | 0 | 0 | 0 | 0 | 0 | 0 | 0 | 0 | 0 | 0 | 0 | 0 | 0 | 0 | 0 | 0 | 0 | 0 | 0 | 0.035505 | 0 | 0 | 0 | 0 | 0 | 0 | 0 | 0 | 0 | 1.8
7884_G_1 | MISO_MT, SD, ND | North Dakota | 38 | Richland | 77 | 7884 | 1 | Dakota Magic | 13469 | 2000 | 9999 | Combustion Turbine | [5 empty] | Fossil | G | 2030 | Oil |  | 0 | 0 | 0 | 0 | 0 | 0 | 0 | 0 | 0 | 0 | 0 | 0 | 0 | 0 | 0 | 0 | 0 | 0 | 0 | 0 | 0 | 0 | 0 | 0 | 0 | 0 | 0 | 0 | 0 | 0 | 0 | 0 | 0 | 0 | 0 | 0 | 0 | 0 | 0 | 0 | 0.064213 | 0 | 0 | 0 | 0 | 0 | 0 | 0 | 0 | 0 | 1.5
7886_G_1 | MISO_Wisconsin- Upper Michigan (WUMS) | Wisconsin | 55 | Kewaunee | 61 | 7886 | 1 | Wind Turbine | 0 | 1999 | 9999 | Onshore Wind | [5 empty] | Non-Fossil | G | 2030 | Wind |  | 0 | 0 | 0 | 0 | 0 | 0 | 0 | 0 | 0 | 0 | 0 | 0 | 0 | 0 | 0 | 0 | 1.0879 | 1.5203 | 0.98715 | 3.5954 | 0 | 0 | 0 | 0 | 0 | 0 | 0 | 0 | 0 | 0 | 0 | 0 | 0 | 0 | 0 | 0 | 0 | 0 | 0 | 0 | 0.033767 | 0 | 0 | 0 | 0 | 0 | 0 | 0 | 0 | 0 | 0.8
7887_G_1 | SPP Nebraska | Nebraska | 31 | Lancaster | 109 | 7887 | 1 | Terry Bundy Generating Station | 8660 | 2004 | 9999 | Combined Cycle |  |  | SCR | H2O |  | Fossil | G | 2030 | NaturalGas |  | 0.0040413 | 0.0053883 | 0.0076388 | 0.017068 | 0 | 0 | 0 | 0 | 0 | 0 | 0 | 0 | 0 | 0 | 0 | 0 | 0.46666 | 0.62221 | 0.88208 | 1.9709 | 0.23658 | 0.31543 | 0.44718 | 0.99918 | 2.8289e-10 | 3.7718e-10 | 5.3472e-10 | 1.1948e-09 | 0.00014739 | 0.00019652 | 0.0002786 | 0.00062251 | 0 | 0 | 0 | 0 | 0 | 0 | 0 | 0 | 0.86235 | 0.0019431 | 0.0025907 | 0.0036728 | 0.0082066 | 0.012491 | 0.014869 | 0.018866 | 0.046226 | 0 | 27.3 | SCR
7887_G_2 | SPP Nebraska | Nebraska | 31 | Lancaster | 109 | 7887 | 2 | Terry Bundy Generating Station | 8660 | 2003 | 9999 | Combined Cycle |  |  | SCR | H2O + NH3 |  | Fossil | G | 2030 | NaturalGas |  | 0.0068094 | 0.0090793 | 0.012871 | 0.02876 | 0 | 0 | 0 | 0 | 0 | 0 | 0 | 0 | 0 | 0 | 0 | 0 | 0.78631 | 1.0484 | 1.4863 | 3.321 | 0.39863 | 0.5315 | 0.75348 | 1.6836 | 4.7666e-10 | 6.3555e-10 | 9.0099e-10 | 2.0132e-09 | 0.00024835 | 0.00033114 | 0.00046943 | 0.0010489 | 0 | 0 | 0 | 0 | 0 | 0 | 0 | 0 | 1.4531 | 0.003274 | 0.0043654 | 0.0061885 | 0.013828 | 0.021048 | 0.025053 | 0.031788 | 0.077889 | 0 | 46 | SCR
7887_G_3 | SPP Nebraska | Nebraska | 31 | Lancaster | 109 | 7887 | 3 | Terry Bundy Generating Station | 8660 | 2004 | 9999 | Combined Cycle |  |  | SCR | H2O + NH3 |  | Fossil | G | 2030 | NaturalGas |  | 0.0066466 | 0.0088622 | 0.012563 | 0.028072 | 0 | 0 | 0 | 0 | 0 | 0 | 0 | 0 | 0 | 0 | 0 | 0 | 0.76751 | 1.0233 | 1.4507 | 3.2416 | 0.38909 | 0.51879 | 0.73546 | 1.6433 | 4.6526e-10 | 6.2035e-10 | 8.7944e-10 | 1.9651e-09 | 0.00024241 | 0.00032322 | 0.00045821 | 0.0010238 | 0 | 0 | 0 | 0 | 0 | 0 | 0 | 0 | 1.4183 | 0.0031957 | 0.004261 | 0.0060406 | 0.013497 | 0.020544 | 0.024454 | 0.031028 | 0.076027 | 0 | 44.9 | SCR
7887_G_4 | SPP Nebraska | Nebraska | 31 | Lancaster | 109 | 7887 | 4 | Terry Bundy Generating Station | 11020 | 2003 | 9999 | Combustion Turbine |  |  | SCR | H2O + NH3 |  | Fossil | G | 2030 | NaturalGas |  | 0.012762 | 0 | 0.0049713 | 0.017734 | 0 | 0 | 0 | 0 | 0 | 0 | 0 | 0 | 0 | 0 | 0 | 0 | 1.1581 | 0 | 0.45111 | 1.6092 | 0.7471 | 0 | 0.29102 | 1.0381 | 8.9336e-10 | 0 | 3.4799e-10 | 1.2413e-09 | 0.00018792 | 0 | 7.3202e-05 | 0.00026113 | 0 | 0 | 0 | 0 | 0 | 0 | 0 | 0 | 0.99392 | 0.0059874 | 0 | 0.0023323 | 0.0083196 | 0.039447 | 0 | 0.012278 | 0.051725 | 0 | 45.5 | SCR
7887_G_BSU | SPP Nebraska | Nebraska | 31 | Lancaster | 109 | 7887 | BSU | Terry Bundy Generating Station | 10745 | 2004 | 9999 | Combustion Turbine | [5 empty] | Fossil | G | 2030 | Oil |  | 0 | 0 | 0 | 0 | 0 | 0 | 0 | 0 | 0 | 0 | 0 | 0 | 0 | 0 | 0 | 0 | 0 | 0 | 0 | 0 | 0 | 0 | 0 | 0 | 0 | 0 | 0 | 0 | 0 | 0 | 0 | 0 | 0 | 0 | 0 | 0 | 0 | 0 | 0 | 0 | 0.0687 | 0 | 0 | 0 | 0 | 0 | 0 | 0 | 0 | 0 | 1.6
7887_G_LFG1 | SPP Nebraska | Nebraska | 31 | Lancaster | 109 | 7887 | LFG1 | Terry Bundy Generating Station | 13500 | 2014 | 9999 | Landfill Gas | [5 empty] | Non-Fossil | G | 2030 | LF Gas |  | 0.035932 | 0.05005 | 0.064694 | 0.15068 | 0 | 0 | 0 | 0 | 0 | 0 | 0 | 0 | 0 | 0 | 0 | 0 | 2.6616 | 3.7074 | 4.7922 | 11.1612 | 2.0707 | 2.8843 | 3.7283 | 8.6833 | 0 | 0 | 0 | 0 | 0.0039735 | 0.0055347 | 0.0071542 | 0.016662 | 0 | 0 | 0 | 0 | 0 | 0 | 0 | 0 | 0.4338 | 0.018464 | 0.025718 | 0.033243 | 0.077425 | 0 | 0 | 0 | 0 | 0 | 1.6
7887_G_LFG2 | SPP Nebraska | Nebraska | 31 | Lancaster | 109 | 7887 | LFG2 | Terry Bundy Generating Station | 13500 | 2014 | 9999 | Landfill Gas | [5 empty] | Non-Fossil | G | 2030 | LF Gas |  | 0.035932 | 0.05005 | 0.064694 | 0.15068 | 0 | 0 | 0 | 0 | 0 | 0 | 0 | 0 | 0 | 0 | 0 | 0 | 2.6616 | 3.7074 | 4.7922 | 11.1612 | 2.0707 | 2.8843 | 3.7283 | 8.6833 | 0 | 0 | 0 | 0 | 0.0039735 | 0.0055347 | 0.0071542 | 0.016662 | 0 | 0 | 0 | 0 | 0 | 0 | 0 | 0 | 0.4338 | 0.018464 | 0.025718 | 0.033243 | 0.077425 | 0 | 0 | 0 | 0 | 0 | 1.6
7887_G_LFG3 | SPP Nebraska | Nebraska | 31 | Lancaster | 109 | 7887 | LFG3 | Terry Bundy Generating Station | 13500 | 2014 | 9999 | Landfill Gas | [5 empty] | Non-Fossil | G | 2030 | LF Gas |  | 0.035932 | 0.05005 | 0.064694 | 0.15068 | 0 | 0 | 0 | 0 | 0 | 0 | 0 | 0 | 0 | 0 | 0 | 0 | 2.6616 | 3.7074 | 4.7922 | 11.1612 | 2.0707 | 2.8843 | 3.7283 | 8.6833 | 0 | 0 | 0 | 0 | 0.0039735 | 0.0055347 | 0.0071542 | 0.016662 | 0 | 0 | 0 | 0 | 0 | 0 | 0 | 0 | 0.4338 | 0.018464 | 0.025718 | 0.033243 | 0.077425 | 0 | 0 | 0 | 0 | 0 | 1.6
7897_G_CT1A | SERC_Southeastern | Alabama | 1 | Autauga | 1 | 7897 | CT1A | E B Harris Electric Generating Plant | 7138 | 2003 | 9999 | Combined Cycle |  |  | SCR | DLNB |  | Fossil | G | 2030 | NaturalGas |  | 2.2916 | 3.1065 | 4.2956 | 9.6937 | 0 | 0 | 0 | 0 | 0 | 0 | 0 | 0 | 0 | 0 | 0 | 0 | 321.0491 | 435.1999 | 601.791 | 1358.04 | 134.1531 | 181.852 | 251.4635 | 567.4686 | 1.6042e-07 | 2.1745e-07 | 3.0069e-07 | 6.7856e-07 | 0.011719 | 0.015885 | 0.021966 | 0.04957 | 0 | 0 | 0 | 0 | 0 | 0 | 0 | 0 | 5.768 | 0.73362 | 0.99446 | 1.3751 | 3.1032 | 6.5838 | 7.7572 | 11.4747 | 25.8156 | 0 | 182.6 | SCR
7897_G_CT1B | SERC_Southeastern | Alabama | 1 | Autauga | 1 | 7897 | CT1B | E B Harris Electric Generating Plant | 7138 | 2003 | 9999 | Combined Cycle |  |  | SCR | DLNB |  | Fossil | G | 2030 | NaturalGas |  | 2.2916 | 3.1065 | 4.2956 | 9.6937 | 0 | 0 | 0 | 0 | 0 | 0 | 0 | 0 | 0 | 0 | 0 | 0 | 321.0491 | 435.1999 | 601.791 | 1358.04 | 134.1531 | 181.852 | 251.4635 | 567.4686 | 1.6042e-07 | 2.1745e-07 | 3.0069e-07 | 6.7856e-07 | 0.011719 | 0.015885 | 0.021966 | 0.04957 | 0 | 0 | 0 | 0 | 0 | 0 | 0 | 0 | 5.768 | 0.73362 | 0.99446 | 1.3751 | 3.1032 | 6.5838 | 7.7572 | 11.4747 | 25.8156 | 0 | 182.6 | SCR
7897_G_CT2A | SERC_Southeastern | Alabama | 1 | Autauga | 1 | 7897 | CT2A | E B Harris Electric Generating Plant | 7138 | 2003 | 9999 | Combined Cycle |  |  | SCR | DLNB |  | Fossil | G | 2030 | NaturalGas |  | 2.2377 | 3.0333 | 4.1944 | 9.4654 | 0 | 0 | 0 | 0 | 0 | 0 | 0 | 0 | 0 | 0 | 0 | 0 | 313.4888 | 424.9515 | 587.6195 | 1326.0599 | 130.994 | 177.5696 | 245.5418 | 554.1054 | 1.5664e-07 | 2.1233e-07 | 2.9361e-07 | 6.6258e-07 | 0.011138 | 0.015098 | 0.020877 | 0.047112 | 0 | 0 | 0 | 0 | 0 | 0 | 0 | 0 | 5.6322 | 0.71634 | 0.97104 | 1.3427 | 3.0301 | 6.4287 | 7.5746 | 11.2044 | 25.2077 | 0 | 178.3 | SCR
7897_G_CT2B | SERC_Southeastern | Alabama | 1 | Autauga | 1 | 7897 | CT2B | E B Harris Electric Generating Plant | 7138 | 2003 | 9999 | Combined Cycle |  |  | SCR | DLNB |  | Fossil | G | 2030 | NaturalGas |  | 2.2377 | 3.0333 | 4.1944 | 9.4654 | 0 | 0 | 0 | 0 | 0 | 0 | 0 | 0 | 0 | 0 | 0 | 0 | 313.4888 | 424.9515 | 587.6195 | 1326.0599 | 130.994 | 177.5696 | 245.5418 | 554.1054 | 1.5664e-07 | 2.1233e-07 | 2.9361e-07 | 6.6258e-07 | 0.011138 | 0.015098 | 0.020877 | 0.047112 | 0 | 0 | 0 | 0 | 0 | 0 | 0 | 0 | 5.6322 | 0.71634 | 0.97104 | 1.3427 | 3.0301 | 6.4287 | 7.5746 | 11.2044 | 25.2077 | 0 | 178.3 | SCR
7897_G_ST1 | SERC_Southeastern | Alabama | 1 | Autauga | 1 | 7897 | ST1 | E B Harris Electric Generating Plant | 7138 | 2003 | 9999 | Combined Cycle |  |  | SCR | DLNB |  | Fossil | G | 2030 | NaturalGas |  | 3.6772 | 4.9846 | 6.8927 | 15.5545 | 0 | 0 | 0 | 0 | 0 | 0 | 0 | 0 | 0 | 0 | 0 | 0 | 515.1555 | 698.3219 | 965.6339 | 2179.1113 | 215.2621 | 291.7998 | 403.4984 | 910.5602 | 2.574e-07 | 3.4892e-07 | 4.8249e-07 | 1.0888e-06 | 0.018804 | 0.02549 | 0.035247 | 0.07954 | 0 | 0 | 0 | 0 | 0 | 0 | 0 | 0 | 9.2553 | 1.1772 | 1.5957 | 2.2065 | 4.9794 | 10.5643 | 12.4472 | 18.4122 | 41.4238 | 0 | 293 | SCR
7897_G_ST2 | SERC_Southeastern | Alabama | 1 | Autauga | 1 | 7897 | ST2 | E B Harris Electric Generating Plant | 7138 | 2003 | 9999 | Combined Cycle |  |  | SCR | DLNB |  | Fossil | G | 2030 | NaturalGas |  | 3.765 | 5.1037 | 7.0574 | 15.9261 | 0 | 0 | 0 | 0 | 0 | 0 | 0 | 0 | 0 | 0 | 0 | 0 | 527.463 | 715.0054 | 988.7036 | 2231.172 | 220.4049 | 298.7711 | 413.1382 | 932.3142 | 2.6355e-07 | 3.5726e-07 | 4.9402e-07 | 1.1148e-06 | 0.01874 | 0.025403 | 0.035127 | 0.079269 | 0 | 0 | 0 | 0 | 0 | 0 | 0 | 0 | 9.4764 | 1.2053 | 1.6338 | 2.2592 | 5.0984 | 10.8167 | 12.7446 | 18.8521 | 42.4134 | 0 | 300 | SCR
7898_G_1 | PJM West | Ohio | 39 | Auglaize | 11 | 7898 | 1 | New Knoxville | 12283 | 2000 | 9999 | Combustion Turbine | [5 empty] | Fossil | G | 2030 | Oil |  | 0 | 0 | 0 | 0 | 0 | 0 | 0 | 0 | 0 | 0 | 0 | 0 | 0 | 0 | 0 | 0 | 0 | 0 | 0 | 0 | 0 | 0 | 0 | 0 | 0 | 0 | 0 | 0 | 0 | 0 | 0 | 0 | 0 | 0 | 0 | 0 | 0 | 0 | 0 | 0 | 0.043184 | 0 | 0 | 0 | 0 | 0 | 0 | 0 | 0 | 0 | 1
790_G_1 | WECC_Idaho | Idaho | 16 | Bonneville | 19 | 790 | 1 | Gem State | 0 | 1988 | 9999 | Hydro | [5 empty] | Non-Fossil | G | 2030 | Hydro |  | 0 | 0 | 0 | 0 | 0 | 0 | 0 | 0 | 0 | 0 | 0 | 0 | 0 | 0 | 0 | 0 | 18.7058 | 27.5215 | 47.0211 | 93.2484 | 0 | 0 | 0 | 0 | 0 | 0 | 0 | 0 | 0 | 0 | 0 | 0 | 0 | 0 | 0 | 0 | 0 | 0 | 0 | 0 | 0.36991 | 0.026001 | 0.038255 | 0.065359 | 0.12962 | 0 | 0 | 0 | 0 | 0 | 23.4
7900_G_5A | ERCOT_Rest | Texas | 48 | Travis | 453 | 7900 | 5A | Sand Hill | 7929 | 2004 | 9999 | Combined Cycle |  |  | SCR | LNB |  | Fossil | G | 2030 | NaturalGas |  | 0.019221 | 0 | 0.89712 | 0.91634 | 0 | 0 | 0 | 0 | 0 | 0 | 0 | 0 | 0 | 0 | 0 | 0 | 2.4241 | 0 | 113.1436 | 115.5677 | 1.1252 | 0 | 52.5171 | 53.6423 | 1.3455e-09 | 0 | 6.2798e-08 | 6.4144e-08 | 0.00011949 | 0 | 0.0053827 | 0.0055022 | 0 | 0 | 0 | 0 | 0 | 0 | 0 | 0 | 5.0857 | 0.010094 | 0 | 0.3774 | 0.38749 | 0.051266 | 0 | 2.0039 | 2.0552 | 0 | 161 | SCR
7900_G_5C | ERCOT_Rest | Texas | 48 | Travis | 453 | 7900 | 5C | Sand Hill | 7929 | 2004 | 9999 | Combined Cycle |  |  | SCR | LNB |  | Fossil | G | 2030 | NaturalGas |  | 0.018027 | 0 | 0.84139 | 0.85942 | 0 | 0 | 0 | 0 | 0 | 0 | 0 | 0 | 0 | 0 | 0 | 0 | 2.2736 | 0 | 106.116 | 108.3896 | 1.0553 | 0 | 49.2552 | 50.3105 | 1.2619e-09 | 0 | 5.8898e-08 | 6.0159e-08 | 0.00011207 | 0 | 0.0050484 | 0.0051604 | 0 | 0 | 0 | 0 | 0 | 0 | 0 | 0 | 4.7698 | 0.0094666 | 0 | 0.35396 | 0.36343 | 0.048081 | 0 | 1.8795 | 1.9276 | 0 | 151 | SCR
7900_G_SH1 | ERCOT_Rest | Texas | 48 | Travis | 453 | 7900 | SH1 | Sand Hill | 10745 | 2001 | 9999 | Combustion Turbine |  |  | SCR | H2O |  | Fossil | G | 2030 | NaturalGas |  | 0.0060368 | 0.0012936 | 0.0018073 | 0.0091377 | 0 | 0 | 0 | 0 | 0 | 0 | 0 | 0 | 0 | 0 | 0 | 0 | 0.56183 | 0.12039 | 0.1682 | 0.85041 | 0.3534 | 0.075728 | 0.1058 | 0.53492 | 4.2258e-10 | 9.0553e-11 | 1.2651e-10 | 6.3964e-10 | 4.2409e-05 | 9.0876e-06 | 1.2696e-05 | 6.4192e-05 | 0 | 0 | 0 | 0 | 0 | 0 | 0 | 0 | 1.0332 | 0.0029046 | 0.00062242 | 0.00086957 | 0.0043966 | 0.016101 | 0.0030375 | 0.004037 | 0.023176 | 0 | 47.3 | SCR
7900_G_SH2 | ERCOT_Rest | Texas | 48 | Travis | 453 | 7900 | SH2 | Sand Hill | 10745 | 2001 | 9999 | Combustion Turbine |  |  | SCR | H2O |  | Fossil | G | 2030 | NaturalGas |  | 0.0060368 | 0.0012936 | 0.0018073 | 0.0091377 | 0 | 0 | 0 | 0 | 0 | 0 | 0 | 0 | 0 | 0 | 0 | 0 | 0.56183 | 0.12039 | 0.1682 | 0.85041 | 0.3534 | 0.075728 | 0.1058 | 0.53492 | 4.2258e-10 | 9.0553e-11 | 1.2651e-10 | 6.3964e-10 | 4.4401e-05 | 9.5145e-06 | 1.3292e-05 | 6.7208e-05 | 0 | 0 | 0 | 0 | 0 | 0 | 0 | 0 | 1.0332 | 0.0029046 | 0.00062242 | 0.00086957 | 0.0043966 | 0.016101 | 0.0030375 | 0.004037 | 0.023176 | 0 | 47.3 | SCR
7900_G_SH3 | ERCOT_Rest | Texas | 48 | Travis | 453 | 7900 | SH3 | Sand Hill | 10745 | 2001 | 9999 | Combustion Turbine |  |  | SCR | H2O |  | Fossil | G | 2030 | NaturalGas |  | 0.0060368 | 0.0012936 | 0.0018073 | 0.0091377 | 0 | 0 | 0 | 0 | 0 | 0 | 0 | 0 | 0 | 0 | 0 | 0 | 0.56183 | 0.12039 | 0.1682 | 0.85041 | 0.3534 | 0.075728 | 0.1058 | 0.53492 | 4.2258e-10 | 9.0553e-11 | 1.2651e-10 | 6.3964e-10 | 4.3616e-05 | 9.3463e-06 | 1.3057e-05 | 6.602e-05 | 0 | 0 | 0 | 0 | 0 | 0 | 0 | 0 | 1.0332 | 0.0029046 | 0.00062242 | 0.00086957 | 0.0043966 | 0.016101 | 0.0030375 | 0.004037 | 0.023176 | 0 | 47.3 | SCR
7900_G_SH4 | ERCOT_Rest | Texas | 48 | Travis | 453 | 7900 | SH4 | Sand Hill | 10745 | 2001 | 9999 | Combustion Turbine |  |  | SCR | H2O |  | Fossil | G | 2030 | NaturalGas |  | 0.0060368 | 0.0012936 | 0.0018073 | 0.0091377 | 0 | 0 | 0 | 0 | 0 | 0 | 0 | 0 | 0 | 0 | 0 | 0 | 0.56183 | 0.12039 | 0.1682 | 0.85041 | 0.3534 | 0.075728 | 0.1058 | 0.53492 | 4.2258e-10 | 9.0553e-11 | 1.2651e-10 | 6.3964e-10 | 4.5125e-05 | 9.6697e-06 | 1.3509e-05 | 6.8304e-05 | 0 | 0 | 0 | 0 | 0 | 0 | 0 | 0 | 1.0332 | 0.0029046 | 0.00062242 | 0.00086957 | 0.0043966 | 0.016101 | 0.0030375 | 0.004037 | 0.023176 | 0 | 47.3 | SCR
7900_G_SH6 | ERCOT_Rest | Texas | 48 | Travis | 453 | 7900 | SH6 | Sand Hill | 10745 | 2010 | 9999 | Combustion Turbine |  |  | SCR | H2O |  | Fossil | G | 2030 | NaturalGas |  | 0.0060368 | 0.0012936 | 0.0018073 | 0.0091377 | 0 | 0 | 0 | 0 | 0 | 0 | 0 | 0 | 0 | 0 | 0 | 0 | 0.56183 | 0.12039 | 0.1682 | 0.85041 | 0.3534 | 0.075728 | 0.1058 | 0.53492 | 4.2258e-10 | 9.0553e-11 | 1.2651e-10 | 6.3964e-10 | 5.0377e-05 | 1.0795e-05 | 1.5082e-05 | 7.6254e-05 | 0 | 0 | 0 | 0 | 0 | 0 | 0 | 0 | 1.0332 | 0.0029046 | 0.00062242 | 0.00086957 | 0.0043966 | 0.016101 | 0.0030375 | 0.004037 | 0.023176 | 0 | 47.3 | SCR
7900_G_SH7 | ERCOT_Rest | Texas | 48 | Travis | 453 | 7900 | SH7 | Sand Hill | 10745 | 2010 | 9999 | Combustion Turbine |  |  | SCR | H2O |  | Fossil | G | 2030 | NaturalGas |  | 0.0060368 | 0.0012936 | 0.0018073 | 0.0091377 | 0 | 0 | 0 | 0 | 0 | 0 | 0 | 0 | 0 | 0 | 0 | 0 | 0.56183 | 0.12039 | 0.1682 | 0.85041 | 0.3534 | 0.075728 | 0.1058 | 0.53492 | 4.2258e-10 | 9.0553e-11 | 1.2651e-10 | 6.3964e-10 | 5.0891e-05 | 1.0905e-05 | 1.5235e-05 | 7.7031e-05 | 0 | 0 | 0 | 0 | 0 | 0 | 0 | 0 | 1.0332 | 0.0029046 | 0.00062242 | 0.00086957 | 0.0043966 | 0.016101 | 0.0030375 | 0.004037 | 0.023176 | 0 | 47.3 | SCR
7901_G_1 | MISO_Wisconsin- Upper Michigan (WUMS) | Wisconsin | 55 | Fond Du Lac | 39 | 7901 | 1 | Byron | 0 | 1999 | 9999 | Onshore Wind | [5 empty] | Non-Fossil | G | 2030 | Wind |  | 0 | 0 | 0 | 0 | 0 | 0 | 0 | 0 | 0 | 0 | 0 | 0 | 0 | 0 | 0 | 0 | 1.3599e-06 | 1.9004e-06 | 1.2339e-06 | 4.4942e-06 | 0 | 0 | 0 | 0 | 0 | 0 | 0 | 0 | 0 | 0 | 0 | 0 | 0 | 0 | 0 | 0 | 0 | 0 | 0 | 0 | 4.2209e-08 | 0 | 0 | 0 | 0 | 0 | 0 | 0 | 0 | 0 | 1e-06
7901_G_2 | MISO_Wisconsin- Upper Michigan (WUMS) | Wisconsin | 55 | Fond Du Lac | 39 | 7901 | 2 | Byron | 0 | 1999 | 9999 | Onshore Wind | [5 empty] | Non-Fossil | G | 2030 | Wind |  | 0 | 0 | 0 | 0 | 0 | 0 | 0 | 0 | 0 | 0 | 0 | 0 | 0 | 0 | 0 | 0 | 1.3599e-06 | 1.9004e-06 | 1.2339e-06 | 4.4942e-06 | 0 | 0 | 0 | 0 | 0 | 0 | 0 | 0 | 0 | 0 | 0 | 0 | 0 | 0 | 0 | 0 | 0 | 0 | 0 | 0 | 4.2209e-08 | 0 | 0 | 0 | 0 | 0 | 0 | 0 | 0 | 0 | 1e-06
7903_G_MGS1 | SPP North- (Kansas, Missouri) | Missouri | 29 | Greene | 77 | 7903 | MGS1 | McCartney | 12017 | 2002 | 9999 | Combustion Turbine |  |  |  | H2O |  | Fossil | G | 2030 | NaturalGas |  | 0.022064 | 0.0061573 | 0.015779 | 0.044 | 0 | 0 | 0 | 0 | 0 | 0 | 0 | 0 | 0 | 0 | 0 | 0 | 1.836 | 0.51238 | 1.3131 | 3.6615 | 1.2916 | 0.36045 | 0.92373 | 2.5758 | 1.5444e-09 | 4.3101e-10 | 1.1046e-09 | 3.08e-09 | 0.001264 | 0.00035275 | 0.000904 | 0.0025208 | 0 | 0 | 0 | 0 | 0 | 0 | 0 | 0 | 0.98626 | 0.008666 | 0.0024184 | 0.0061978 | 0.017282 | 0.061792 | 0.015016 | 0.034431 | 0.11124 | 0 | 50
7903_G_MSG2 | SPP North- (Kansas, Missouri) | Missouri | 29 | Greene | 77 | 7903 | MSG2 | McCartney | 12017 | 2002 | 9999 | Combustion Turbine |  |  |  | H2O |  | Fossil | G | 2030 | NaturalGas |  | 0.022064 | 0.0061573 | 0.015779 | 0.044 | 0 | 0 | 0 | 0 | 0 | 0 | 0 | 0 | 0 | 0 | 0 | 0 | 1.836 | 0.51238 | 1.3131 | 3.6615 | 1.2916 | 0.36045 | 0.92373 | 2.5758 | 1.5444e-09 | 4.3101e-10 | 1.1046e-09 | 3.08e-09 | 0.0012255 | 0.000342 | 0.00087647 | 0.002444 | 0 | 0 | 0 | 0 | 0 | 0 | 0 | 0 | 0.98626 | 0.008666 | 0.0024184 | 0.0061978 | 0.017282 | 0.061792 | 0.015016 | 0.034431 | 0.11124 | 0 | 50
7907_G_1 | WECC_Northern California (not including BANC) | California | 6 | Fresno | 19 | 7907 | 1 | Pine Flat | 0 | 1984 | 9999 | Hydro | [5 empty] | Non-Fossil | G | 2030 | Hydro |  | 0 | 0 | 0 | 0 | 0 | 0 | 0 | 0 | 0 | 0 | 0 | 0 | 0 | 0 | 0 | 0 | 27.2156 | 43.4014 | 82.2451 | 152.8622 | 0 | 0 | 0 | 0 | 0 | 0 | 0 | 0 | 0 | 0 | 0 | 0 | 0 | 0 | 0 | 0 | 0 | 0 | 0 | 0 | 0.86945 | 0.03783 | 0.060328 | 0.11432 | 0.21248 | 0 | 0 | 0 | 0 | 0 | 55
7907_G_2 | WECC_Northern California (not including BANC) | California | 6 | Fresno | 19 | 7907 | 2 | Pine Flat | 0 | 1984 | 9999 | Hydro | [5 empty] | Non-Fossil | G | 2030 | Hydro |  | 0 | 0 | 0 | 0 | 0 | 0 | 0 | 0 | 0 | 0 | 0 | 0 | 0 | 0 | 0 | 0 | 27.2156 | 43.4014 | 82.2451 | 152.8622 | 0 | 0 | 0 | 0 | 0 | 0 | 0 | 0 | 0 | 0 | 0 | 0 | 0 | 0 | 0 | 0 | 0 | 0 | 0 | 0 | 0.86945 | 0.03783 | 0.060328 | 0.11432 | 0.21248 | 0 | 0 | 0 | 0 | 0 | 55
7907_G_3 | WECC_Northern California (not including BANC) | California | 6 | Fresno | 19 | 7907 | 3 | Pine Flat | 0 | 1984 | 9999 | Hydro | [5 empty] | Non-Fossil | G | 2030 | Hydro |  | 0 | 0 | 0 | 0 | 0 | 0 | 0 | 0 | 0 | 0 | 0 | 0 | 0 | 0 | 0 | 0 | 27.2156 | 43.4014 | 82.2451 | 152.8622 | 0 | 0 | 0 | 0 | 0 | 0 | 0 | 0 | 0 | 0 | 0 | 0 | 0 | 0 | 0 | 0 | 0 | 0 | 0 | 0 | 0.86945 | 0.03783 | 0.060328 | 0.11432 | 0.21248 | 0 | 0 | 0 | 0 | 0 | 55
7909_G_VG02 | NY_Zone J (NYC) | New York | 36 | Queens | 81 | 7909 | VG02 | Vernon Boulevard | 11752 | 2001 | 9999 | Combustion Turbine |  |  | SCR |  |  | Fossil | G | 2030 | NaturalGas |  | 0 | 0 | 0.075841 | 0.075841 | 0 | 0 | 0 | 0 | 0 | 0 | 0 | 0 | 0 | 0 | 0 | 0 | 0 | 0 | 6.4535 | 6.4535 | 0 | 0 | 4.4398 | 4.4398 | 0 | 0 | 5.3089e-09 | 5.3089e-09 | 0 | 0 | 0.00049373 | 0.00049373 | 0 | 0 | 0 | 0 | 0 | 0 | 0 | 0 | 0.87377 | 0 | 0 | 0.033365 | 0.033365 | 0 | 0 | 0.15845 | 0.15845 | 0 | 40 | SCR
7909_G_VG03 | NY_Zone J (NYC) | New York | 36 | Queens | 81 | 7909 | VG03 | Vernon Boulevard | 11752 | 2001 | 9999 | Combustion Turbine |  |  | SCR |  |  | Fossil | G | 2030 | NaturalGas |  | 0 | 0 | 0.075652 | 0.075652 | 0 | 0 | 0 | 0 | 0 | 0 | 0 | 0 | 0 | 0 | 0 | 0 | 0 | 0 | 6.4374 | 6.4374 | 0 | 0 | 4.4287 | 4.4287 | 0 | 0 | 5.2956e-09 | 5.2956e-09 | 0 | 0 | 0.00051292 | 0.00051292 | 0 | 0 | 0 | 0 | 0 | 0 | 0 | 0 | 0.87159 | 0 | 0 | 0.033281 | 0.033281 | 0 | 0 | 0.15806 | 0.15806 | 0 | 39.9 | SCR
791_G_1 | ERCOT_Rest | Texas | 48 | Comal | 91 | 791 | 1 | Canyon | 0 | 1989 | 9999 | Hydro | [5 empty] | Non-Fossil | G | 2030 | Hydro |  | 0 | 0 | 0 | 0 | 0 | 0 | 0 | 0 | 0 | 0 | 0 | 0 | 0 | 0 | 0 | 0 | 0.73003 | 1.1306 | 1.5782 | 3.4389 | 0 | 0 | 0 | 0 | 0 | 0 | 0 | 0 | 0 | 0 | 0 | 0 | 0 | 0 | 0 | 0 | 0 | 0 | 0 | 0 | 0.047425 | 0.0010147 | 0.0015716 | 0.0021937 | 0.00478 | 0 | 0 | 0 | 0 | 0 | 3
791_G_2 | ERCOT_Rest | Texas | 48 | Comal | 91 | 791 | 2 | Canyon | 0 | 1989 | 9999 | Hydro | [5 empty] | Non-Fossil | G | 2030 | Hydro |  | 0 | 0 | 0 | 0 | 0 | 0 | 0 | 0 | 0 | 0 | 0 | 0 | 0 | 0 | 0 | 0 | 0.73003 | 1.1306 | 1.5782 | 3.4389 | 0 | 0 | 0 | 0 | 0 | 0 | 0 | 0 | 0 | 0 | 0 | 0 | 0 | 0 | 0 | 0 | 0 | 0 | 0 | 0 | 0.047425 | 0.0010147 | 0.0015716 | 0.0021937 | 0.00478 | 0 | 0 | 0 | 0 | 0 | 3
7910_G_1 | NY_Zone J (NYC) | New York | 36 | Kings | 47 | 7910 | 1 | Joseph J Seymour Power Project | 11015 | 2001 | 9999 | Combustion Turbine |  |  | SCR |  |  | Fossil | G | 2030 | NaturalGas |  | 0 | 0 | 0.097295 | 0.097295 | 0 | 0 | 0 | 0 | 0 | 0 | 0 | 0 | 0 | 0 | 0 | 0 | 0 | 0 | 8.833 | 8.833 | 0 | 0 | 5.6957 | 5.6957 | 0 | 0 | 6.8107e-09 | 6.8107e-09 | 0 | 0 | 0.0004641 | 0.0004641 | 0 | 0 | 0 | 0 | 0 | 0 | 0 | 0 | 0.87377 | 0 | 0 | 0.045667 | 0.045667 | 0 | 0 | 0.20328 | 0.20328 | 0 | 40 | SCR
7910_G_2 | NY_Zone J (NYC) | New York | 36 | Kings | 47 | 7910 | 2 | Joseph J Seymour Power Project | 11015 | 2001 | 9999 | Combustion Turbine |  |  | SCR |  |  | Fossil | G | 2030 | NaturalGas |  | 0 | 0 | 0.097052 | 0.097052 | 0 | 0 | 0 | 0 | 0 | 0 | 0 | 0 | 0 | 0 | 0 | 0 | 0 | 0 | 8.8109 | 8.8109 | 0 | 0 | 5.6814 | 5.6814 | 0 | 0 | 6.7936e-09 | 6.7936e-09 | 0 | 0 | 0.00047701 | 0.00047701 | 0 | 0 | 0 | 0 | 0 | 0 | 0 | 0 | 0.87159 | 0 | 0 | 0.045552 | 0.045552 | 0 | 0 | 0.20277 | 0.20277 | 0 | 39.9 | SCR
7911_G_1 | WECC_Northern California (not including BANC) | California | 6 | Kern | 29 | 7911 | 1 | Kern Canyon | 0 | 1921 | 9999 | Hydro | [5 empty] | Non-Fossil | G | 2030 | Hydro |  | 0 | 0 | 0 | 0 | 0 | 0 | 0 | 0 | 0 | 0 | 0 | 0 | 0 | 0 | 0 | 0 | 5.7962 | 9.0219 | 17.6934 | 32.5114 | 0 | 0 | 0 | 0 | 0 | 0 | 0 | 0 | 0 | 0 | 0 | 0 | 0 | 0 | 0 | 0 | 0 | 0 | 0 | 0 | 0.18179 | 0.0080567 | 0.01254 | 0.024594 | 0.045191 | 0 | 0 | 0 | 0 | 0 | 11.5
7912_G_1 | NY_Zone K (LI) | New York | 36 | Suffolk | 103 | 7912 | 1 | Brentwood | 10745 | 2001 | 9999 | Combustion Turbine |  |  | SCR |  |  | Fossil | G | 2030 | NaturalGas |  | 0.0016592 | 0.010715 | 0.10355 | 0.11593 | 0 | 0 | 0 | 0 | 0 | 0 | 0 | 0 | 0 | 0 | 0 | 0 | 0.15441 | 0.99724 | 9.6374 | 10.7891 | 0.097128 | 0.62727 | 6.0621 | 6.7865 | 1.1614e-10 | 7.5007e-10 | 7.2488e-09 | 8.115e-09 | 9.5734e-06 | 6.1827e-05 | 0.00059751 | 0.00066891 | 0 | 0 | 0 | 0 | 0 | 0 | 0 | 0 | 0.99392 | 0.00079832 | 0.0051557 | 0.049825 | 0.055779 | 0.010711 | 0.030575 | 0.21635 | 0.25764 | 0 | 45.5 | SCR
7913_G_HG01 | NY_Zone J (NYC) | New York | 36 | Bronx | 5 | 7913 | HG01 | Hell Gate | 11027 | 2001 | 9999 | Combustion Turbine |  |  | SCR |  |  | Fossil | G | 2030 | NaturalGas |  | 0 | 0 | 0.097158 | 0.097158 | 0 | 0 | 0 | 0 | 0 | 0 | 0 | 0 | 0 | 0 | 0 | 0 | 0 | 0 | 8.8109 | 8.8109 | 0 | 0 | 5.6876 | 5.6876 | 0 | 0 | 6.801e-09 | 6.801e-09 | 0 | 0 | 0.00052854 | 0.00052854 | 0 | 0 | 0 | 0 | 0 | 0 | 0 | 0 | 0.87159 | 0 | 0 | 0.045552 | 0.045552 | 0 | 0 | 0.20299 | 0.20299 | 0 | 39.9 | SCR
7913_G_HG02 | NY_Zone J (NYC) | New York | 36 | Bronx | 5 | 7913 | HG02 | Hell Gate | 11028 | 2001 | 9999 | Combustion Turbine |  |  | SCR |  |  | Fossil | G | 2030 | NaturalGas |  | 0 | 0 | 0.09741 | 0.09741 | 0 | 0 | 0 | 0 | 0 | 0 | 0 | 0 | 0 | 0 | 0 | 0 | 0 | 0 | 8.833 | 8.833 | 0 | 0 | 5.7024 | 5.7024 | 0 | 0 | 6.8187e-09 | 6.8187e-09 | 0 | 0 | 0.0005416 | 0.0005416 | 0 | 0 | 0 | 0 | 0 | 0 | 0 | 0 | 0.87377 | 0 | 0 | 0.045667 | 0.045667 | 0 | 0 | 0.20352 | 0.20352 | 0 | 40 | SCR
7914_G_HR01 | NY_Zone J (NYC) | New York | 36 | Bronx | 5 | 7914 | HR01 | Harlem River Yard | 11043 | 2001 | 9999 | Combustion Turbine |  |  | SCR |  |  | Fossil | G | 2030 | NaturalGas |  | 0 | 0 | 0.097299 | 0.097299 | 0 | 0 | 0 | 0 | 0 | 0 | 0 | 0 | 0 | 0 | 0 | 0 | 0 | 0 | 8.8109 | 8.8109 | 0 | 0 | 5.6959 | 5.6959 | 0 | 0 | 6.8109e-09 | 6.8109e-09 | 0 | 0 | 0.00050693 | 0.00050693 | 0 | 0 | 0 | 0 | 0 | 0 | 0 | 0 | 0.87159 | 0 | 0 | 0.045552 | 0.045552 | 0 | 0 | 0.20328 | 0.20328 | 0 | 39.9 | SCR
7914_G_HR02 | NY_Zone J (NYC) | New York | 36 | Bronx | 5 | 7914 | HR02 | Harlem River Yard | 11043 | 2001 | 9999 | Combustion Turbine |  |  | SCR |  |  | Fossil | G | 2030 | NaturalGas |  | 0 | 0 | 0.097543 | 0.097543 | 0 | 0 | 0 | 0 | 0 | 0 | 0 | 0 | 0 | 0 | 0 | 0 | 0 | 0 | 8.833 | 8.833 | 0 | 0 | 5.7101 | 5.7101 | 0 | 0 | 6.828e-09 | 6.828e-09 | 0 | 0 | 0.00052039 | 0.00052039 | 0 | 0 | 0 | 0 | 0 | 0 | 0 | 0 | 0.87377 | 0 | 0 | 0.045667 | 0.045667 | 0 | 0 | 0.20379 | 0.20379 | 0 | 40 | SCR
7915_G_N01 | NY_Zone J (NYC) | New York | 36 | Kings | 47 | 7915 | N01 | North 1st | 10821 | 2001 | 9999 | Combustion Turbine |  |  | SCR |  |  | Fossil | G | 2030 | NaturalGas |  | 0 | 0 | 0.10992 | 0.10992 | 0 | 0 | 0 | 0 | 0 | 0 | 0 | 0 | 0 | 0 | 0 | 0 | 0 | 0 | 10.1579 | 10.1579 | 0 | 0 | 6.4347 | 6.4347 | 0 | 0 | 7.6943e-09 | 7.6943e-09 | 0 | 0 | 0.00052651 | 0.00052651 | 0 | 0 | 0 | 0 | 0 | 0 | 0 | 0 | 1.0048 | 0 | 0 | 0.052517 | 0.052517 | 0 | 0 | 0.22965 | 0.22965 | 0 | 46 | SCR
7916_G_1 | SERC_Southeastern | Georgia | 13 | Talbot | 263 | 7916 | 1 | Talbot County Energy | 12029 | 2002 | 9999 | Combustion Turbine |  |  |  | DLNB |  | Fossil | G | 2030 | NaturalGas |  | 0.06676 | 0.060781 | 0 | 0.12754 | 0 | 0 | 0 | 0 | 0 | 0 | 0 | 0 | 0 | 0 | 0 | 0 | 5.5499 | 5.0529 | 0 | 10.6028 | 3.9081 | 3.5581 | 0 | 7.4663 | 4.6732e-09 | 4.2547e-09 | 0 | 8.9279e-09 | 0.0010258 | 0.00093391 | 0 | 0.0019597 | 0 | 0 | 0 | 0 | 0 | 0 | 0 | 0 | 1.9133 | 0.036185 | 0.032945 | 0 | 0.06913 | 0.1918 | 0.15178 | 0 | 0.34358 | 0 | 97
7916_G_2 | SERC_Southeastern | Georgia | 13 | Talbot | 263 | 7916 | 2 | Talbot County Energy | 12029 | 2002 | 9999 | Combustion Turbine |  |  |  | DLNB |  | Fossil | G | 2030 | NaturalGas |  | 0.065934 | 0.06003 | 0 | 0.12596 | 0 | 0 | 0 | 0 | 0 | 0 | 0 | 0 | 0 | 0 | 0 | 0 | 5.4813 | 4.9904 | 0 | 10.4717 | 3.8598 | 3.5141 | 0 | 7.3739 | 4.6154e-09 | 4.2021e-09 | 0 | 8.8175e-09 | 0.00096692 | 0.00088033 | 0 | 0.0018473 | 0 | 0 | 0 | 0 | 0 | 0 | 0 | 0 | 1.8897 | 0.035738 | 0.032537 | 0 | 0.068275 | 0.18942 | 0.1499 | 0 | 0.33933 | 0 | 95.8
7916_G_3 | SERC_Southeastern | Georgia | 13 | Talbot | 263 | 7916 | 3 | Talbot County Energy | 12028 | 2002 | 9999 | Combustion Turbine |  |  |  | DLNB |  | Fossil | G | 2030 | NaturalGas |  | 0.066204 | 0.060275 | 0 | 0.12648 | 0 | 0 | 0 | 0 | 0 | 0 | 0 | 0 | 0 | 0 | 0 | 0 | 5.5041 | 5.0112 | 0 | 10.5154 | 3.8756 | 3.5285 | 0 | 7.4041 | 4.6343e-09 | 4.2193e-09 | 0 | 8.8535e-09 | 0.00099637 | 0.00090714 | 0 | 0.0019035 | 0 | 0 | 0 | 0 | 0 | 0 | 0 | 0 | 1.8976 | 0.035887 | 0.032673 | 0 | 0.06856 | 0.1902 | 0.15051 | 0 | 0.34071 | 0 | 96.2
7916_G_4 | SERC_Southeastern | Georgia | 13 | Talbot | 263 | 7916 | 4 | Talbot County Energy | 12029 | 2002 | 9999 | Combustion Turbine |  |  |  | DLNB |  | Fossil | G | 2030 | NaturalGas |  | 0.066966 | 0.060969 | 0 | 0.12794 | 0 | 0 | 0 | 0 | 0 | 0 | 0 | 0 | 0 | 0 | 0 | 0 | 5.5671 | 5.0685 | 0 | 10.6356 | 3.9202 | 3.5692 | 0 | 7.4894 | 4.6877e-09 | 4.2679e-09 | 0 | 8.9555e-09 | 0.0010892 | 0.00099167 | 0 | 0.0020809 | 0 | 0 | 0 | 0 | 0 | 0 | 0 | 0 | 1.9193 | 0.036297 | 0.033047 | 0 | 0.069344 | 0.19239 | 0.15225 | 0 | 0.34464 | 0 | 97.3
7916_G_5 | SERC_Southeastern | Georgia | 13 | Talbot | 263 | 7916 | 5 | Talbot County Energy | 12029 | 2003 | 9999 | Combustion Turbine |  |  |  | DLNB |  | Fossil | G | 2030 | NaturalGas |  | 0.066416 | 0.060468 | 0 | 0.12688 | 0 | 0 | 0 | 0 | 0 | 0 | 0 | 0 | 0 | 0 | 0 | 0 | 5.5213 | 5.0269 | 0 | 10.5482 | 3.888 | 3.5398 | 0 | 7.4278 | 4.6491e-09 | 4.2328e-09 | 0 | 8.8819e-09 | 0.0010185 | 0.00092728 | 0 | 0.0019458 | 0 | 0 | 0 | 0 | 0 | 0 | 0 | 0 | 1.9035 | 0.035999 | 0.032775 | 0 | 0.068774 | 0.19081 | 0.151 | 0 | 0.34181 | 0 | 96.5
7916_G_6 | SERC_Southeastern | Georgia | 13 | Talbot | 263 | 7916 | 6 | Talbot County Energy | 12029 | 2003 | 9999 | Combustion Turbine |  |  |  | DLNB |  | Fossil | G | 2030 | NaturalGas |  | 0.066278 | 0.060343 | 0 | 0.12662 | 0 | 0 | 0 | 0 | 0 | 0 | 0 | 0 | 0 | 0 | 0 | 0 | 5.5099 | 5.0164 | 0 | 10.5263 | 3.8799 | 3.5325 | 0 | 7.4124 | 4.6395e-09 | 4.224e-09 | 0 | 8.8635e-09 | 0.0013547 | 0.0012334 | 0 | 0.0025881 | 0 | 0 | 0 | 0 | 0 | 0 | 0 | 0 | 1.8995 | 0.035924 | 0.032707 | 0 | 0.068632 | 0.19041 | 0.15068 | 0 | 0.3411 | 0 | 96.3
7917_G_1 | SERC_Southeastern | Georgia | 13 | Heard | 149 | 7917 | 1 | Chattahoochee Energy Facility | 7101 | 2003 | 9999 | Combined Cycle |  |  | SCR |  |  | Fossil | G | 2030 | NaturalGas |  | 1.7829 | 2.4168 | 3.3419 | 7.5415 | 0 | 0 | 0 | 0 | 0 | 0 | 0 | 0 | 0 | 0 | 0 | 0 | 251.0724 | 340.3426 | 470.6229 | 1062.0379 | 104.3689 | 141.4779 | 195.6344 | 441.4812 | 1.248e-07 | 1.6917e-07 | 2.3393e-07 | 5.2791e-07 | 0.0078248 | 0.010607 | 0.014667 | 0.033099 | 0 | 0 | 0 | 0 | 0 | 0 | 0 | 0 | 4.5108 | 0.57372 | 0.7777 | 1.0754 | 2.4268 | 5.1221 | 6.035 | 8.9271 | 20.0841 | 0 | 142.8 | SCR
7917_G_2 | SERC_Southeastern | Georgia | 13 | Heard | 149 | 7917 | 2 | Chattahoochee Energy Facility | 7101 | 2003 | 9999 | Combined Cycle |  |  | SCR |  |  | Fossil | G | 2030 | NaturalGas |  | 1.8615 | 2.5234 | 3.4893 | 7.8742 | 0 | 0 | 0 | 0 | 0 | 0 | 0 | 0 | 0 | 0 | 0 | 0 | 262.1491 | 355.3577 | 491.3857 | 1108.8925 | 108.9734 | 147.7195 | 204.2654 | 460.9583 | 1.3031e-07 | 1.7664e-07 | 2.4425e-07 | 5.512e-07 | 0.00817 | 0.011075 | 0.015314 | 0.034559 | 0 | 0 | 0 | 0 | 0 | 0 | 0 | 0 | 4.7098 | 0.59903 | 0.81201 | 1.1228 | 2.5339 | 5.348 | 6.3012 | 9.3209 | 20.9702 | 0 | 149.1 | SCR
7917_G_3 | SERC_Southeastern | Georgia | 13 | Heard | 149 | 7917 | 3 | Chattahoochee Energy Facility | 7101 | 2003 | 9999 | Combined Cycle |  |  | SCR |  |  | Fossil | G | 2030 | NaturalGas |  | 2.0725 | 2.8094 | 3.8848 | 8.7668 | 0 | 0 | 0 | 0 | 0 | 0 | 0 | 0 | 0 | 0 | 0 | 0 | 291.8628 | 395.6363 | 547.0827 | 1234.5818 | 121.3252 | 164.4631 | 227.4182 | 513.2065 | 1.4508e-07 | 1.9666e-07 | 2.7194e-07 | 6.1367e-07 | 0.009096 | 0.01233 | 0.01705 | 0.038476 | 0 | 0 | 0 | 0 | 0 | 0 | 0 | 0 | 5.2436 | 0.66692 | 0.90405 | 1.2501 | 2.8211 | 5.9542 | 7.0155 | 10.3774 | 23.3471 | 0 | 166 | SCR
7918_G_1 | PJM_ATSI | Ohio | 39 | Crawford | 33 | 7918 | 1 | Galion | 10745 | 2001 | 9999 | Combustion Turbine | [5 empty] | Fossil | G | 2030 | Oil |  | 0 | 0 | 0 | 0 | 0 | 0 | 0 | 0 | 0 | 0 | 0 | 0 | 0 | 0 | 0 | 0 | 0 | 0 | 0 | 0 | 0 | 0 | 0 | 0 | 0 | 0 | 0 | 0 | 0 | 0 | 0 | 0 | 0 | 0 | 0 | 0 | 0 | 0 | 0 | 0 | 0.035505 | 0 | 0 | 0 | 0 | 0 | 0 | 0 | 0 | 0 | 1.8
7918_G_2 | PJM_ATSI | Ohio | 39 | Crawford | 33 | 7918 | 2 | Galion | 10745 | 2001 | 9999 | Combustion Turbine | [5 empty] | Fossil | G | 2030 | Oil |  | 0 | 0 | 0 | 0 | 0 | 0 | 0 | 0 | 0 | 0 | 0 | 0 | 0 | 0 | 0 | 0 | 0 | 0 | 0 | 0 | 0 | 0 | 0 | 0 | 0 | 0 | 0 | 0 | 0 | 0 | 0 | 0 | 0 | 0 | 0 | 0 | 0 | 0 | 0 | 0 | 0.035505 | 0 | 0 | 0 | 0 | 0 | 0 | 0 | 0 | 0 | 1.8
7918_G_3 | PJM_ATSI | Ohio | 39 | Crawford | 33 | 7918 | 3 | Galion | 10745 | 2001 | 9999 | Combustion Turbine | [5 empty] | Fossil | G | 2030 | Oil |  | 0 | 0 | 0 | 0 | 0 | 0 | 0 | 0 | 0 | 0 | 0 | 0 | 0 | 0 | 0 | 0 | 0 | 0 | 0 | 0 | 0 | 0 | 0 | 0 | 0 | 0 | 0 | 0 | 0 | 0 | 0 | 0 | 0 | 0 | 0 | 0 | 0 | 0 | 0 | 0 | 0.035505 | 0 | 0 | 0 | 0 | 0 | 0 | 0 | 0 | 0 | 1.8
7919_G_1 | PJM_ATSI | Ohio | 39 | Medina | 103 | 7919 | 1 | Seville | 10745 | 2001 | 9999 | Combustion Turbine | [5 empty] | Fossil | G | 2030 | Oil |  | 0 | 0 | 0 | 0 | 0 | 0 | 0 | 0 | 0 | 0 | 0 | 0 | 0 | 0 | 0 | 0 | 0 | 0 | 0 | 0 | 0 | 0 | 0 | 0 | 0 | 0 | 0 | 0 | 0 | 0 | 0 | 0 | 0 | 0 | 0 | 0 | 0 | 0 | 0 | 0 | 0.035505 | 0 | 0 | 0 | 0 | 0 | 0 | 0 | 0 | 0 | 1.8
7919_G_2 | PJM_ATSI | Ohio | 39 | Medina | 103 | 7919 | 2 | Seville | 10745 | 2001 | 9999 | Combustion Turbine | [5 empty] | Fossil | G | 2030 | Oil |  | 0 | 0 | 0 | 0 | 0 | 0 | 0 | 0 | 0 | 0 | 0 | 0 | 0 | 0 | 0 | 0 | 0 | 0 | 0 | 0 | 0 | 0 | 0 | 0 | 0 | 0 | 0 | 0 | 0 | 0 | 0 | 0 | 0 | 0 | 0 | 0 | 0 | 0 | 0 | 0 | 0.035505 | 0 | 0 | 0 | 0 | 0 | 0 | 0 | 0 | 0 | 1.8
7919_G_3 | PJM_ATSI | Ohio | 39 | Medina | 103 | 7919 | 3 | Seville | 10745 | 2001 | 9999 | Combustion Turbine | [5 empty] | Fossil | G | 2030 | Oil |  | 0 | 0 | 0 | 0 | 0 | 0 | 0 | 0 | 0 | 0 | 0 | 0 | 0 | 0 | 0 | 0 | 0 | 0 | 0 | 0 | 0 | 0 | 0 | 0 | 0 | 0 | 0 | 0 | 0 | 0 | 0 | 0 | 0 | 0 | 0 | 0 | 0 | 0 | 0 | 0 | 0.035505 | 0 | 0 | 0 | 0 | 0 | 0 | 0 | 0 | 0 | 1.8
7920_G_5 | MISO_Iowa-MidAmerican | Iowa | 19 | Tama | 171 | 7920 | 5 | Traer South | 12283 | 2001 | 9999 | Combustion Turbine | [5 empty] | Fossil | G | 2030 | Oil |  | 0 | 0 | 0 | 0 | 0 | 0 | 0 | 0 | 0 | 0 | 0 | 0 | 0 | 0 | 0 | 0 | 0 | 0 | 0 | 0 | 0 | 0 | 0 | 0 | 0 | 0 | 0 | 0 | 0 | 0 | 0 | 0 | 0 | 0 | 0 | 0 | 0 | 0 | 0 | 0 | 0.077549 | 0 | 0 | 0 | 0 | 0 | 0 | 0 | 0 | 0 | 1.8
7921_G_11 | MISO_Iowa | Iowa | 19 | Jackson | 97 | 7921 | 11 | Maquoketa 2 | 12283 | 2001 | 9999 | Combustion Turbine | [5 empty] | Fossil | G | 2030 | Oil |  | 0 | 0 | 0 | 0 | 0 | 0 | 0 | 0 | 0 | 0 | 0 | 0 | 0 | 0 | 0 | 0 | 0 | 0 | 0 | 0 | 0 | 0 | 0 | 0 | 0 | 0 | 0 | 0 | 0 | 0 | 0 | 0 | 0 | 0 | 0 | 0 | 0 | 0 | 0 | 0 | 0.051751 | 0 | 0 | 0 | 0 | 0 | 0 | 0 | 0 | 0 | 1.2
7921_G_12 | MISO_Iowa | Iowa | 19 | Jackson | 97 | 7921 | 12 | Maquoketa 2 | 12283 | 2001 | 9999 | Combustion Turbine | [5 empty] | Fossil | G | 2030 | Oil |  | 0 | 0 | 0 | 0 | 0 | 0 | 0 | 0 | 0 | 0 | 0 | 0 | 0 | 0 | 0 | 0 | 0 | 0 | 0 | 0 | 0 | 0 | 0 | 0 | 0 | 0 | 0 | 0 | 0 | 0 | 0 | 0 | 0 | 0 | 0 | 0 | 0 | 0 | 0 | 0 | 0.056064 | 0 | 0 | 0 | 0 | 0 | 0 | 0 | 0 | 0 | 1.3
7921_G_13 | MISO_Iowa | Iowa | 19 | Jackson | 97 | 7921 | 13 | Maquoketa 2 | 12283 | 2002 | 9999 | Combustion Turbine | [5 empty] | Fossil | G | 2030 | Oil |  | 0 | 0 | 0 | 0 | 0 | 0 | 0 | 0 | 0 | 0 | 0 | 0 | 0 | 0 | 0 | 0 | 0 | 0 | 0 | 0 | 0 | 0 | 0 | 0 | 0 | 0 | 0 | 0 | 0 | 0 | 0 | 0 | 0 | 0 | 0 | 0 | 0 | 0 | 0 | 0 | 0.056064 | 0 | 0 | 0 | 0 | 0 | 0 | 0 | 0 | 0 | 1.3
7921_G_14 | MISO_Iowa | Iowa | 19 | Jackson | 97 | 7921 | 14 | Maquoketa 2 | 12283 | 2002 | 9999 | Combustion Turbine | [5 empty] | Fossil | G | 2030 | Oil |  | 0 | 0 | 0 | 0 | 0 | 0 | 0 | 0 | 0 | 0 | 0 | 0 | 0 | 0 | 0 | 0 | 0 | 0 | 0 | 0 | 0 | 0 | 0 | 0 | 0 | 0 | 0 | 0 | 0 | 0 | 0 | 0 | 0 | 0 | 0 | 0 | 0 | 0 | 0 | 0 | 0.056064 | 0 | 0 | 0 | 0 | 0 | 0 | 0 | 0 | 0 | 1.3
7924_G_DG1 | SERC_Central_TVA | Alabama | 1 | Marshall | 95 | 7924 | DG1 | Albertville | 12283 | 2000 | 9999 | Combustion Turbine | [5 empty] | Fossil | G | 2030 | Oil |  | 0 | 0 | 0 | 0 | 0 | 0 | 0 | 0 | 0 | 0 | 0 | 0 | 0 | 0 | 0 | 0 | 0 | 0 | 0 | 0 | 0 | 0 | 0 | 0 | 0 | 0 | 0 | 0 | 0 | 0 | 0 | 0 | 0 | 0 | 0 | 0 | 0 | 0 | 0 | 0 | 0.017753 | 0 | 0 | 0 | 0 | 0 | 0 | 0 | 0 | 0 | 0.9
7924_G_DG2 | SERC_Central_TVA | Alabama | 1 | Marshall | 95 | 7924 | DG2 | Albertville | 12283 | 2000 | 9999 | Combustion Turbine | [5 empty] | Fossil | G | 2030 | Oil |  | 0 | 0 | 0 | 0 | 0 | 0 | 0 | 0 | 0 | 0 | 0 | 0 | 0 | 0 | 0 | 0 | 0 | 0 | 0 | 0 | 0 | 0 | 0 | 0 | 0 | 0 | 0 | 0 | 0 | 0 | 0 | 0 | 0 | 0 | 0 | 0 | 0 | 0 | 0 | 0 | 0.017753 | 0 | 0 | 0 | 0 | 0 | 0 | 0 | 0 | 0 | 0.9
7924_G_DG3 | SERC_Central_TVA | Alabama | 1 | Marshall | 95 | 7924 | DG3 | Albertville | 12283 | 2000 | 9999 | Combustion Turbine | [5 empty] | Fossil | G | 2030 | Oil |  | 0 | 0 | 0 | 0 | 0 | 0 | 0 | 0 | 0 | 0 | 0 | 0 | 0 | 0 | 0 | 0 | 0 | 0 | 0 | 0 | 0 | 0 | 0 | 0 | 0 | 0 | 0 | 0 | 0 | 0 | 0 | 0 | 0 | 0 | 0 | 0 | 0 | 0 | 0 | 0 | 0.017753 | 0 | 0 | 0 | 0 | 0 | 0 | 0 | 0 | 0 | 0.9
7924_G_DG4 | SERC_Central_TVA | Alabama | 1 | Marshall | 95 | 7924 | DG4 | Albertville | 12283 | 2000 | 9999 | Combustion Turbine | [5 empty] | Fossil | G | 2030 | Oil |  | 0 | 0 | 0 | 0 | 0 | 0 | 0 | 0 | 0 | 0 | 0 | 0 | 0 | 0 | 0 | 0 | 0 | 0 | 0 | 0 | 0 | 0 | 0 | 0 | 0 | 0 | 0 | 0 | 0 | 0 | 0 | 0 | 0 | 0 | 0 | 0 | 0 | 0 | 0 | 0 | 0.017753 | 0 | 0 | 0 | 0 | 0 | 0 | 0 | 0 | 0 | 0.9
7925_G_1 | MISO_Minnesota and Western Wisconsin | Minnesota | 27 | Martin | 91 | 7925 | 1 | Lakefield Junction | 12648 | 2001 | 9999 | Combustion Turbine |  |  |  | DLNB + H2O |  | Fossil | G | 2030 | Oil |  | 0 | 0 | 0 | 0 | 0 | 0 | 0 | 0 | 0 | 0 | 0 | 0 | 0 | 0 | 0 | 0 | 0 | 0 | 0 | 0 | 0 | 0 | 0 | 0 | 0 | 0 | 0 | 0 | 0 | 0 | 0 | 0 | 0 | 0 | 0 | 0 | 0 | 0 | 0 | 0 | 1.6471 | 0 | 0 | 0 | 0 | 0 | 0 | 0 | 0 | 0 | 83.5
7925_G_2 | MISO_Minnesota and Western Wisconsin | Minnesota | 27 | Martin | 91 | 7925 | 2 | Lakefield Junction | 12652 | 2001 | 9999 | Combustion Turbine |  |  |  | DLNB + H2O |  | Fossil | G | 2030 | Oil |  | 0 | 0 | 0 | 0 | 0 | 0 | 0 | 0 | 0 | 0 | 0 | 0 | 0 | 0 | 0 | 0 | 0 | 0 | 0 | 0 | 0 | 0 | 0 | 0 | 0 | 0 | 0 | 0 | 0 | 0 | 0 | 0 | 0 | 0 | 0 | 0 | 0 | 0 | 0 | 0 | 1.6372 | 0 | 0 | 0 | 0 | 0 | 0 | 0 | 0 | 0 | 83
7925_G_3 | MISO_Minnesota and Western Wisconsin | Minnesota | 27 | Martin | 91 | 7925 | 3 | Lakefield Junction | 12649 | 2001 | 9999 | Combustion Turbine |  |  |  | DLNB + H2O |  | Fossil | G | 2030 | Oil |  | 0 | 0 | 0 | 0 | 0 | 0 | 0 | 0 | 0 | 0 | 0 | 0 | 0 | 0 | 0 | 0 | 0 | 0 | 0 | 0 | 0 | 0 | 0 | 0 | 0 | 0 | 0 | 0 | 0 | 0 | 0 | 0 | 0 | 0 | 0 | 0 | 0 | 0 | 0 | 0 | 1.6332 | 0 | 0 | 0 | 0 | 0 | 0 | 0 | 0 | 0 | 82.8
7925_G_4 | MISO_Minnesota and Western Wisconsin | Minnesota | 27 | Martin | 91 | 7925 | 4 | Lakefield Junction | 12649 | 2001 | 9999 | Combustion Turbine |  |  |  | DLNB + H2O |  | Fossil | G | 2030 | Oil |  | 0 | 0 | 0 | 0 | 0 | 0 | 0 | 0 | 0 | 0 | 0 | 0 | 0 | 0 | 0 | 0 | 0 | 0 | 0 | 0 | 0 | 0 | 0 | 0 | 0 | 0 | 0 | 0 | 0 | 0 | 0 | 0 | 0 | 0 | 0 | 0 | 0 | 0 | 0 | 0 | 1.6372 | 0 | 0 | 0 | 0 | 0 | 0 | 0 | 0 | 0 | 83
7925_G_5 | MISO_Minnesota and Western Wisconsin | Minnesota | 27 | Martin | 91 | 7925 | 5 | Lakefield Junction | 12650 | 2001 | 9999 | Combustion Turbine |  |  |  | DLNB + H2O |  | Fossil | G | 2030 | Oil |  | 0 | 0 | 0 | 0 | 0 | 0 | 0 | 0 | 0 | 0 | 0 | 0 | 0 | 0 | 0 | 0 | 0 | 0 | 0 | 0 | 0 | 0 | 0 | 0 | 0 | 0 | 0 | 0 | 0 | 0 | 0 | 0 | 0 | 0 | 0 | 0 | 0 | 0 | 0 | 0 | 1.6609 | 0 | 0 | 0 | 0 | 0 | 0 | 0 | 0 | 0 | 84.2
7925_G_6 | MISO_Minnesota and Western Wisconsin | Minnesota | 27 | Martin | 91 | 7925 | 6 | Lakefield Junction | 12651 | 2001 | 9999 | Combustion Turbine |  |  |  | DLNB + H2O |  | Fossil | G | 2030 | Oil |  | 0 | 0 | 0 | 0 | 0 | 0 | 0 | 0 | 0 | 0 | 0 | 0 | 0 | 0 | 0 | 0 | 0 | 0 | 0 | 0 | 0 | 0 | 0 | 0 | 0 | 0 | 0 | 0 | 0 | 0 | 0 | 0 | 0 | 0 | 0 | 0 | 0 | 0 | 0 | 0 | 1.649 | 0 | 0 | 0 | 0 | 0 | 0 | 0 | 0 | 0 | 83.6
7925_G_7 | MISO_Minnesota and Western Wisconsin | Minnesota | 27 | Martin | 91 | 7925 | 7 | Lakefield Junction | 12283 | 2002 | 9999 | Combustion Turbine | [5 empty] | Fossil | G | 2030 | Oil |  | 0 | 0 | 0 | 0 | 0 | 0 | 0 | 0 | 0 | 0 | 0 | 0 | 0 | 0 | 0 | 0 | 0 | 0 | 0 | 0 | 0 | 0 | 0 | 0 | 0 | 0 | 0 | 0 | 0 | 0 | 0 | 0 | 0 | 0 | 0 | 0 | 0 | 0 | 0 | 0 | 0.086372 | 0 | 0 | 0 | 0 | 0 | 0 | 0 | 0 | 0 | 2
7926_G_1A | MISO_Iowa | Iowa | 19 | Clayton | 43 | 7926 | 1A | South Strawberry | 10745 | 2002 | 9999 | Combustion Turbine | [5 empty] | Fossil | G | 2030 | Oil |  | 0 | 0 | 0 | 0 | 0 | 0 | 0 | 0 | 0 | 0 | 0 | 0 | 0 | 0 | 0 | 0 | 0 | 0 | 0 | 0 | 0 | 0 | 0 | 0 | 0 | 0 | 0 | 0 | 0 | 0 | 0 | 0 | 0 | 0 | 0 | 0 | 0 | 0 | 0 | 0 | 0.077627 | 0 | 0 | 0 | 0 | 0 | 0 | 0 | 0 | 0 | 1.8
7926_G_2A | MISO_Iowa | Iowa | 19 | Clayton | 43 | 7926 | 2A | South Strawberry | 10745 | 2002 | 9999 | Combustion Turbine | [5 empty] | Fossil | G | 2030 | Oil |  | 0 | 0 | 0 | 0 | 0 | 0 | 0 | 0 | 0 | 0 | 0 | 0 | 0 | 0 | 0 | 0 | 0 | 0 | 0 | 0 | 0 | 0 | 0 | 0 | 0 | 0 | 0 | 0 | 0 | 0 | 0 | 0 | 0 | 0 | 0 | 0 | 0 | 0 | 0 | 0 | 0.077627 | 0 | 0 | 0 | 0 | 0 | 0 | 0 | 0 | 0 | 1.8
7927_G_1 | SERC_Central_TVA | Tennessee | 47 | Anderson | 1 | 7927 | 1 | Buffalo Mountain | 0 | 2000 | 9999 | Onshore Wind | [5 empty] | Non-Fossil | G | 2030 | Wind |  | 0 | 0 | 0 | 0 | 0 | 0 | 0 | 0 | 0 | 0 | 0 | 0 | 0 | 0 | 0 | 0 | 0.35099 | 0.46039 | 0.29217 | 1.1035 | 0 | 0 | 0 | 0 | 0 | 0 | 0 | 0 | 0 | 0 | 0 | 0 | 0 | 0 | 0 | 0 | 0 | 0 | 0 | 0 | 0.029184 | 0 | 0 | 0 | 0 | 0 | 0 | 0 | 0 | 0 | 0.7
7927_G_2 | SERC_Central_TVA | Tennessee | 47 | Anderson | 1 | 7927 | 2 | Buffalo Mountain | 0 | 2000 | 9999 | Onshore Wind | [5 empty] | Non-Fossil | G | 2030 | Wind |  | 0 | 0 | 0 | 0 | 0 | 0 | 0 | 0 | 0 | 0 | 0 | 0 | 0 | 0 | 0 | 0 | 0.35099 | 0.46039 | 0.29217 | 1.1035 | 0 | 0 | 0 | 0 | 0 | 0 | 0 | 0 | 0 | 0 | 0 | 0 | 0 | 0 | 0 | 0 | 0 | 0 | 0 | 0 | 0.029184 | 0 | 0 | 0 | 0 | 0 | 0 | 0 | 0 | 0 | 0.7
7927_G_3 | SERC_Central_TVA | Tennessee | 47 | Anderson | 1 | 7927 | 3 | Buffalo Mountain | 0 | 2000 | 9999 | Onshore Wind | [5 empty] | Non-Fossil | G | 2030 | Wind |  | 0 | 0 | 0 | 0 | 0 | 0 | 0 | 0 | 0 | 0 | 0 | 0 | 0 | 0 | 0 | 0 | 0.35099 | 0.46039 | 0.29217 | 1.1035 | 0 | 0 | 0 | 0 | 0 | 0 | 0 | 0 | 0 | 0 | 0 | 0 | 0 | 0 | 0 | 0 | 0 | 0 | 0 | 0 | 0.029184 | 0 | 0 | 0 | 0 | 0 | 0 | 0 | 0 | 0 | 0.7
7928_G_1 | SPP North- (Kansas, Missouri) | Kansas | 20 | Miami | 121 | 7928 | 1 | Osawatomie | 14289 | 2003 | 9999 | Combustion Turbine |  |  |  | DLNB |  | Fossil | G | 2030 | NaturalGas |  | 0.019398 | 0 | 0.028407 | 0.047805 | 0 | 0 | 0 | 0 | 0 | 0 | 0 | 0 | 0 | 0 | 0 | 0 | 1.3575 | 0 | 1.988 | 3.3456 | 1.1356 | 0 | 1.6629 | 2.7985 | 1.3579e-09 | 0 | 1.9885e-09 | 3.3463e-09 | 0.00025731 | 0 | 0.00037682 | 0.00063413 | 0 | 0 | 0 | 0 | 0 | 0 | 0 | 0 | 1.4932 | 0.0088512 | 0 | 0.012962 | 0.021813 | 0.054327 | 0 | 0.061984 | 0.11631 | 0 | 75.7
7929_G_1 | SPP North- (Kansas, Missouri) | Kansas | 20 | Johnson | 91 | 7929 | 1 | West Gardner | 13847 | 2003 | 9999 | Combustion Turbine |  |  |  | other |  | Fossil | G | 2030 | NaturalGas |  | 0.019742 | 0 | 0.02891 | 0.048651 | 0 | 0 | 0 | 0 | 0 | 0 | 0 | 0 | 0 | 0 | 0 | 0 | 1.4257 | 0 | 2.0878 | 3.5135 | 1.1557 | 0 | 1.6924 | 2.8481 | 1.3819e-09 | 0 | 2.0237e-09 | 3.4056e-09 | 0.00025092 | 0 | 0.00036744 | 0.00061836 | 0 | 0 | 0 | 0 | 0 | 0 | 0 | 0 | 1.5682 | 0.0092955 | 0 | 0.013613 | 0.022908 | 0.055289 | 0 | 0.063081 | 0.11837 | 0 | 79.5
7929_G_2 | SPP North- (Kansas, Missouri) | Kansas | 20 | Johnson | 91 | 7929 | 2 | West Gardner | 13843 | 2003 | 9999 | Combustion Turbine |  |  |  | other |  | Fossil | G | 2030 | NaturalGas |  | 0.019512 | 0 | 0.028574 | 0.048087 | 0 | 0 | 0 | 0 | 0 | 0 | 0 | 0 | 0 | 0 | 0 | 0 | 1.4096 | 0 | 2.0642 | 3.4737 | 1.1423 | 0 | 1.6727 | 2.815 | 1.3659e-09 | 0 | 2.0002e-09 | 3.3661e-09 | 0.0002682 | 0 | 0.00039275 | 0.00066095 | 0 | 0 | 0 | 0 | 0 | 0 | 0 | 0 | 1.5504 | 0.0091903 | 0 | 0.013458 | 0.022649 | 0.054647 | 0 | 0.062349 | 0.117 | 0 | 78.6
7929_G_3 | SPP North- (Kansas, Missouri) | Kansas | 20 | Johnson | 91 | 7929 | 3 | West Gardner | 13842 | 2003 | 9999 | Combustion Turbine |  |  |  | other |  | Fossil | G | 2030 | NaturalGas |  | 0.019188 | 0 | 0.0281 | 0.047288 | 0 | 0 | 0 | 0 | 0 | 0 | 0 | 0 | 0 | 0 | 0 | 0 | 1.3862 | 0 | 2.03 | 3.4163 | 1.1233 | 0 | 1.645 | 2.7682 | 1.3432e-09 | 0 | 1.967e-09 | 3.3102e-09 | 0.00024599 | 0 | 0.00036024 | 0.00060623 | 0 | 0 | 0 | 0 | 0 | 0 | 0 | 0 | 1.5248 | 0.0090383 | 0 | 0.013236 | 0.022274 | 0.05374 | 0 | 0.061314 | 0.11505 | 0 | 77.3
7929_G_4 | SPP North- (Kansas, Missouri) | Kansas | 20 | Johnson | 91 | 7929 | 4 | West Gardner | 13841 | 2003 | 9999 | Combustion Turbine |  |  |  | other |  | Fossil | G | 2030 | NaturalGas |  | 0.019237 | 0 | 0.02817 | 0.047407 | 0 | 0 | 0 | 0 | 0 | 0 | 0 | 0 | 0 | 0 | 0 | 0 | 1.3898 | 0 | 2.0353 | 3.4251 | 1.1261 | 0 | 1.6491 | 2.7752 | 1.3466e-09 | 0 | 1.9719e-09 | 3.3185e-09 | 0.00029047 | 0 | 0.00042537 | 0.00071585 | 0 | 0 | 0 | 0 | 0 | 0 | 0 | 0 | 1.5287 | 0.0090617 | 0 | 0.01327 | 0.022332 | 0.053875 | 0 | 0.061468 | 0.11534 | 0 | 77.5
7930_G_T-1 | SPP North- (Kansas, Missouri) | Kansas | 20 | Russell | 167 | 7930 | T-1 | Russell Energy Center | 11477 | 2002 | 9999 | Combustion Turbine | [5 empty] | Fossil | G | 2030 | NaturalGas |  | 0.00256 | 0.0023814 | 0.0058531 | 0.010795 | 0 | 0 | 0 | 0 | 0 | 0 | 0 | 0 | 0 | 0 | 0 | 0 | 0.22306 | 0.2075 | 0.50999 | 0.94054 | 0.14986 | 0.13941 | 0.34264 | 0.63191 | 1.792e-10 | 1.667e-10 | 4.0972e-10 | 7.5562e-10 | 0.00030585 | 0.00028451 | 0.00069927 | 0.0012896 | 0 | 0 | 0 | 0 | 0 | 0 | 0 | 0 | 0.11835 | 0.0010283 | 0.00095655 | 0.002351 | 0.0043359 | 0.0071697 | 0.0058078 | 0.012771 | 0.025749 | 0 | 6
7930_G_T-2 | SPP North- (Kansas, Missouri) | Kansas | 20 | Russell | 167 | 7930 | T-2 | Russell Energy Center | 11484 | 2002 | 9999 | Combustion Turbine | [5 empty] | Fossil | G | 2030 | NaturalGas |  | 0.0025616 | 0.0023829 | 0.0058567 | 0.010801 | 0 | 0 | 0 | 0 | 0 | 0 | 0 | 0 | 0 | 0 | 0 | 0 | 0.22306 | 0.2075 | 0.50999 | 0.94054 | 0.14996 | 0.13949 | 0.34285 | 0.6323 | 1.7931e-10 | 1.668e-10 | 4.0997e-10 | 7.5608e-10 | 0.00030603 | 0.00028468 | 0.0006997 | 0.0012904 | 0 | 0 | 0 | 0 | 0 | 0 | 0 | 0 | 0.11835 | 0.0010283 | 0.00095655 | 0.002351 | 0.0043359 | 0.0071741 | 0.0058114 | 0.012779 | 0.025765 | 0 | 6
7931_G_1 | WECC_Pacific Northwest | Oregon | 41 | Morrow | 49 | 7931 | 1 | Coyote Springs II | 7050 | 2003 | 9999 | Combined Cycle |  |  | SCR | DLNB |  | Fossil | G | 2030 | NaturalGas |  | 2.5104 | 0 | 0.01988 | 2.5302 | 0 | 0 | 0 | 0 | 0 | 0 | 0 | 0 | 0 | 0 | 0 | 0 | 356.0797 | 0 | 2.8199 | 358.8996 | 146.9566 | 0 | 1.1638 | 148.1204 | 1.7573e-07 | 0 | 1.3916e-09 | 1.7712e-07 | 0.017607 | 0 | 0.00013943 | 0.017746 | 0 | 0 | 0 | 0 | 0 | 0 | 0 | 0 | 5.4647 | 0.81366 | 0 | 0.011741 | 0.8254 | 7.4721 | 0 | 0.040236 | 7.5123 | 0 | 173 | SCR
7931_G_2 | WECC_Pacific Northwest | Oregon | 41 | Morrow | 49 | 7931 | 2 | Coyote Springs II | 7050 | 2003 | 9999 | Combined Cycle |  |  | SCR | LNB |  | Fossil | G | 2030 | NaturalGas |  | 1.6978 | 0 | 0.013445 | 1.7112 | 0 | 0 | 0 | 0 | 0 | 0 | 0 | 0 | 0 | 0 | 0 | 0 | 240.8169 | 0 | 1.9071 | 242.724 | 99.3868 | 0 | 0.78707 | 100.1739 | 1.1884e-07 | 0 | 9.4115e-10 | 1.1978e-07 | 0.011908 | 0 | 9.4299e-05 | 0.012002 | 0 | 0 | 0 | 0 | 0 | 0 | 0 | 0 | 3.6958 | 0.55028 | 0 | 0.0079407 | 0.55822 | 5.0534 | 0 | 0.027211 | 5.0806 | 0 | 117 | SCR
7932_G_1 | MISO_Lower Michigan | Michigan | 26 | Otsego | 137 | 7932 | 1 | Gaylord - Wolverine | 16100 | 2001 | 9999 | Combustion Turbine | [5 empty] | Fossil | G | 2030 | NaturalGas |  | 0 | 0 | 0 | 0 | 0 | 0 | 0 | 0 | 0 | 0 | 0 | 0 | 0 | 0 | 0 | 0 | 0 | 0 | 0 | 0 | 0 | 0 | 0 | 0 | 0 | 0 | 0 | 0 | 0 | 0 | 0 | 0 | 0 | 0 | 0 | 0 | 0 | 0 | 0 | 0 | 0.87032 | 0 | 0 | 0 | 0 | 0 | 0 | 0 | 0 | 0 | 20.2
7932_G_2 | MISO_Lower Michigan | Michigan | 26 | Otsego | 137 | 7932 | 2 | Gaylord - Wolverine | 16100 | 2001 | 9999 | Combustion Turbine | [5 empty] | Fossil | G | 2030 | NaturalGas |  | 0 | 0 | 0 | 0 | 0 | 0 | 0 | 0 | 0 | 0 | 0 | 0 | 0 | 0 | 0 | 0 | 0 | 0 | 0 | 0 | 0 | 0 | 0 | 0 | 0 | 0 | 0 | 0 | 0 | 0 | 0 | 0 | 0 | 0 | 0 | 0 | 0 | 0 | 0 | 0 | 0.87032 | 0 | 0 | 0 | 0 | 0 | 0 | 0 | 0 | 0 | 20.2
7932_G_3 | MISO_Lower Michigan | Michigan | 26 | Otsego | 137 | 7932 | 3 | Gaylord - Wolverine | 16100 | 2001 | 9999 | Combustion Turbine | [5 empty] | Fossil | G | 2030 | NaturalGas |  | 0 | 0 | 0 | 0 | 0 | 0 | 0 | 0 | 0 | 0 | 0 | 0 | 0 | 0 | 0 | 0 | 0 | 0 | 0 | 0 | 0 | 0 | 0 | 0 | 0 | 0 | 0 | 0 | 0 | 0 | 0 | 0 | 0 | 0 | 0 | 0 | 0 | 0 | 0 | 0 | 0.87032 | 0 | 0 | 0 | 0 | 0 | 0 | 0 | 0 | 0 | 20.2
7934_G_3 | PJM_ComEd | Illinois | 17 | Whiteside | 195 | 7934 | 3 | Industrial Park | 10745 | 2001 | 9999 | Combustion Turbine | [5 empty] | Fossil | G | 2030 | Oil |  | 0 | 0 | 0 | 0 | 0 | 0 | 0 | 0 | 0 | 0 | 0 | 0 | 0 | 0 | 0 | 0 | 0 | 0 | 0 | 0 | 0 | 0 | 0 | 0 | 0 | 0 | 0 | 0 | 0 | 0 | 0 | 0 | 0 | 0 | 0 | 0 | 0 | 0 | 0 | 0 | 0.077982 | 0 | 0 | 0 | 0 | 0 | 0 | 0 | 0 | 0 | 1.8
7934_G_4 | PJM_ComEd | Illinois | 17 | Whiteside | 195 | 7934 | 4 | Industrial Park | 10745 | 2001 | 9999 | Combustion Turbine | [5 empty] | Fossil | G | 2030 | Oil |  | 0 | 0 | 0 | 0 | 0 | 0 | 0 | 0 | 0 | 0 | 0 | 0 | 0 | 0 | 0 | 0 | 0 | 0 | 0 | 0 | 0 | 0 | 0 | 0 | 0 | 0 | 0 | 0 | 0 | 0 | 0 | 0 | 0 | 0 | 0 | 0 | 0 | 0 | 0 | 0 | 0.077982 | 0 | 0 | 0 | 0 | 0 | 0 | 0 | 0 | 0 | 1.8
7934_G_5 | PJM_ComEd | Illinois | 17 | Whiteside | 195 | 7934 | 5 | Industrial Park | 10745 | 2001 | 9999 | Combustion Turbine | [5 empty] | Fossil | G | 2030 | Oil |  | 0 | 0 | 0 | 0 | 0 | 0 | 0 | 0 | 0 | 0 | 0 | 0 | 0 | 0 | 0 | 0 | 0 | 0 | 0 | 0 | 0 | 0 | 0 | 0 | 0 | 0 | 0 | 0 | 0 | 0 | 0 | 0 | 0 | 0 | 0 | 0 | 0 | 0 | 0 | 0 | 0.077982 | 0 | 0 | 0 | 0 | 0 | 0 | 0 | 0 | 0 | 1.8
7934_G_6 | PJM_ComEd | Illinois | 17 | Whiteside | 195 | 7934 | 6 | Industrial Park | 10745 | 2002 | 9999 | Combustion Turbine | [5 empty] | Fossil | G | 2030 | Oil |  | 0 | 0 | 0 | 0 | 0 | 0 | 0 | 0 | 0 | 0 | 0 | 0 | 0 | 0 | 0 | 0 | 0 | 0 | 0 | 0 | 0 | 0 | 0 | 0 | 0 | 0 | 0 | 0 | 0 | 0 | 0 | 0 | 0 | 0 | 0 | 0 | 0 | 0 | 0 | 0 | 0.077982 | 0 | 0 | 0 | 0 | 0 | 0 | 0 | 0 | 0 | 1.8
7934_G_7 | PJM_ComEd | Illinois | 17 | Whiteside | 195 | 7934 | 7 | Industrial Park | 10745 | 2002 | 9999 | Combustion Turbine | [5 empty] | Fossil | G | 2030 | Oil |  | 0 | 0 | 0 | 0 | 0 | 0 | 0 | 0 | 0 | 0 | 0 | 0 | 0 | 0 | 0 | 0 | 0 | 0 | 0 | 0 | 0 | 0 | 0 | 0 | 0 | 0 | 0 | 0 | 0 | 0 | 0 | 0 | 0 | 0 | 0 | 0 | 0 | 0 | 0 | 0 | 0.077982 | 0 | 0 | 0 | 0 | 0 | 0 | 0 | 0 | 0 | 1.8
7934_G_8 | PJM_ComEd | Illinois | 17 | Whiteside | 195 | 7934 | 8 | Industrial Park | 10745 | 2011 | 9999 | Combustion Turbine | [5 empty] | Fossil | G | 2030 | Oil |  | 0 | 0 | 0 | 0 | 0 | 0 | 0 | 0 | 0 | 0 | 0 | 0 | 0 | 0 | 0 | 0 | 0 | 0 | 0 | 0 | 0 | 0 | 0 | 0 | 0 | 0 | 0 | 0 | 0 | 0 | 0 | 0 | 0 | 0 | 0 | 0 | 0 | 0 | 0 | 0 | 0.095311 | 0 | 0 | 0 | 0 | 0 | 0 | 0 | 0 | 0 | 2.2
7934_G_9 | PJM_ComEd | Illinois | 17 | Whiteside | 195 | 7934 | 9 | Industrial Park | 10745 | 2011 | 9999 | Combustion Turbine | [5 empty] | Fossil | G | 2030 | Oil |  | 0 | 0 | 0 | 0 | 0 | 0 | 0 | 0 | 0 | 0 | 0 | 0 | 0 | 0 | 0 | 0 | 0 | 0 | 0 | 0 | 0 | 0 | 0 | 0 | 0 | 0 | 0 | 0 | 0 | 0 | 0 | 0 | 0 | 0 | 0 | 0 | 0 | 0 | 0 | 0 | 0.095311 | 0 | 0 | 0 | 0 | 0 | 0 | 0 | 0 | 0 | 2.2
7935_G_1 | MISO_Missouri | Missouri | 29 | Grundy | 79 | 7935 | 1 | Trenton South | 11747 | 2000 | 9999 | Combustion Turbine | [5 empty] | Fossil | G | 2030 | Oil |  | 0 | 0 | 0 | 0 | 0 | 0 | 0 | 0 | 0 | 0 | 0 | 0 | 0 | 0 | 0 | 0 | 0 | 0 | 0 | 0 | 0 | 0 | 0 | 0 | 0 | 0 | 0 | 0 | 0 | 0 | 0 | 0 | 0 | 0 | 0 | 0 | 0 | 0 | 0 | 0 | 0.077542 | 0 | 0 | 0 | 0 | 0 | 0 | 0 | 0 | 0 | 1.8
7935_G_2 | MISO_Missouri | Missouri | 29 | Grundy | 79 | 7935 | 2 | Trenton South | 11747 | 2000 | 9999 | Combustion Turbine | [5 empty] | Fossil | G | 2030 | Oil |  | 0 | 0 | 0 | 0 | 0 | 0 | 0 | 0 | 0 | 0 | 0 | 0 | 0 | 0 | 0 | 0 | 0 | 0 | 0 | 0 | 0 | 0 | 0 | 0 | 0 | 0 | 0 | 0 | 0 | 0 | 0 | 0 | 0 | 0 | 0 | 0 | 0 | 0 | 0 | 0 | 0.077542 | 0 | 0 | 0 | 0 | 0 | 0 | 0 | 0 | 0 | 1.8
7935_G_3 | MISO_Missouri | Missouri | 29 | Grundy | 79 | 7935 | 3 | Trenton South | 11747 | 2000 | 9999 | Combustion Turbine | [5 empty] | Fossil | G | 2030 | Oil |  | 0 | 0 | 0 | 0 | 0 | 0 | 0 | 0 | 0 | 0 | 0 | 0 | 0 | 0 | 0 | 0 | 0 | 0 | 0 | 0 | 0 | 0 | 0 | 0 | 0 | 0 | 0 | 0 | 0 | 0 | 0 | 0 | 0 | 0 | 0 | 0 | 0 | 0 | 0 | 0 | 0.077542 | 0 | 0 | 0 | 0 | 0 | 0 | 0 | 0 | 0 | 1.8
7935_G_4 | MISO_Missouri | Missouri | 29 | Grundy | 79 | 7935 | 4 | Trenton South | 11747 | 2000 | 9999 | Combustion Turbine | [5 empty] | Fossil | G | 2030 | Oil |  | 0 | 0 | 0 | 0 | 0 | 0 | 0 | 0 | 0 | 0 | 0 | 0 | 0 | 0 | 0 | 0 | 0 | 0 | 0 | 0 | 0 | 0 | 0 | 0 | 0 | 0 | 0 | 0 | 0 | 0 | 0 | 0 | 0 | 0 | 0 | 0 | 0 | 0 | 0 | 0 | 0.077542 | 0 | 0 | 0 | 0 | 0 | 0 | 0 | 0 | 0 | 1.8
7935_G_5 | MISO_Missouri | Missouri | 29 | Grundy | 79 | 7935 | 5 | Trenton South | 11652 | 2004 | 9999 | Combustion Turbine | [5 empty] | Fossil | G | 2030 | Oil |  | 0 | 0 | 0 | 0 | 0 | 0 | 0 | 0 | 0 | 0 | 0 | 0 | 0 | 0 | 0 | 0 | 0 | 0 | 0 | 0 | 0 | 0 | 0 | 0 | 0 | 0 | 0 | 0 | 0 | 0 | 0 | 0 | 0 | 0 | 0 | 0 | 0 | 0 | 0 | 0 | 0.086158 | 0 | 0 | 0 | 0 | 0 | 0 | 0 | 0 | 0 | 2
7935_G_6 | MISO_Missouri | Missouri | 29 | Grundy | 79 | 7935 | 6 | Trenton South | 11564 | 2004 | 9999 | Combustion Turbine | [5 empty] | Fossil | G | 2030 | Oil |  | 0 | 0 | 0 | 0 | 0 | 0 | 0 | 0 | 0 | 0 | 0 | 0 | 0 | 0 | 0 | 0 | 0 | 0 | 0 | 0 | 0 | 0 | 0 | 0 | 0 | 0 | 0 | 0 | 0 | 0 | 0 | 0 | 0 | 0 | 0 | 0 | 0 | 0 | 0 | 0 | 0.086158 | 0 | 0 | 0 | 0 | 0 | 0 | 0 | 0 | 0 | 2
7935_G_7 | MISO_Missouri | Missouri | 29 | Grundy | 79 | 7935 | 7 | Trenton South | 11564 | 2004 | 9999 | Combustion Turbine | [5 empty] | Fossil | G | 2030 | Oil |  | 0 | 0 | 0 | 0 | 0 | 0 | 0 | 0 | 0 | 0 | 0 | 0 | 0 | 0 | 0 | 0 | 0 | 0 | 0 | 0 | 0 | 0 | 0 | 0 | 0 | 0 | 0 | 0 | 0 | 0 | 0 | 0 | 0 | 0 | 0 | 0 | 0 | 0 | 0 | 0 | 0.086158 | 0 | 0 | 0 | 0 | 0 | 0 | 0 | 0 | 0 | 2
7936_G_1 | WECC_Pacific Northwest | Washington | 53 | Benton | 5 | 7936 | 1 | Nine Canyon | 0 | 2002 | 9999 | Onshore Wind | [5 empty] | Non-Fossil | G | 2030 | Wind |  | 0 | 0 | 0 | 0 | 0 | 0 | 0 | 0 | 0 | 0 | 0 | 0 | 0 | 0 | 0 | 0 | 50.4529 | 84.9264 | 100.9445 | 236.3237 | 0 | 0 | 0 | 0 | 0 | 0 | 0 | 0 | 0 | 0 | 0 | 0 | 0 | 0 | 0 | 0 | 0 | 0 | 0 | 0 | 4.0281 | 0 | 0 | 0 | 0 | 0 | 0 | 0 | 0 | 0 | 95
794_G_1 | ERCOT_Rest | Texas | 48 | Denton | 121 | 794 | 1 | Lewisville | 0 | 1992 | 9999 | Hydro | [5 empty] | Non-Fossil | G | 2030 | Hydro |  | 0 | 0 | 0 | 0 | 0 | 0 | 0 | 0 | 0 | 0 | 0 | 0 | 0 | 0 | 0 | 0 | 0.19466 | 0.28763 | 0.39209 | 0.87438 | 0 | 0 | 0 | 0 | 0 | 0 | 0 | 0 | 0 | 0 | 0 | 0 | 0 | 0 | 0 | 0 | 0 | 0 | 0 | 0 | 0.031616 | 0.00027058 | 0.0003998 | 0.00054501 | 0.0012154 | 0 | 0 | 0 | 0 | 0 | 2
7940_G_1 | PJM_Dominion | Virginia | 51 | Amelia | 7 | 7940 | 1 | Ponton Diesel Generating Facility | 10745 | 2002 | 9999 | Combustion Turbine | [5 empty] | Fossil | G | 2030 | Oil |  | 0 | 0 | 0 | 0 | 0 | 0 | 0 | 0 | 0 | 0 | 0 | 0 | 0 | 0 | 0 | 0 | 0 | 0 | 0 | 0 | 0 | 0 | 0 | 0 | 0 | 0 | 0 | 0 | 0 | 0 | 0 | 0 | 0 | 0 | 0 | 0 | 0 | 0 | 0 | 0 | 0.070443 | 0 | 0 | 0 | 0 | 0 | 0 | 0 | 0 | 0 | 2
7940_G_2 | PJM_Dominion | Virginia | 51 | Amelia | 7 | 7940 | 2 | Ponton Diesel Generating Facility | 10745 | 2002 | 9999 | Combustion Turbine | [5 empty] | Fossil | G | 2030 | Oil |  | 0 | 0 | 0 | 0 | 0 | 0 | 0 | 0 | 0 | 0 | 0 | 0 | 0 | 0 | 0 | 0 | 0 | 0 | 0 | 0 | 0 | 0 | 0 | 0 | 0 | 0 | 0 | 0 | 0 | 0 | 0 | 0 | 0 | 0 | 0 | 0 | 0 | 0 | 0 | 0 | 0.070443 | 0 | 0 | 0 | 0 | 0 | 0 | 0 | 0 | 0 | 2
7941_G_1 | PJM_Dominion | Virginia | 51 | Southampton | 175 | 7941 | 1 | Nottoway Diesel Generating Facility | 10745 | 2002 | 9999 | Combustion Turbine | [5 empty] | Fossil | G | 2030 | Oil |  | 0 | 0 | 0 | 0 | 0 | 0 | 0 | 0 | 0 | 0 | 0 | 0 | 0 | 0 | 0 | 0 | 0 | 0 | 0 | 0 | 0 | 0 | 0 | 0 | 0 | 0 | 0 | 0 | 0 | 0 | 0 | 0 | 0 | 0 | 0 | 0 | 0 | 0 | 0 | 0 | 0.070443 | 0 | 0 | 0 | 0 | 0 | 0 | 0 | 0 | 0 | 2
7941_G_2 | PJM_Dominion | Virginia | 51 | Southampton | 175 | 7941 | 2 | Nottoway Diesel Generating Facility | 10745 | 2002 | 9999 | Combustion Turbine | [5 empty] | Fossil | G | 2030 | Oil |  | 0 | 0 | 0 | 0 | 0 | 0 | 0 | 0 | 0 | 0 | 0 | 0 | 0 | 0 | 0 | 0 | 0 | 0 | 0 | 0 | 0 | 0 | 0 | 0 | 0 | 0 | 0 | 0 | 0 | 0 | 0 | 0 | 0 | 0 | 0 | 0 | 0 | 0 | 0 | 0 | 0.070443 | 0 | 0 | 0 | 0 | 0 | 0 | 0 | 0 | 0 | 2
7942_G_10 | WECC_Southern California Edison | California | 6 | Riverside | 65 | 7942 | 10 | Diamond Valley Lake | 0 | 2001 | 9999 | Hydro | [5 empty] | Non-Fossil | G | 2030 | Hydro |  | 0 | 0 | 0 | 0 | 0 | 0 | 0 | 0 | 0 | 0 | 0 | 0 | 0 | 0 | 0 | 0 | 1.3194 | 2.1244 | 4.0888 | 7.5325 | 0 | 0 | 0 | 0 | 0 | 0 | 0 | 0 | 0 | 0 | 0 | 0 | 0 | 0 | 0 | 0 | 0 | 0 | 0 | 0 | 0.052167 | 0.0018339 | 0.0029529 | 0.0056834 | 0.01047 | 0 | 0 | 0 | 0 | 0 | 3.3
7942_G_11 | WECC_Southern California Edison | California | 6 | Riverside | 65 | 7942 | 11 | Diamond Valley Lake | 0 | 2001 | 9999 | Hydro | [5 empty] | Non-Fossil | G | 2030 | Hydro |  | 0 | 0 | 0 | 0 | 0 | 0 | 0 | 0 | 0 | 0 | 0 | 0 | 0 | 0 | 0 | 0 | 1.3194 | 2.1244 | 4.0888 | 7.5325 | 0 | 0 | 0 | 0 | 0 | 0 | 0 | 0 | 0 | 0 | 0 | 0 | 0 | 0 | 0 | 0 | 0 | 0 | 0 | 0 | 0.052167 | 0.0018339 | 0.0029529 | 0.0056834 | 0.01047 | 0 | 0 | 0 | 0 | 0 | 3.3
7942_G_12 | WECC_Southern California Edison | California | 6 | Riverside | 65 | 7942 | 12 | Diamond Valley Lake | 0 | 2001 | 9999 | Hydro | [5 empty] | Non-Fossil | G | 2030 | Hydro |  | 0 | 0 | 0 | 0 | 0 | 0 | 0 | 0 | 0 | 0 | 0 | 0 | 0 | 0 | 0 | 0 | 1.3194 | 2.1244 | 4.0888 | 7.5325 | 0 | 0 | 0 | 0 | 0 | 0 | 0 | 0 | 0 | 0 | 0 | 0 | 0 | 0 | 0 | 0 | 0 | 0 | 0 | 0 | 0.052167 | 0.0018339 | 0.0029529 | 0.0056834 | 0.01047 | 0 | 0 | 0 | 0 | 0 | 3.3
7942_G_2 | WECC_Southern California Edison | California | 6 | Riverside | 65 | 7942 | 2 | Diamond Valley Lake | 0 | 2001 | 9999 | Hydro | [5 empty] | Non-Fossil | G | 2030 | Hydro |  | 0 | 0 | 0 | 0 | 0 | 0 | 0 | 0 | 0 | 0 | 0 | 0 | 0 | 0 | 0 | 0 | 1.3194 | 2.1244 | 4.0888 | 7.5325 | 0 | 0 | 0 | 0 | 0 | 0 | 0 | 0 | 0 | 0 | 0 | 0 | 0 | 0 | 0 | 0 | 0 | 0 | 0 | 0 | 0.052167 | 0.0018339 | 0.0029529 | 0.0056834 | 0.01047 | 0 | 0 | 0 | 0 | 0 | 3.3
7942_G_3 | WECC_Southern California Edison | California | 6 | Riverside | 65 | 7942 | 3 | Diamond Valley Lake | 0 | 2001 | 9999 | Hydro | [5 empty] | Non-Fossil | G | 2030 | Hydro |  | 0 | 0 | 0 | 0 | 0 | 0 | 0 | 0 | 0 | 0 | 0 | 0 | 0 | 0 | 0 | 0 | 1.3194 | 2.1244 | 4.0888 | 7.5325 | 0 | 0 | 0 | 0 | 0 | 0 | 0 | 0 | 0 | 0 | 0 | 0 | 0 | 0 | 0 | 0 | 0 | 0 | 0 | 0 | 0.052167 | 0.0018339 | 0.0029529 | 0.0056834 | 0.01047 | 0 | 0 | 0 | 0 | 0 | 3.3
7942_G_4 | WECC_Southern California Edison | California | 6 | Riverside | 65 | 7942 | 4 | Diamond Valley Lake | 0 | 2001 | 9999 | Hydro | [5 empty] | Non-Fossil | G | 2030 | Hydro |  | 0 | 0 | 0 | 0 | 0 | 0 | 0 | 0 | 0 | 0 | 0 | 0 | 0 | 0 | 0 | 0 | 1.3194 | 2.1244 | 4.0888 | 7.5325 | 0 | 0 | 0 | 0 | 0 | 0 | 0 | 0 | 0 | 0 | 0 | 0 | 0 | 0 | 0 | 0 | 0 | 0 | 0 | 0 | 0.052167 | 0.0018339 | 0.0029529 | 0.0056834 | 0.01047 | 0 | 0 | 0 | 0 | 0 | 3.3
7942_G_6 | WECC_Southern California Edison | California | 6 | Riverside | 65 | 7942 | 6 | Diamond Valley Lake | 0 | 2001 | 9999 | Hydro | [5 empty] | Non-Fossil | G | 2030 | Hydro |  | 0 | 0 | 0 | 0 | 0 | 0 | 0 | 0 | 0 | 0 | 0 | 0 | 0 | 0 | 0 | 0 | 1.3194 | 2.1244 | 4.0888 | 7.5325 | 0 | 0 | 0 | 0 | 0 | 0 | 0 | 0 | 0 | 0 | 0 | 0 | 0 | 0 | 0 | 0 | 0 | 0 | 0 | 0 | 0.052167 | 0.0018339 | 0.0029529 | 0.0056834 | 0.01047 | 0 | 0 | 0 | 0 | 0 | 3.3
7942_G_7 | WECC_Southern California Edison | California | 6 | Riverside | 65 | 7942 | 7 | Diamond Valley Lake | 0 | 2001 | 9999 | Hydro | [5 empty] | Non-Fossil | G | 2030 | Hydro |  | 0 | 0 | 0 | 0 | 0 | 0 | 0 | 0 | 0 | 0 | 0 | 0 | 0 | 0 | 0 | 0 | 1.3194 | 2.1244 | 4.0888 | 7.5325 | 0 | 0 | 0 | 0 | 0 | 0 | 0 | 0 | 0 | 0 | 0 | 0 | 0 | 0 | 0 | 0 | 0 | 0 | 0 | 0 | 0.052167 | 0.0018339 | 0.0029529 | 0.0056834 | 0.01047 | 0 | 0 | 0 | 0 | 0 | 3.3
7942_G_8 | WECC_Southern California Edison | California | 6 | Riverside | 65 | 7942 | 8 | Diamond Valley Lake | 0 | 2001 | 9999 | Hydro | [5 empty] | Non-Fossil | G | 2030 | Hydro |  | 0 | 0 | 0 | 0 | 0 | 0 | 0 | 0 | 0 | 0 | 0 | 0 | 0 | 0 | 0 | 0 | 1.3194 | 2.1244 | 4.0888 | 7.5325 | 0 | 0 | 0 | 0 | 0 | 0 | 0 | 0 | 0 | 0 | 0 | 0 | 0 | 0 | 0 | 0 | 0 | 0 | 0 | 0 | 0.052167 | 0.0018339 | 0.0029529 | 0.0056834 | 0.01047 | 0 | 0 | 0 | 0 | 0 | 3.3
7946_G_CT1 | SERC_Southeastern | Georgia | 13 | Heard | 149 | 7946 | CT1 | Wansley Unit 9 | 7219 | 2004 | 9999 | Combined Cycle |  |  | SCR | DLNB |  | Fossil | G | 2030 | NaturalGas |  | 1.8201 | 2.4673 | 3.4117 | 7.6991 | 0 | 0 | 0 | 0 | 0 | 0 | 0 | 0 | 0 | 0 | 0 | 0 | 252.1273 | 341.7726 | 472.6003 | 1066.5002 | 106.5491 | 144.4332 | 199.721 | 450.7033 | 1.2741e-07 | 1.7271e-07 | 2.3882e-07 | 5.3893e-07 | 0.010066 | 0.013645 | 0.018868 | 0.042579 | 0 | 0 | 0 | 0 | 0 | 0 | 0 | 0 | 4.5297 | 0.57613 | 0.78097 | 1.0799 | 2.437 | 5.2291 | 6.1611 | 9.1136 | 20.5037 | 0 | 143.4 | SCR
7946_G_CT2 | SERC_Southeastern | Georgia | 13 | Heard | 149 | 7946 | CT2 | Wansley Unit 9 | 7219 | 2004 | 9999 | Combined Cycle |  |  | SCR | DLNB |  | Fossil | G | 2030 | NaturalGas |  | 1.7846 | 2.4191 | 3.3451 | 7.5487 | 0 | 0 | 0 | 0 | 0 | 0 | 0 | 0 | 0 | 0 | 0 | 0 | 247.2043 | 335.0992 | 463.3724 | 1045.6759 | 104.4686 | 141.613 | 195.8213 | 441.9029 | 1.2492e-07 | 1.6934e-07 | 2.3416e-07 | 5.2841e-07 | 0.0098694 | 0.013378 | 0.0185 | 0.041747 | 0 | 0 | 0 | 0 | 0 | 0 | 0 | 0 | 4.4413 | 0.56488 | 0.76572 | 1.0588 | 2.3894 | 5.127 | 6.0408 | 8.9356 | 20.1033 | 0 | 140.6 | SCR
7946_G_ST1 | SERC_Southeastern | Georgia | 13 | Heard | 149 | 7946 | ST1 | Wansley Unit 9 | 7219 | 2004 | 9999 | Combined Cycle |  |  | SCR | LNB + NH3 |  | Fossil | G | 2030 | NaturalGas |  | 2.5601 | 3.4703 | 4.7987 | 10.8292 | 0 | 0 | 0 | 0 | 0 | 0 | 0 | 0 | 0 | 0 | 0 | 0 | 354.6309 | 480.7219 | 664.7384 | 1500.0913 | 149.8671 | 203.1532 | 280.9186 | 633.939 | 1.7921e-07 | 2.4292e-07 | 3.3591e-07 | 7.5804e-07 | 0.014158 | 0.019192 | 0.026539 | 0.05989 | 0 | 0 | 0 | 0 | 0 | 0 | 0 | 0 | 6.3713 | 0.81035 | 1.0985 | 1.519 | 3.4278 | 7.355 | 8.6659 | 12.8187 | 28.8396 | 0 | 201.7 | SCR
7947_G_1 | MISO_MT, SD, ND | Minnesota | 27 | Beltrami | 7 | 7947 | 1 | Solway CT | 10745 | 2003 | 9999 | Combustion Turbine |  |  |  | H2O |  | Fossil | G | 2030 | NaturalGas |  | 0.017288 | 0 | 0.04842 | 0.065708 | 0 | 0 | 0 | 0 | 0 | 0 | 0 | 0 | 0 | 0 | 0 | 0 | 1.609 | 0 | 4.5063 | 6.1152 | 1.0121 | 0 | 2.8345 | 3.8465 | 1.2102e-09 | 0 | 3.3894e-09 | 4.5996e-09 | 0.0010921 | 0 | 0.0030587 | 0.0041508 | 0 | 0 | 0 | 0 | 0 | 0 | 0 | 0 | 0.85016 | 0.0075943 | 0 | 0.02127 | 0.028864 | 0.051461 | 0 | 0.10941 | 0.16087 | 0 | 43.1
7947_G_D1 | MISO_MT, SD, ND | Minnesota | 27 | Beltrami | 7 | 7947 | D1 | Solway CT | 12283 | 2005 | 9999 | Combustion Turbine | [5 empty] | Fossil | G | 2030 | Oil |  | 0 | 0 | 0 | 0 | 0 | 0 | 0 | 0 | 0 | 0 | 0 | 0 | 0 | 0 | 0 | 0 | 0 | 0 | 0 | 0 | 0 | 0 | 0 | 0 | 0 | 0 | 0 | 0 | 0 | 0 | 0 | 0 | 0 | 0 | 0 | 0 | 0 | 0 | 0 | 0 | 0.025643 | 0 | 0 | 0 | 0 | 0 | 0 | 0 | 0 | 0 | 1.3
7948_G_1 | MISO_Indiana (including parts of Kentucky) | Indiana | 18 | Lawrence | 93 | 7948 | 1 | Lawrence County Station | 11069 | 2005 | 9999 | Combustion Turbine |  |  |  | H2O |  | Fossil | G | 2030 | NaturalGas |  | 0.03373 | 0.018943 | 0.14202 | 0.19469 | 0 | 0 | 0 | 0 | 0 | 0 | 0 | 0 | 0 | 0 | 0 | 0 | 3.0472 | 1.7113 | 12.8304 | 17.5889 | 1.9745 | 1.1089 | 8.3138 | 11.3972 | 2.3611e-09 | 1.326e-09 | 9.9414e-09 | 1.3628e-08 | 0.0015903 | 0.00089314 | 0.0066962 | 0.0091797 | 0 | 0 | 0 | 0 | 0 | 0 | 0 | 0 | 0.86396 | 0.014327 | 0.0080461 | 0.060324 | 0.082697 | 0.093037 | 0.046417 | 0.31292 | 0.45237 | 0 | 43.8
7948_G_2 | MISO_Indiana (including parts of Kentucky) | Indiana | 18 | Lawrence | 93 | 7948 | 2 | Lawrence County Station | 11073 | 2005 | 9999 | Combustion Turbine |  |  |  | H2O |  | Fossil | G | 2030 | NaturalGas |  | 0.033742 | 0.018949 | 0.14207 | 0.19476 | 0 | 0 | 0 | 0 | 0 | 0 | 0 | 0 | 0 | 0 | 0 | 0 | 3.0472 | 1.7113 | 12.8304 | 17.5889 | 1.9752 | 1.1093 | 8.3168 | 11.4014 | 2.3619e-09 | 1.3265e-09 | 9.9449e-09 | 1.3633e-08 | 0.0014107 | 0.00079228 | 0.00594 | 0.008143 | 0 | 0 | 0 | 0 | 0 | 0 | 0 | 0 | 0.86396 | 0.014327 | 0.0080461 | 0.060324 | 0.082697 | 0.09307 | 0.046434 | 0.31303 | 0.45253 | 0 | 43.8
7948_G_3 | MISO_Indiana (including parts of Kentucky) | Indiana | 18 | Lawrence | 93 | 7948 | 3 | Lawrence County Station | 11070 | 2005 | 9999 | Combustion Turbine |  |  |  | H2O |  | Fossil | G | 2030 | NaturalGas |  | 0.033733 | 0.018944 | 0.14203 | 0.19471 | 0 | 0 | 0 | 0 | 0 | 0 | 0 | 0 | 0 | 0 | 0 | 0 | 3.0472 | 1.7113 | 12.8304 | 17.5889 | 1.9747 | 1.109 | 8.3146 | 11.3983 | 2.3613e-09 | 1.3261e-09 | 9.9422e-09 | 1.363e-08 | 0.0014434 | 0.00081063 | 0.0060776 | 0.0083316 | 0 | 0 | 0 | 0 | 0 | 0 | 0 | 0 | 0.86396 | 0.014327 | 0.0080461 | 0.060324 | 0.082697 | 0.093045 | 0.046422 | 0.31294 | 0.45241 | 0 | 43.8
7948_G_4 | MISO_Indiana (including parts of Kentucky) | Indiana | 18 | Lawrence | 93 | 7948 | 4 | Lawrence County Station | 11070 | 2005 | 9999 | Combustion Turbine |  |  |  | H2O |  | Fossil | G | 2030 | NaturalGas |  | 0.033733 | 0.018944 | 0.14203 | 0.19471 | 0 | 0 | 0 | 0 | 0 | 0 | 0 | 0 | 0 | 0 | 0 | 0 | 3.0472 | 1.7113 | 12.8304 | 17.5889 | 1.9747 | 1.109 | 8.3146 | 11.3983 | 2.3613e-09 | 1.3261e-09 | 9.9422e-09 | 1.363e-08 | 0.0015961 | 0.00089635 | 0.0067203 | 0.0092127 | 0 | 0 | 0 | 0 | 0 | 0 | 0 | 0 | 0.86396 | 0.014327 | 0.0080461 | 0.060324 | 0.082697 | 0.093045 | 0.046422 | 0.31294 | 0.45241 | 0 | 43.8
7948_G_5 | MISO_Indiana (including parts of Kentucky) | Indiana | 18 | Lawrence | 93 | 7948 | 5 | Lawrence County Station | 11070 | 2005 | 9999 | Combustion Turbine |  |  |  | H2O |  | Fossil | G | 2030 | NaturalGas |  | 0.033733 | 0.018944 | 0.14203 | 0.19471 | 0 | 0 | 0 | 0 | 0 | 0 | 0 | 0 | 0 | 0 | 0 | 0 | 3.0472 | 1.7113 | 12.8304 | 17.5889 | 1.9747 | 1.109 | 8.3146 | 11.3983 | 2.3613e-09 | 1.3261e-09 | 9.9422e-09 | 1.363e-08 | 0.0015416 | 0.00086575 | 0.0064909 | 0.0088982 | 0 | 0 | 0 | 0 | 0 | 0 | 0 | 0 | 0.86396 | 0.014327 | 0.0080461 | 0.060324 | 0.082697 | 0.093045 | 0.046422 | 0.31294 | 0.45241 | 0 | 43.8
7948_G_6 | MISO_Indiana (including parts of Kentucky) | Indiana | 18 | Lawrence | 93 | 7948 | 6 | Lawrence County Station | 11067 | 2005 | 9999 | Combustion Turbine |  |  |  | H2O |  | Fossil | G | 2030 | NaturalGas |  | 0.033723 | 0.018939 | 0.14199 | 0.19466 | 0 | 0 | 0 | 0 | 0 | 0 | 0 | 0 | 0 | 0 | 0 | 0 | 3.0472 | 1.7113 | 12.8304 | 17.5889 | 1.9742 | 1.1087 | 8.3123 | 11.3952 | 2.3606e-09 | 1.3257e-09 | 9.9396e-09 | 1.3626e-08 | 0.0016951 | 0.00095198 | 0.0071373 | 0.0097844 | 0 | 0 | 0 | 0 | 0 | 0 | 0 | 0 | 0.86396 | 0.014327 | 0.0080461 | 0.060324 | 0.082697 | 0.09302 | 0.046409 | 0.31286 | 0.45229 | 0 | 43.8
7953_G_1 | WECC_Idaho | Idaho | 16 | Elmore | 39 | 7953 | 1 | Evander Andrews Power Complex | 10745 | 2008 | 9999 | Combustion Turbine |  |  |  | DLNB |  | Fossil | G | 2030 | NaturalGas |  | 0 | 0 | 2.7048 | 2.7048 | 0 | 0 | 0 | 0 | 0 | 0 | 0 | 0 | 0 | 0 | 0 | 0 | 0 | 0 | 251.7234 | 251.7234 | 0 | 0 | 158.3371 | 158.3371 | 0 | 0 | 1.8933e-07 | 1.8933e-07 | 0 | 0 | 0.04352 | 0.04352 | 0 | 0 | 0 | 0 | 0 | 0 | 0 | 0 | 3.373 | 0 | 0 | 1.1604 | 1.1604 | 0 | 0 | 5.3616 | 5.3616 | 0 | 171
7953_G_2 | WECC_Idaho | Idaho | 16 | Elmore | 39 | 7953 | 2 | Evander Andrews Power Complex | 10745 | 2001 | 9999 | Combustion Turbine |  |  |  | DLNB |  | Fossil | G | 2030 | NaturalGas |  | 0 | 0 | 0.65484 | 0.65484 | 0 | 0 | 0 | 0 | 0 | 0 | 0 | 0 | 0 | 0 | 0 | 0 | 0 | 0 | 60.9436 | 60.9436 | 0 | 0 | 38.3343 | 38.3343 | 0 | 0 | 4.5839e-08 | 4.5839e-08 | 0 | 0 | 0.030692 | 0.030692 | 0 | 0 | 0 | 0 | 0 | 0 | 0 | 0 | 0.81662 | 0 | 0 | 0.28095 | 0.28095 | 0 | 0 | 1.2981 | 1.2981 | 0 | 41.4
7953_G_3 | WECC_Idaho | Idaho | 16 | Elmore | 39 | 7953 | 3 | Evander Andrews Power Complex | 10745 | 2001 | 9999 | Combustion Turbine |  |  |  | DLNB |  | Fossil | G | 2030 | NaturalGas |  | 0 | 0 | 0.61688 | 0.61688 | 0 | 0 | 0 | 0 | 0 | 0 | 0 | 0 | 0 | 0 | 0 | 0 | 0 | 0 | 57.4106 | 57.4106 | 0 | 0 | 36.112 | 36.112 | 0 | 0 | 4.3181e-08 | 4.3181e-08 | 0 | 0 | 0.022356 | 0.022356 | 0 | 0 | 0 | 0 | 0 | 0 | 0 | 0 | 0.76928 | 0 | 0 | 0.26466 | 0.26466 | 0 | 0 | 1.2228 | 1.2228 | 0 | 39
7954_G_1 | FRCC | Florida | 12 | Volusia | 127 | 7954 | 1 | Field Street | 25000 | 2001 | 9999 | Combustion Turbine | [5 empty] | Fossil | G | 2030 | Oil |  | 0 | 0 | 0 | 0 | 0 | 0 | 0 | 0 | 0 | 0 | 0 | 0 | 0 | 0 | 0 | 0 | 0 | 0 | 0 | 0 | 0 | 0 | 0 | 0 | 0 | 0 | 0 | 0 | 0 | 0 | 0 | 0 | 0 | 0 | 0 | 0 | 0 | 0 | 0 | 0 | 0.95684 | 0 | 0 | 0 | 0 | 0 | 0 | 0 | 0 | 0 | 22
7954_G_2 | FRCC | Florida | 12 | Volusia | 127 | 7954 | 2 | Field Street | 25000 | 2001 | 9999 | Combustion Turbine | [5 empty] | Fossil | G | 2030 | Oil |  | 0 | 0 | 0 | 0 | 0 | 0 | 0 | 0 | 0 | 0 | 0 | 0 | 0 | 0 | 0 | 0 | 0 | 0 | 0 | 0 | 0 | 0 | 0 | 0 | 0 | 0 | 0 | 0 | 0 | 0 | 0 | 0 | 0 | 0 | 0 | 0 | 0 | 0 | 0 | 0 | 0.95684 | 0 | 0 | 0 | 0 | 0 | 0 | 0 | 0 | 0 | 22
7955_G_1 | SPP Nebraska | Nebraska | 31 | Douglas | 55 | 7955 | 1 | Elk City Station | 13500 | 2002 | 9999 | Landfill Gas | [5 empty] | Non-Fossil | G | 2030 | LF Gas |  | 0.017966 | 0.025025 | 0.032347 | 0.075338 | 0 | 0 | 0 | 0 | 0 | 0 | 0 | 0 | 0 | 0 | 0 | 0 | 1.3308 | 1.8537 | 2.3961 | 5.5806 | 1.0354 | 1.4422 | 1.8641 | 4.3416 | 0 | 0 | 0 | 0 | 0.0019868 | 0.0027674 | 0.0035771 | 0.0083312 | 0 | 0 | 0 | 0 | 0 | 0 | 0 | 0 | 0.2169 | 0.0092318 | 0.012859 | 0.016622 | 0.038712 | 0 | 0 | 0 | 0 | 0 | 0.8
7955_G_2 | SPP Nebraska | Nebraska | 31 | Douglas | 55 | 7955 | 2 | Elk City Station | 13500 | 2002 | 9999 | Landfill Gas | [5 empty] | Non-Fossil | G | 2030 | LF Gas |  | 0.017966 | 0.025025 | 0.032347 | 0.075338 | 0 | 0 | 0 | 0 | 0 | 0 | 0 | 0 | 0 | 0 | 0 | 0 | 1.3308 | 1.8537 | 2.3961 | 5.5806 | 1.0354 | 1.4422 | 1.8641 | 4.3416 | 0 | 0 | 0 | 0 | 0.0019868 | 0.0027674 | 0.0035771 | 0.0083312 | 0 | 0 | 0 | 0 | 0 | 0 | 0 | 0 | 0.2169 | 0.0092318 | 0.012859 | 0.016622 | 0.038712 | 0 | 0 | 0 | 0 | 0 | 0.8
7955_G_3 | SPP Nebraska | Nebraska | 31 | Douglas | 55 | 7955 | 3 | Elk City Station | 13500 | 2002 | 9999 | Landfill Gas | [5 empty] | Non-Fossil | G | 2030 | LF Gas |  | 0.017966 | 0.025025 | 0.032347 | 0.075338 | 0 | 0 | 0 | 0 | 0 | 0 | 0 | 0 | 0 | 0 | 0 | 0 | 1.3308 | 1.8537 | 2.3961 | 5.5806 | 1.0354 | 1.4422 | 1.8641 | 4.3416 | 0 | 0 | 0 | 0 | 0.0019868 | 0.0027674 | 0.0035771 | 0.0083312 | 0 | 0 | 0 | 0 | 0 | 0 | 0 | 0 | 0.2169 | 0.0092318 | 0.012859 | 0.016622 | 0.038712 | 0 | 0 | 0 | 0 | 0 | 0.8
7955_G_4 | SPP Nebraska | Nebraska | 31 | Douglas | 55 | 7955 | 4 | Elk City Station | 13500 | 2002 | 9999 | Landfill Gas | [5 empty] | Non-Fossil | G | 2030 | LF Gas |  | 0.017966 | 0.025025 | 0.032347 | 0.075338 | 0 | 0 | 0 | 0 | 0 | 0 | 0 | 0 | 0 | 0 | 0 | 0 | 1.3308 | 1.8537 | 2.3961 | 5.5806 | 1.0354 | 1.4422 | 1.8641 | 4.3416 | 0 | 0 | 0 | 0 | 0.0019868 | 0.0027674 | 0.0035771 | 0.0083312 | 0 | 0 | 0 | 0 | 0 | 0 | 0 | 0 | 0.2169 | 0.0092318 | 0.012859 | 0.016622 | 0.038712 | 0 | 0 | 0 | 0 | 0 | 0.8
7955_G_5 | SPP Nebraska | Nebraska | 31 | Douglas | 55 | 7955 | 5 | Elk City Station | 13500 | 2006 | 9999 | Landfill Gas | [5 empty] | Non-Fossil | G | 2030 | LF Gas |  | 0.017966 | 0.025025 | 0.032347 | 0.075338 | 0 | 0 | 0 | 0 | 0 | 0 | 0 | 0 | 0 | 0 | 0 | 0 | 1.3308 | 1.8537 | 2.3961 | 5.5806 | 1.0354 | 1.4422 | 1.8641 | 4.3416 | 0 | 0 | 0 | 0 | 0.0019868 | 0.0027674 | 0.0035771 | 0.0083312 | 0 | 0 | 0 | 0 | 0 | 0 | 0 | 0 | 0.2169 | 0.0092318 | 0.012859 | 0.016622 | 0.038712 | 0 | 0 | 0 | 0 | 0 | 0.8
7955_G_6 | SPP Nebraska | Nebraska | 31 | Douglas | 55 | 7955 | 6 | Elk City Station | 13500 | 2006 | 9999 | Landfill Gas | [5 empty] | Non-Fossil | G | 2030 | LF Gas |  | 0.017966 | 0.025025 | 0.032347 | 0.075338 | 0 | 0 | 0 | 0 | 0 | 0 | 0 | 0 | 0 | 0 | 0 | 0 | 1.3308 | 1.8537 | 2.3961 | 5.5806 | 1.0354 | 1.4422 | 1.8641 | 4.3416 | 0 | 0 | 0 | 0 | 0.0019868 | 0.0027674 | 0.0035771 | 0.0083312 | 0 | 0 | 0 | 0 | 0 | 0 | 0 | 0 | 0.2169 | 0.0092318 | 0.012859 | 0.016622 | 0.038712 | 0 | 0 | 0 | 0 | 0 | 0.8
7955_G_7 | SPP Nebraska | Nebraska | 31 | Douglas | 55 | 7955 | 7 | Elk City Station | 13500 | 2006 | 9999 | Landfill Gas | [5 empty] | Non-Fossil | G | 2030 | LF Gas |  | 0.017966 | 0.025025 | 0.032347 | 0.075338 | 0 | 0 | 0 | 0 | 0 | 0 | 0 | 0 | 0 | 0 | 0 | 0 | 1.3308 | 1.8537 | 2.3961 | 5.5806 | 1.0354 | 1.4422 | 1.8641 | 4.3416 | 0 | 0 | 0 | 0 | 0.0019868 | 0.0027674 | 0.0035771 | 0.0083312 | 0 | 0 | 0 | 0 | 0 | 0 | 0 | 0 | 0.2169 | 0.0092318 | 0.012859 | 0.016622 | 0.038712 | 0 | 0 | 0 | 0 | 0 | 0.8
7955_G_8 | SPP Nebraska | Nebraska | 31 | Douglas | 55 | 7955 | 8 | Elk City Station | 13500 | 2009 | 9999 | Landfill Gas | [5 empty] | Non-Fossil | G | 2030 | LF Gas |  | 0.017966 | 0.025025 | 0.032347 | 0.075338 | 0 | 0 | 0 | 0 | 0 | 0 | 0 | 0 | 0 | 0 | 0 | 0 | 1.3308 | 1.8537 | 2.3961 | 5.5806 | 1.0354 | 1.4422 | 1.8641 | 4.3416 | 0 | 0 | 0 | 0 | 0.0019868 | 0.0027674 | 0.0035771 | 0.0083312 | 0 | 0 | 0 | 0 | 0 | 0 | 0 | 0 | 0.2169 | 0.0092318 | 0.012859 | 0.016622 | 0.038712 | 0 | 0 | 0 | 0 | 0 | 0.8
7957_G_1 | SERC_VACAR | South Carolina | 45 | York | 91 | 7957 | 1 | Sediver | 10745 | 2003 | 9999 | Combustion Turbine | [5 empty] | Fossil | G | 2030 | Oil |  | 0 | 0 | 0 | 0 | 0 | 0 | 0 | 0 | 0 | 0 | 0 | 0 | 0 | 0 | 0 | 0 | 0 | 0 | 0 | 0 | 0 | 0 | 0 | 0 | 0 | 0 | 0 | 0 | 0 | 0 | 0 | 0 | 0 | 0 | 0 | 0 | 0 | 0 | 0 | 0 | 0.047341 | 0 | 0 | 0 | 0 | 0 | 0 | 0 | 0 | 0 | 2.4
7958_G_HG1 | SERC_VACAR | South Carolina | 45 | Horry | 51 | 7958 | HG1 | Horry Land Fill Gas Site | 13500 | 2001 | 9999 | Landfill Gas | [5 empty] | Non-Fossil | G | 2030 | LF Gas |  | 0.016497 | 0.02136 | 0.025418 | 0.063275 | 0 | 0 | 0 | 0 | 0 | 0 | 0 | 0 | 0 | 0 | 0 | 0 | 1.222 | 1.5822 | 1.8828 | 4.6871 | 0.9507 | 1.231 | 1.4648 | 3.6465 | 0 | 0 | 0 | 0 | 0.0018243 | 0.0023621 | 0.0028109 | 0.0069973 | 0 | 0 | 0 | 0 | 0 | 0 | 0 | 0 | 0.29747 | 0.0084769 | 0.010976 | 0.013061 | 0.032514 | 0 | 0 | 0 | 0 | 0 | 1.1
7958_G_HG2 | SERC_VACAR | South Carolina | 45 | Horry | 51 | 7958 | HG2 | Horry Land Fill Gas Site | 13500 | 2001 | 9999 | Landfill Gas | [5 empty] | Non-Fossil | G | 2030 | LF Gas |  | 0.016497 | 0.02136 | 0.025418 | 0.063275 | 0 | 0 | 0 | 0 | 0 | 0 | 0 | 0 | 0 | 0 | 0 | 0 | 1.222 | 1.5822 | 1.8828 | 4.6871 | 0.9507 | 1.231 | 1.4648 | 3.6465 | 0 | 0 | 0 | 0 | 0.0018243 | 0.0023621 | 0.0028109 | 0.0069973 | 0 | 0 | 0 | 0 | 0 | 0 | 0 | 0 | 0.29747 | 0.0084769 | 0.010976 | 0.013061 | 0.032514 | 0 | 0 | 0 | 0 | 0 | 1.1
7958_G_HG3 | SERC_VACAR | South Carolina | 45 | Horry | 51 | 7958 | HG3 | Horry Land Fill Gas Site | 13500 | 2003 | 9999 | Landfill Gas | [5 empty] | Non-Fossil | G | 2030 | LF Gas |  | 0.016497 | 0.02136 | 0.025418 | 0.063275 | 0 | 0 | 0 | 0 | 0 | 0 | 0 | 0 | 0 | 0 | 0 | 0 | 1.222 | 1.5822 | 1.8828 | 4.6871 | 0.9507 | 1.231 | 1.4648 | 3.6465 | 0 | 0 | 0 | 0 | 0.0018243 | 0.0023621 | 0.0028109 | 0.0069973 | 0 | 0 | 0 | 0 | 0 | 0 | 0 | 0 | 0.29747 | 0.0084769 | 0.010976 | 0.013061 | 0.032514 | 0 | 0 | 0 | 0 | 0 | 1.1
7960_G_GT1 | SERC_Central_TVA | Mississippi | 28 | Kemper | 69 | 7960 | GT1 | Kemper County | 12134 | 2002 | 9999 | Combustion Turbine | [5 empty] | Fossil | G | 2030 | NaturalGas |  | 0.031141 | 0 | 0 | 0.031141 | 0 | 0 | 0 | 0 | 0 | 0 | 0 | 0 | 0 | 0 | 0 | 0 | 2.5664 | 0 | 0 | 2.5664 | 1.823 | 0 | 0 | 1.823 | 2.1799e-09 | 0 | 0 | 2.1799e-09 | 0.00050479 | 0 | 0 | 0.00050479 | 0 | 0 | 0 | 0 | 0 | 0 | 0 | 0 | 1.4459 | 0.016733 | 0 | 0 | 0.016733 | 0.087464 | 0 | 0 | 0.087464 | 0 | 73.3
7960_G_GT2 | SERC_Central_TVA | Mississippi | 28 | Kemper | 69 | 7960 | GT2 | Kemper County | 12134 | 2002 | 9999 | Combustion Turbine | [5 empty] | Fossil | G | 2030 | NaturalGas |  | 0.031141 | 0 | 0 | 0.031141 | 0 | 0 | 0 | 0 | 0 | 0 | 0 | 0 | 0 | 0 | 0 | 0 | 2.5664 | 0 | 0 | 2.5664 | 1.823 | 0 | 0 | 1.823 | 2.1799e-09 | 0 | 0 | 2.1799e-09 | 0.00049452 | 0 | 0 | 0.00049452 | 0 | 0 | 0 | 0 | 0 | 0 | 0 | 0 | 1.4459 | 0.016733 | 0 | 0 | 0.016733 | 0.087464 | 0 | 0 | 0.087464 | 0 | 73.3
7960_G_GT3 | SERC_Central_TVA | Mississippi | 28 | Kemper | 69 | 7960 | GT3 | Kemper County | 12134 | 2002 | 9999 | Combustion Turbine | [5 empty] | Fossil | G | 2030 | NaturalGas |  | 0.031141 | 0 | 0 | 0.031141 | 0 | 0 | 0 | 0 | 0 | 0 | 0 | 0 | 0 | 0 | 0 | 0 | 2.5664 | 0 | 0 | 2.5664 | 1.823 | 0 | 0 | 1.823 | 2.1799e-09 | 0 | 0 | 2.1799e-09 | 0.00047101 | 0 | 0 | 0.00047101 | 0 | 0 | 0 | 0 | 0 | 0 | 0 | 0 | 1.4459 | 0.016733 | 0 | 0 | 0.016733 | 0.087464 | 0 | 0 | 0.087464 | 0 | 73.3
7960_G_GT4 | SERC_Central_TVA | Mississippi | 28 | Kemper | 69 | 7960 | GT4 | Kemper County | 12134 | 2002 | 9999 | Combustion Turbine | [5 empty] | Fossil | G | 2030 | NaturalGas |  | 0.031141 | 0 | 0 | 0.031141 | 0 | 0 | 0 | 0 | 0 | 0 | 0 | 0 | 0 | 0 | 0 | 0 | 2.5664 | 0 | 0 | 2.5664 | 1.823 | 0 | 0 | 1.823 | 2.1799e-09 | 0 | 0 | 2.1799e-09 | 0.00054403 | 0 | 0 | 0.00054403 | 0 | 0 | 0 | 0 | 0 | 0 | 0 | 0 | 1.4459 | 0.016733 | 0 | 0 | 0.016733 | 0.087464 | 0 | 0 | 0.087464 | 0 | 73.3
7962_G_001 | PJM_EMAAC | Delaware | 10 | Kent | 1 | 7962 | 001 | Warren F Sam Beasley Generation Station | 10916 | 2002 | 9999 | Combustion Turbine |  |  | SCR | H2O |  | Fossil | G | 2030 | NaturalGas |  | 0.0074675 | 0 | 0.041186 | 0.048654 | 0 | 0 | 0 | 0 | 0 | 0 | 0 | 0 | 0 | 0 | 0 | 0 | 0.68409 | 0 | 3.773 | 4.4571 | 0.43715 | 0 | 2.411 | 2.8482 | 5.2273e-10 | 0 | 2.883e-09 | 3.4057e-09 | 6.03e-05 | 0 | 0.00033258 | 0.00039288 | 0 | 0 | 0 | 0 | 0 | 0 | 0 | 0 | 1.0485 | 0.0035367 | 0 | 0.019506 | 0.023043 | 0.024006 | 0 | 0.086783 | 0.11079 | 0 | 48 | SCR
7962_G_002 | PJM_EMAAC | Delaware | 10 | Kent | 1 | 7962 | 002 | Warren F Sam Beasley Generation Station | 10916 | 2012 | 9999 | Combustion Turbine |  |  | SCR | H2O |  | Fossil | G | 2030 | NaturalGas |  | 0.0077787 | 0 | 0.042902 | 0.050681 | 0 | 0 | 0 | 0 | 0 | 0 | 0 | 0 | 0 | 0 | 0 | 0 | 0.71259 | 0 | 3.9302 | 4.6428 | 0.45536 | 0 | 2.5115 | 2.9669 | 5.4451e-10 | 0 | 3.0031e-09 | 3.5477e-09 | 7.6425e-05 | 0 | 0.00042151 | 0.00049794 | 0 | 0 | 0 | 0 | 0 | 0 | 0 | 0 | 1.0922 | 0.0036841 | 0 | 0.020319 | 0.024003 | 0.025006 | 0 | 0.090399 | 0.11541 | 0 | 50 | SCR
7964_G_GT1 | MISO_Missouri | Missouri | 29 | Pike | 163 | 7964 | GT1 | Peno Creek | 11264 | 2002 | 9999 | Combustion Turbine |  |  |  | H2O |  | Fossil | G | 2030 | NaturalGas |  | 0.0067374 | 0 | 0.15633 | 0.16307 | 0 | 0 | 0 | 0 | 0 | 0 | 0 | 0 | 0 | 0 | 0 | 0 | 0.59814 | 0 | 13.8787 | 14.4768 | 0.39441 | 0 | 9.1515 | 9.5459 | 4.7162e-10 | 0 | 1.0943e-08 | 1.1415e-08 | 0.00030073 | 0 | 0.0069778 | 0.0072785 | 0 | 0 | 0 | 0 | 0 | 0 | 0 | 0 | 0.92709 | 0.0028232 | 0 | 0.065507 | 0.068331 | 0.019366 | 0 | 0.34307 | 0.36244 | 0 | 47
7964_G_GT2 | MISO_Missouri | Missouri | 29 | Pike | 163 | 7964 | GT2 | Peno Creek | 11265 | 2002 | 9999 | Combustion Turbine |  |  |  | H2O |  | Fossil | G | 2030 | NaturalGas |  | 0.006738 | 0 | 0.15634 | 0.16308 | 0 | 0 | 0 | 0 | 0 | 0 | 0 | 0 | 0 | 0 | 0 | 0 | 0.59814 | 0 | 13.8787 | 14.4768 | 0.39445 | 0 | 9.1523 | 9.5468 | 4.7166e-10 | 0 | 1.0944e-08 | 1.1416e-08 | 0.00031332 | 0 | 0.00727 | 0.0075833 | 0 | 0 | 0 | 0 | 0 | 0 | 0 | 0 | 0.92709 | 0.0028232 | 0 | 0.065507 | 0.068331 | 0.019368 | 0 | 0.3431 | 0.36247 | 0 | 47
7964_G_GT3 | MISO_Missouri | Missouri | 29 | Pike | 163 | 7964 | GT3 | Peno Creek | 11265 | 2002 | 9999 | Combustion Turbine |  |  |  | H2O |  | Fossil | G | 2030 | NaturalGas |  | 0.006738 | 0 | 0.15634 | 0.16308 | 0 | 0 | 0 | 0 | 0 | 0 | 0 | 0 | 0 | 0 | 0 | 0 | 0.59814 | 0 | 13.8787 | 14.4768 | 0.39445 | 0 | 9.1523 | 9.5468 | 4.7166e-10 | 0 | 1.0944e-08 | 1.1416e-08 | 0.00029917 | 0 | 0.0069416 | 0.0072408 | 0 | 0 | 0 | 0 | 0 | 0 | 0 | 0 | 0.92709 | 0.0028232 | 0 | 0.065507 | 0.068331 | 0.019368 | 0 | 0.3431 | 0.36247 | 0 | 47
7964_G_GT4 | MISO_Missouri | Missouri | 29 | Pike | 163 | 7964 | GT4 | Peno Creek | 11265 | 2002 | 9999 | Combustion Turbine |  |  |  | H2O |  | Fossil | G | 2030 | NaturalGas |  | 0.006738 | 0 | 0.15634 | 0.16308 | 0 | 0 | 0 | 0 | 0 | 0 | 0 | 0 | 0 | 0 | 0 | 0 | 0.59814 | 0 | 13.8787 | 14.4768 | 0.39445 | 0 | 9.1523 | 9.5468 | 4.7166e-10 | 0 | 1.0944e-08 | 1.1416e-08 | 0.00030193 | 0 | 0.0070058 | 0.0073077 | 0 | 0 | 0 | 0 | 0 | 0 | 0 | 0 | 0.92709 | 0.0028232 | 0 | 0.065507 | 0.068331 | 0.019368 | 0 | 0.3431 | 0.36247 | 0 | 47
7965_G_G1 | SPP Nebraska | Nebraska | 31 | Lancaster | 109 | 7965 | G1 | Salt Valley Wind Plant | 0 | 1998 | 9999 | Onshore Wind | [5 empty] | Non-Fossil | G | 2030 | Wind |  | 0 | 0 | 0 | 0 | 0 | 0 | 0 | 0 | 0 | 0 | 0 | 0 | 0 | 0 | 0 | 0 | 0.74596 | 0.97497 | 0.92638 | 2.6473 | 0 | 0 | 0 | 0 | 0 | 0 | 0 | 0 | 0 | 0 | 0 | 0 | 0 | 0 | 0 | 0 | 0 | 0 | 0 | 0 | 0.02947 | 0 | 0 | 0 | 0 | 0 | 0 | 0 | 0 | 0 | 0.7
7965_G_G2 | SPP Nebraska | Nebraska | 31 | Lancaster | 109 | 7965 | G2 | Salt Valley Wind Plant | 0 | 1999 | 9999 | Onshore Wind | [5 empty] | Non-Fossil | G | 2030 | Wind |  | 0 | 0 | 0 | 0 | 0 | 0 | 0 | 0 | 0 | 0 | 0 | 0 | 0 | 0 | 0 | 0 | 0.74596 | 0.97497 | 0.92638 | 2.6473 | 0 | 0 | 0 | 0 | 0 | 0 | 0 | 0 | 0 | 0 | 0 | 0 | 0 | 0 | 0 | 0 | 0 | 0 | 0 | 0 | 0.02947 | 0 | 0 | 0 | 0 | 0 | 0 | 0 | 0 | 0 | 0.7
7966_G_IDWG | MISO_Iowa-MidAmerican | Iowa | 19 | Kossuth | 109 | 7966 | IDWG | Iowa Distributed Wind Generation Project | 0 | 2000 | 9999 | Onshore Wind | [5 empty] | Non-Fossil | G | 2030 | Wind |  | 0 | 0 | 0 | 0 | 0 | 0 | 0 | 0 | 0 | 0 | 0 | 0 | 0 | 0 | 0 | 0 | 1.9409 | 2.7328 | 2.2128 | 6.8865 | 0 | 0 | 0 | 0 | 0 | 0 | 0 | 0 | 0 | 0 | 0 | 0 | 0 | 0 | 0 | 0 | 0 | 0 | 0 | 0 | 0.096992 | 0 | 0 | 0 | 0 | 0 | 0 | 0 | 0 | 0 | 2.3
7967_G_GT1 | WECC_New Mexico | New Mexico | 35 | Hidalgo | 23 | 7967 | GT1 | Lordsburg Generating | 11948 | 2002 | 9999 | Combustion Turbine |  |  |  | H2O |  | Fossil | G | 2030 | NaturalGas |  | 0 | 0 | 0.085668 | 0.085668 | 0 | 0 | 0 | 0 | 0 | 0 | 0 | 0 | 0 | 0 | 0 | 0 | 0 | 0 | 7.17 | 7.17 | 0 | 0 | 5.015 | 5.015 | 0 | 0 | 5.9967e-09 | 5.9967e-09 | 0 | 0 | 0.0040122 | 0.0040122 | 0 | 0 | 0 | 0 | 0 | 0 | 0 | 0 | 0.72983 | 0 | 0 | 0.033843 | 0.033843 | 0 | 0 | 0.18381 | 0.18381 | 0 | 37
7967_G_GT2 | WECC_New Mexico | New Mexico | 35 | Hidalgo | 23 | 7967 | GT2 | Lordsburg Generating | 11949 | 2002 | 9999 | Combustion Turbine |  |  |  | H2O |  | Fossil | G | 2030 | NaturalGas |  | 0 | 0 | 0.085675 | 0.085675 | 0 | 0 | 0 | 0 | 0 | 0 | 0 | 0 | 0 | 0 | 0 | 0 | 0 | 0 | 7.17 | 7.17 | 0 | 0 | 5.0154 | 5.0154 | 0 | 0 | 5.9972e-09 | 5.9972e-09 | 0 | 0 | 0.0044234 | 0.0044234 | 0 | 0 | 0 | 0 | 0 | 0 | 0 | 0 | 0.72983 | 0 | 0 | 0.033843 | 0.033843 | 0 | 0 | 0.18383 | 0.18383 | 0 | 37
7971_G_10 | MISO_Iowa-MidAmerican | Iowa | 19 | Marion | 125 | 7971 | 10 | Pella Peaking | 10745 | 2003 | 9999 | Combustion Turbine | [5 empty] | Fossil | G | 2030 | Oil |  | 0 | 0 | 0 | 0 | 0 | 0 | 0 | 0 | 0 | 0 | 0 | 0 | 0 | 0 | 0 | 0 | 0 | 0 | 0 | 0 | 0 | 0 | 0 | 0 | 0 | 0 | 0 | 0 | 0 | 0 | 0 | 0 | 0 | 0 | 0 | 0 | 0 | 0 | 0 | 0 | 0.077549 | 0 | 0 | 0 | 0 | 0 | 0 | 0 | 0 | 0 | 1.8
7971_G_11 | MISO_Iowa-MidAmerican | Iowa | 19 | Marion | 125 | 7971 | 11 | Pella Peaking | 10745 | 2003 | 9999 | Combustion Turbine | [5 empty] | Fossil | G | 2030 | Oil |  | 0 | 0 | 0 | 0 | 0 | 0 | 0 | 0 | 0 | 0 | 0 | 0 | 0 | 0 | 0 | 0 | 0 | 0 | 0 | 0 | 0 | 0 | 0 | 0 | 0 | 0 | 0 | 0 | 0 | 0 | 0 | 0 | 0 | 0 | 0 | 0 | 0 | 0 | 0 | 0 | 0.077549 | 0 | 0 | 0 | 0 | 0 | 0 | 0 | 0 | 0 | 1.8
7971_G_12 | MISO_Iowa-MidAmerican | Iowa | 19 | Marion | 125 | 7971 | 12 | Pella Peaking | 10745 | 2003 | 9999 | Combustion Turbine | [5 empty] | Fossil | G | 2030 | Oil |  | 0 | 0 | 0 | 0 | 0 | 0 | 0 | 0 | 0 | 0 | 0 | 0 | 0 | 0 | 0 | 0 | 0 | 0 | 0 | 0 | 0 | 0 | 0 | 0 | 0 | 0 | 0 | 0 | 0 | 0 | 0 | 0 | 0 | 0 | 0 | 0 | 0 | 0 | 0 | 0 | 0.077549 | 0 | 0 | 0 | 0 | 0 | 0 | 0 | 0 | 0 | 1.8
7971_G_13 | MISO_Iowa-MidAmerican | Iowa | 19 | Marion | 125 | 7971 | 13 | Pella Peaking | 10745 | 2003 | 9999 | Combustion Turbine | [5 empty] | Fossil | G | 2030 | Oil |  | 0 | 0 | 0 | 0 | 0 | 0 | 0 | 0 | 0 | 0 | 0 | 0 | 0 | 0 | 0 | 0 | 0 | 0 | 0 | 0 | 0 | 0 | 0 | 0 | 0 | 0 | 0 | 0 | 0 | 0 | 0 | 0 | 0 | 0 | 0 | 0 | 0 | 0 | 0 | 0 | 0.077549 | 0 | 0 | 0 | 0 | 0 | 0 | 0 | 0 | 0 | 1.8
7971_G_14 | MISO_Iowa-MidAmerican | Iowa | 19 | Marion | 125 | 7971 | 14 | Pella Peaking | 10745 | 2003 | 9999 | Combustion Turbine | [5 empty] | Fossil | G | 2030 | Oil |  | 0 | 0 | 0 | 0 | 0 | 0 | 0 | 0 | 0 | 0 | 0 | 0 | 0 | 0 | 0 | 0 | 0 | 0 | 0 | 0 | 0 | 0 | 0 | 0 | 0 | 0 | 0 | 0 | 0 | 0 | 0 | 0 | 0 | 0 | 0 | 0 | 0 | 0 | 0 | 0 | 0.077549 | 0 | 0 | 0 | 0 | 0 | 0 | 0 | 0 | 0 | 1.8
7971_G_15 | MISO_Iowa-MidAmerican | Iowa | 19 | Marion | 125 | 7971 | 15 | Pella Peaking | 10745 | 2003 | 9999 | Combustion Turbine | [5 empty] | Fossil | G | 2030 | Oil |  | 0 | 0 | 0 | 0 | 0 | 0 | 0 | 0 | 0 | 0 | 0 | 0 | 0 | 0 | 0 | 0 | 0 | 0 | 0 | 0 | 0 | 0 | 0 | 0 | 0 | 0 | 0 | 0 | 0 | 0 | 0 | 0 | 0 | 0 | 0 | 0 | 0 | 0 | 0 | 0 | 0.077549 | 0 | 0 | 0 | 0 | 0 | 0 | 0 | 0 | 0 | 1.8
7971_G_16 | MISO_Iowa-MidAmerican | Iowa | 19 | Marion | 125 | 7971 | 16 | Pella Peaking | 10745 | 2003 | 9999 | Combustion Turbine | [5 empty] | Fossil | G | 2030 | Oil |  | 0 | 0 | 0 | 0 | 0 | 0 | 0 | 0 | 0 | 0 | 0 | 0 | 0 | 0 | 0 | 0 | 0 | 0 | 0 | 0 | 0 | 0 | 0 | 0 | 0 | 0 | 0 | 0 | 0 | 0 | 0 | 0 | 0 | 0 | 0 | 0 | 0 | 0 | 0 | 0 | 0.077549 | 0 | 0 | 0 | 0 | 0 | 0 | 0 | 0 | 0 | 1.8
7971_G_3 | MISO_Iowa-MidAmerican | Iowa | 19 | Marion | 125 | 7971 | 3 | Pella Peaking | 10745 | 2003 | 9999 | Combustion Turbine | [5 empty] | Fossil | G | 2030 | Oil |  | 0 | 0 | 0 | 0 | 0 | 0 | 0 | 0 | 0 | 0 | 0 | 0 | 0 | 0 | 0 | 0 | 0 | 0 | 0 | 0 | 0 | 0 | 0 | 0 | 0 | 0 | 0 | 0 | 0 | 0 | 0 | 0 | 0 | 0 | 0 | 0 | 0 | 0 | 0 | 0 | 0.077549 | 0 | 0 | 0 | 0 | 0 | 0 | 0 | 0 | 0 | 1.8
7971_G_4 | MISO_Iowa-MidAmerican | Iowa | 19 | Marion | 125 | 7971 | 4 | Pella Peaking | 10745 | 2003 | 9999 | Combustion Turbine | [5 empty] | Fossil | G | 2030 | Oil |  | 0 | 0 | 0 | 0 | 0 | 0 | 0 | 0 | 0 | 0 | 0 | 0 | 0 | 0 | 0 | 0 | 0 | 0 | 0 | 0 | 0 | 0 | 0 | 0 | 0 | 0 | 0 | 0 | 0 | 0 | 0 | 0 | 0 | 0 | 0 | 0 | 0 | 0 | 0 | 0 | 0.077549 | 0 | 0 | 0 | 0 | 0 | 0 | 0 | 0 | 0 | 1.8
7971_G_5 | MISO_Iowa-MidAmerican | Iowa | 19 | Marion | 125 | 7971 | 5 | Pella Peaking | 10745 | 2003 | 9999 | Combustion Turbine | [5 empty] | Fossil | G | 2030 | Oil |  | 0 | 0 | 0 | 0 | 0 | 0 | 0 | 0 | 0 | 0 | 0 | 0 | 0 | 0 | 0 | 0 | 0 | 0 | 0 | 0 | 0 | 0 | 0 | 0 | 0 | 0 | 0 | 0 | 0 | 0 | 0 | 0 | 0 | 0 | 0 | 0 | 0 | 0 | 0 | 0 | 0.077549 | 0 | 0 | 0 | 0 | 0 | 0 | 0 | 0 | 0 | 1.8
7971_G_6 | MISO_Iowa-MidAmerican | Iowa | 19 | Marion | 125 | 7971 | 6 | Pella Peaking | 10745 | 2003 | 9999 | Combustion Turbine | [5 empty] | Fossil | G | 2030 | Oil |  | 0 | 0 | 0 | 0 | 0 | 0 | 0 | 0 | 0 | 0 | 0 | 0 | 0 | 0 | 0 | 0 | 0 | 0 | 0 | 0 | 0 | 0 | 0 | 0 | 0 | 0 | 0 | 0 | 0 | 0 | 0 | 0 | 0 | 0 | 0 | 0 | 0 | 0 | 0 | 0 | 0.077549 | 0 | 0 | 0 | 0 | 0 | 0 | 0 | 0 | 0 | 1.8
7971_G_7 | MISO_Iowa-MidAmerican | Iowa | 19 | Marion | 125 | 7971 | 7 | Pella Peaking | 10745 | 2003 | 9999 | Combustion Turbine | [5 empty] | Fossil | G | 2030 | Oil |  | 0 | 0 | 0 | 0 | 0 | 0 | 0 | 0 | 0 | 0 | 0 | 0 | 0 | 0 | 0 | 0 | 0 | 0 | 0 | 0 | 0 | 0 | 0 | 0 | 0 | 0 | 0 | 0 | 0 | 0 | 0 | 0 | 0 | 0 | 0 | 0 | 0 | 0 | 0 | 0 | 0.077549 | 0 | 0 | 0 | 0 | 0 | 0 | 0 | 0 | 0 | 1.8
7971_G_8 | MISO_Iowa-MidAmerican | Iowa | 19 | Marion | 125 | 7971 | 8 | Pella Peaking | 10745 | 2003 | 9999 | Combustion Turbine | [5 empty] | Fossil | G | 2030 | Oil |  | 0 | 0 | 0 | 0 | 0 | 0 | 0 | 0 | 0 | 0 | 0 | 0 | 0 | 0 | 0 | 0 | 0 | 0 | 0 | 0 | 0 | 0 | 0 | 0 | 0 | 0 | 0 | 0 | 0 | 0 | 0 | 0 | 0 | 0 | 0 | 0 | 0 | 0 | 0 | 0 | 0.077549 | 0 | 0 | 0 | 0 | 0 | 0 | 0 | 0 | 0 | 1.8
7971_G_9 | MISO_Iowa-MidAmerican | Iowa | 19 | Marion | 125 | 7971 | 9 | Pella Peaking | 10745 | 2003 | 9999 | Combustion Turbine | [5 empty] | Fossil | G | 2030 | Oil |  | 0 | 0 | 0 | 0 | 0 | 0 | 0 | 0 | 0 | 0 | 0 | 0 | 0 | 0 | 0 | 0 | 0 | 0 | 0 | 0 | 0 | 0 | 0 | 0 | 0 | 0 | 0 | 0 | 0 | 0 | 0 | 0 | 0 | 0 | 0 | 0 | 0 | 0 | 0 | 0 | 0.077549 | 0 | 0 | 0 | 0 | 0 | 0 | 0 | 0 | 0 | 1.8
7972_G_1 | MISO_Lower Michigan | Michigan | 26 | Wayne | 163 | 7972 | 1 | Sumpter | 12670 | 2002 | 9999 | Combustion Turbine |  |  |  | DLNB |  | Fossil | G | 2030 | NaturalGas |  | 0.0024994 | 0 | 0.025621 | 0.02812 | 0 | 0 | 0 | 0 | 0 | 0 | 0 | 0 | 0 | 0 | 0 | 0 | 0.19727 | 0 | 2.0222 | 2.2194 | 0.14631 | 0 | 1.4998 | 1.6461 | 1.7496e-10 | 0 | 1.7935e-09 | 1.9684e-09 | 4.0252e-05 | 0 | 0.00041262 | 0.00045287 | 0 | 0 | 0 | 0 | 0 | 0 | 0 | 0 | 1.5188 | 0.0012862 | 0 | 0.013184 | 0.014471 | 0.007177 | 0 | 0.056117 | 0.063294 | 0 | 77
7972_G_2 | MISO_Lower Michigan | Michigan | 26 | Wayne | 163 | 7972 | 2 | Sumpter | 12670 | 2002 | 9999 | Combustion Turbine |  |  |  | DLNB |  | Fossil | G | 2030 | NaturalGas |  | 0.0025156 | 0 | 0.025787 | 0.028303 | 0 | 0 | 0 | 0 | 0 | 0 | 0 | 0 | 0 | 0 | 0 | 0 | 0.19855 | 0 | 2.0353 | 2.2338 | 0.14726 | 0 | 1.5096 | 1.6568 | 1.7609e-10 | 0 | 1.8051e-09 | 1.9812e-09 | 4.5268e-05 | 0 | 0.00046404 | 0.00050931 | 0 | 0 | 0 | 0 | 0 | 0 | 0 | 0 | 1.5287 | 0.0012945 | 0 | 0.01327 | 0.014565 | 0.0072236 | 0 | 0.056481 | 0.063705 | 0 | 77.5
7972_G_3 | MISO_Lower Michigan | Michigan | 26 | Wayne | 163 | 7972 | 3 | Sumpter | 12670 | 2002 | 9999 | Combustion Turbine |  |  |  | DLNB |  | Fossil | G | 2030 | NaturalGas |  | 0.0024864 | 0 | 0.025488 | 0.027974 | 0 | 0 | 0 | 0 | 0 | 0 | 0 | 0 | 0 | 0 | 0 | 0 | 0.19624 | 0 | 2.0117 | 2.2079 | 0.14555 | 0 | 1.492 | 1.6376 | 1.7405e-10 | 0 | 1.7841e-09 | 1.9582e-09 | 4.5874e-05 | 0 | 0.00047025 | 0.00051612 | 0 | 0 | 0 | 0 | 0 | 0 | 0 | 0 | 1.511 | 0.0012795 | 0 | 0.013116 | 0.014395 | 0.0071397 | 0 | 0.055825 | 0.062965 | 0 | 76.6
7972_G_4 | MISO_Lower Michigan | Michigan | 26 | Wayne | 163 | 7972 | 4 | Sumpter | 12670 | 2002 | 9999 | Combustion Turbine |  |  |  | DLNB |  | Fossil | G | 2030 | NaturalGas |  | 0.0025091 | 0 | 0.025721 | 0.02823 | 0 | 0 | 0 | 0 | 0 | 0 | 0 | 0 | 0 | 0 | 0 | 0 | 0.19803 | 0 | 2.03 | 2.2281 | 0.14688 | 0 | 1.5057 | 1.6526 | 1.7564e-10 | 0 | 1.8004e-09 | 1.9761e-09 | 4.0672e-05 | 0 | 0.00041693 | 0.0004576 | 0 | 0 | 0 | 0 | 0 | 0 | 0 | 0 | 1.5248 | 0.0012912 | 0 | 0.013236 | 0.014527 | 0.0072049 | 0 | 0.056335 | 0.06354 | 0 | 77.3
7973_G_1 | SPP North- (Kansas, Missouri) | Kansas | 20 | Coffey | 31 | 7973 | 1 | Sharpe | 12283 | 2002 | 9999 | Combustion Turbine | [5 empty] | Fossil | G | 2030 | Oil |  | 0 | 0 | 0 | 0 | 0 | 0 | 0 | 0 | 0 | 0 | 0 | 0 | 0 | 0 | 0 | 0 | 0 | 0 | 0 | 0 | 0 | 0 | 0 | 0 | 0 | 0 | 0 | 0 | 0 | 0 | 0 | 0 | 0 | 0 | 0 | 0 | 0 | 0 | 0 | 0 | 0.086932 | 0 | 0 | 0 | 0 | 0 | 0 | 0 | 0 | 0 | 2
7973_G_10 | SPP North- (Kansas, Missouri) | Kansas | 20 | Coffey | 31 | 7973 | 10 | Sharpe | 12283 | 2002 | 9999 | Combustion Turbine | [5 empty] | Fossil | G | 2030 | Oil |  | 0 | 0 | 0 | 0 | 0 | 0 | 0 | 0 | 0 | 0 | 0 | 0 | 0 | 0 | 0 | 0 | 0 | 0 | 0 | 0 | 0 | 0 | 0 | 0 | 0 | 0 | 0 | 0 | 0 | 0 | 0 | 0 | 0 | 0 | 0 | 0 | 0 | 0 | 0 | 0 | 0.086932 | 0 | 0 | 0 | 0 | 0 | 0 | 0 | 0 | 0 | 2
7973_G_2 | SPP North- (Kansas, Missouri) | Kansas | 20 | Coffey | 31 | 7973 | 2 | Sharpe | 12283 | 2002 | 9999 | Combustion Turbine | [5 empty] | Fossil | G | 2030 | Oil |  | 0 | 0 | 0 | 0 | 0 | 0 | 0 | 0 | 0 | 0 | 0 | 0 | 0 | 0 | 0 | 0 | 0 | 0 | 0 | 0 | 0 | 0 | 0 | 0 | 0 | 0 | 0 | 0 | 0 | 0 | 0 | 0 | 0 | 0 | 0 | 0 | 0 | 0 | 0 | 0 | 0.086932 | 0 | 0 | 0 | 0 | 0 | 0 | 0 | 0 | 0 | 2
7973_G_3 | SPP North- (Kansas, Missouri) | Kansas | 20 | Coffey | 31 | 7973 | 3 | Sharpe | 12283 | 2002 | 9999 | Combustion Turbine | [5 empty] | Fossil | G | 2030 | Oil |  | 0 | 0 | 0 | 0 | 0 | 0 | 0 | 0 | 0 | 0 | 0 | 0 | 0 | 0 | 0 | 0 | 0 | 0 | 0 | 0 | 0 | 0 | 0 | 0 | 0 | 0 | 0 | 0 | 0 | 0 | 0 | 0 | 0 | 0 | 0 | 0 | 0 | 0 | 0 | 0 | 0.086932 | 0 | 0 | 0 | 0 | 0 | 0 | 0 | 0 | 0 | 2
7973_G_4 | SPP North- (Kansas, Missouri) | Kansas | 20 | Coffey | 31 | 7973 | 4 | Sharpe | 12283 | 2002 | 9999 | Combustion Turbine | [5 empty] | Fossil | G | 2030 | Oil |  | 0 | 0 | 0 | 0 | 0 | 0 | 0 | 0 | 0 | 0 | 0 | 0 | 0 | 0 | 0 | 0 | 0 | 0 | 0 | 0 | 0 | 0 | 0 | 0 | 0 | 0 | 0 | 0 | 0 | 0 | 0 | 0 | 0 | 0 | 0 | 0 | 0 | 0 | 0 | 0 | 0.086932 | 0 | 0 | 0 | 0 | 0 | 0 | 0 | 0 | 0 | 2
7973_G_5 | SPP North- (Kansas, Missouri) | Kansas | 20 | Coffey | 31 | 7973 | 5 | Sharpe | 12283 | 2002 | 9999 | Combustion Turbine | [5 empty] | Fossil | G | 2030 | Oil |  | 0 | 0 | 0 | 0 | 0 | 0 | 0 | 0 | 0 | 0 | 0 | 0 | 0 | 0 | 0 | 0 | 0 | 0 | 0 | 0 | 0 | 0 | 0 | 0 | 0 | 0 | 0 | 0 | 0 | 0 | 0 | 0 | 0 | 0 | 0 | 0 | 0 | 0 | 0 | 0 | 0.086932 | 0 | 0 | 0 | 0 | 0 | 0 | 0 | 0 | 0 | 2
7973_G_6 | SPP North- (Kansas, Missouri) | Kansas | 20 | Coffey | 31 | 7973 | 6 | Sharpe | 12283 | 2002 | 9999 | Combustion Turbine | [5 empty] | Fossil | G | 2030 | Oil |  | 0 | 0 | 0 | 0 | 0 | 0 | 0 | 0 | 0 | 0 | 0 | 0 | 0 | 0 | 0 | 0 | 0 | 0 | 0 | 0 | 0 | 0 | 0 | 0 | 0 | 0 | 0 | 0 | 0 | 0 | 0 | 0 | 0 | 0 | 0 | 0 | 0 | 0 | 0 | 0 | 0.086932 | 0 | 0 | 0 | 0 | 0 | 0 | 0 | 0 | 0 | 2
7973_G_7 | SPP North- (Kansas, Missouri) | Kansas | 20 | Coffey | 31 | 7973 | 7 | Sharpe | 12283 | 2002 | 9999 | Combustion Turbine | [5 empty] | Fossil | G | 2030 | Oil |  | 0 | 0 | 0 | 0 | 0 | 0 | 0 | 0 | 0 | 0 | 0 | 0 | 0 | 0 | 0 | 0 | 0 | 0 | 0 | 0 | 0 | 0 | 0 | 0 | 0 | 0 | 0 | 0 | 0 | 0 | 0 | 0 | 0 | 0 | 0 | 0 | 0 | 0 | 0 | 0 | 0.086932 | 0 | 0 | 0 | 0 | 0 | 0 | 0 | 0 | 0 | 2
7973_G_8 | SPP North- (Kansas, Missouri) | Kansas | 20 | Coffey | 31 | 7973 | 8 | Sharpe | 12283 | 2002 | 9999 | Combustion Turbine | [5 empty] | Fossil | G | 2030 | Oil |  | 0 | 0 | 0 | 0 | 0 | 0 | 0 | 0 | 0 | 0 | 0 | 0 | 0 | 0 | 0 | 0 | 0 | 0 | 0 | 0 | 0 | 0 | 0 | 0 | 0 | 0 | 0 | 0 | 0 | 0 | 0 | 0 | 0 | 0 | 0 | 0 | 0 | 0 | 0 | 0 | 0.086932 | 0 | 0 | 0 | 0 | 0 | 0 | 0 | 0 | 0 | 2
7973_G_9 | SPP North- (Kansas, Missouri) | Kansas | 20 | Coffey | 31 | 7973 | 9 | Sharpe | 12283 | 2002 | 9999 | Combustion Turbine | [5 empty] | Fossil | G | 2030 | Oil |  | 0 | 0 | 0 | 0 | 0 | 0 | 0 | 0 | 0 | 0 | 0 | 0 | 0 | 0 | 0 | 0 | 0 | 0 | 0 | 0 | 0 | 0 | 0 | 0 | 0 | 0 | 0 | 0 | 0 | 0 | 0 | 0 | 0 | 0 | 0 | 0 | 0 | 0 | 0 | 0 | 0.086932 | 0 | 0 | 0 | 0 | 0 | 0 | 0 | 0 | 0 | 2
7974_G_WTC1 | SPP_WAUE | South Dakota | 46 | Brule | 15 | 7974 | WTC1 | Chamberlain Wind Project | 0 | 2001 | 9999 | Onshore Wind | [5 empty] | Non-Fossil | G | 2030 | Wind |  | 0 | 0 | 0 | 0 | 0 | 0 | 0 | 0 | 0 | 0 | 0 | 0 | 0 | 0 | 0 | 0 | 1.2999 | 1.842 | 1.768 | 4.9099 | 0 | 0 | 0 | 0 | 0 | 0 | 0 | 0 | 0 | 0 | 0 | 0 | 0 | 0 | 0 | 0 | 0 | 0 | 0 | 0 | 0.054777 | 0 | 0 | 0 | 0 | 0 | 0 | 0 | 0 | 0 | 1.3
7974_G_WTC2 | SPP_WAUE | South Dakota | 46 | Brule | 15 | 7974 | WTC2 | Chamberlain Wind Project | 0 | 2001 | 9999 | Onshore Wind | [5 empty] | Non-Fossil | G | 2030 | Wind |  | 0 | 0 | 0 | 0 | 0 | 0 | 0 | 0 | 0 | 0 | 0 | 0 | 0 | 0 | 0 | 0 | 1.2999 | 1.842 | 1.768 | 4.9099 | 0 | 0 | 0 | 0 | 0 | 0 | 0 | 0 | 0 | 0 | 0 | 0 | 0 | 0 | 0 | 0 | 0 | 0 | 0 | 0 | 0.054777 | 0 | 0 | 0 | 0 | 0 | 0 | 0 | 0 | 0 | 1.3
7975_G_1 | WECC_New Mexico | New Mexico | 35 | Hidalgo | 23 | 7975 | 1 | Pyramid | 10745 | 2003 | 9999 | Combustion Turbine |  |  |  | H2O |  | Fossil | G | 2030 | NaturalGas |  | 0 | 0 | 0.60319 | 0.60319 | 0 | 0 | 0 | 0 | 0 | 0 | 0 | 0 | 0 | 0 | 0 | 0 | 0 | 0 | 56.1367 | 56.1367 | 0 | 0 | 35.3107 | 35.3107 | 0 | 0 | 4.2223e-08 | 4.2223e-08 | 0 | 0 | 0.036194 | 0.036194 | 0 | 0 | 0 | 0 | 0 | 0 | 0 | 0 | 0.77915 | 0 | 0 | 0.26497 | 0.26497 | 0 | 0 | 1.2942 | 1.2942 | 0 | 39.5
7975_G_2 | WECC_New Mexico | New Mexico | 35 | Hidalgo | 23 | 7975 | 2 | Pyramid | 10745 | 2003 | 9999 | Combustion Turbine |  |  |  | H2O |  | Fossil | G | 2030 | NaturalGas |  | 0 | 0 | 0.60319 | 0.60319 | 0 | 0 | 0 | 0 | 0 | 0 | 0 | 0 | 0 | 0 | 0 | 0 | 0 | 0 | 56.1367 | 56.1367 | 0 | 0 | 35.3107 | 35.3107 | 0 | 0 | 4.2223e-08 | 4.2223e-08 | 0 | 0 | 0.03627 | 0.03627 | 0 | 0 | 0 | 0 | 0 | 0 | 0 | 0 | 0.77915 | 0 | 0 | 0.26497 | 0.26497 | 0 | 0 | 1.2942 | 1.2942 | 0 | 39.5
7975_G_3 | WECC_New Mexico | New Mexico | 35 | Hidalgo | 23 | 7975 | 3 | Pyramid | 10745 | 2003 | 9999 | Combustion Turbine |  |  |  | H2O |  | Fossil | G | 2030 | NaturalGas |  | 0 | 0 | 0.60319 | 0.60319 | 0 | 0 | 0 | 0 | 0 | 0 | 0 | 0 | 0 | 0 | 0 | 0 | 0 | 0 | 56.1367 | 56.1367 | 0 | 0 | 35.3107 | 35.3107 | 0 | 0 | 4.2223e-08 | 4.2223e-08 | 0 | 0 | 0.035582 | 0.035582 | 0 | 0 | 0 | 0 | 0 | 0 | 0 | 0 | 0.77915 | 0 | 0 | 0.26497 | 0.26497 | 0 | 0 | 1.2942 | 1.2942 | 0 | 39.5
7975_G_4 | WECC_New Mexico | New Mexico | 35 | Hidalgo | 23 | 7975 | 4 | Pyramid | 10745 | 2003 | 9999 | Combustion Turbine |  |  |  | H2O |  | Fossil | G | 2030 | NaturalGas |  | 0 | 0 | 0.60319 | 0.60319 | 0 | 0 | 0 | 0 | 0 | 0 | 0 | 0 | 0 | 0 | 0 | 0 | 0 | 0 | 56.1367 | 56.1367 | 0 | 0 | 35.3107 | 35.3107 | 0 | 0 | 4.2223e-08 | 4.2223e-08 | 0 | 0 | 0.034409 | 0.034409 | 0 | 0 | 0 | 0 | 0 | 0 | 0 | 0 | 0.77915 | 0 | 0 | 0.26497 | 0.26497 | 0 | 0 | 1.2942 | 1.2942 | 0 | 39.5
7976_G_10 | SPP North- (Kansas, Missouri) | Kansas | 20 | Sedgwick | 173 | 7976 | 10 | Mulvane 2 | 19551 | 2003 | 9999 | Combustion Turbine | [5 empty] | Fossil | G | 2030 | Oil |  | 0 | 0 | 0 | 0 | 0 | 0 | 0 | 0 | 0 | 0 | 0 | 0 | 0 | 0 | 0 | 0 | 0 | 0 | 0 | 0 | 0 | 0 | 0 | 0 | 0 | 0 | 0 | 0 | 0 | 0 | 0 | 0 | 0 | 0 | 0 | 0 | 0 | 0 | 0 | 0 | 0.16517 | 0 | 0 | 0 | 0 | 0 | 0 | 0 | 0 | 0 | 3.8
7976_G_11 | SPP North- (Kansas, Missouri) | Kansas | 20 | Sedgwick | 173 | 7976 | 11 | Mulvane 2 | 22909 | 2003 | 9999 | Combustion Turbine | [5 empty] | Fossil | G | 2030 | Oil |  | 0 | 0 | 0 | 0 | 0 | 0 | 0 | 0 | 0 | 0 | 0 | 0 | 0 | 0 | 0 | 0 | 0 | 0 | 0 | 0 | 0 | 0 | 0 | 0 | 0 | 0 | 0 | 0 | 0 | 0 | 0 | 0 | 0 | 0 | 0 | 0 | 0 | 0 | 0 | 0 | 0.16517 | 0 | 0 | 0 | 0 | 0 | 0 | 0 | 0 | 0 | 3.8
7976_G_9 | SPP North- (Kansas, Missouri) | Kansas | 20 | Sedgwick | 173 | 7976 | 9 | Mulvane 2 | 22341 | 2003 | 9999 | Combustion Turbine | [5 empty] | Fossil | G | 2030 | Oil |  | 0 | 0 | 0 | 0 | 0 | 0 | 0 | 0 | 0 | 0 | 0 | 0 | 0 | 0 | 0 | 0 | 0 | 0 | 0 | 0 | 0 | 0 | 0 | 0 | 0 | 0 | 0 | 0 | 0 | 0 | 0 | 0 | 0 | 0 | 0 | 0 | 0 | 0 | 0 | 0 | 0.043466 | 0 | 0 | 0 | 0 | 0 | 0 | 0 | 0 | 0 | 1
7977_G_1 | MISO_Minnesota and Western Wisconsin | Minnesota | 27 | Yellow Medicine | 173 | 7977 | 1 | Granite Falls 2 | 25000 | 2003 | 9999 | Combustion Turbine | [5 empty] | Fossil | G | 2030 | Oil |  | 0 | 0 | 0 | 0 | 0 | 0 | 0 | 0 | 0 | 0 | 0 | 0 | 0 | 0 | 0 | 0 | 0 | 0 | 0 | 0 | 0 | 0 | 0 | 0 | 0 | 0 | 0 | 0 | 0 | 0 | 0 | 0 | 0 | 0 | 0 | 0 | 0 | 0 | 0 | 0 | 0.086372 | 0 | 0 | 0 | 0 | 0 | 0 | 0 | 0 | 0 | 2
7977_G_2 | MISO_Minnesota and Western Wisconsin | Minnesota | 27 | Yellow Medicine | 173 | 7977 | 2 | Granite Falls 2 | 25000 | 2003 | 9999 | Combustion Turbine | [5 empty] | Fossil | G | 2030 | Oil |  | 0 | 0 | 0 | 0 | 0 | 0 | 0 | 0 | 0 | 0 | 0 | 0 | 0 | 0 | 0 | 0 | 0 | 0 | 0 | 0 | 0 | 0 | 0 | 0 | 0 | 0 | 0 | 0 | 0 | 0 | 0 | 0 | 0 | 0 | 0 | 0 | 0 | 0 | 0 | 0 | 0.086372 | 0 | 0 | 0 | 0 | 0 | 0 | 0 | 0 | 0 | 2
7977_G_3 | MISO_Minnesota and Western Wisconsin | Minnesota | 27 | Yellow Medicine | 173 | 7977 | 3 | Granite Falls 2 | 25000 | 2003 | 9999 | Combustion Turbine | [5 empty] | Fossil | G | 2030 | Oil |  | 0 | 0 | 0 | 0 | 0 | 0 | 0 | 0 | 0 | 0 | 0 | 0 | 0 | 0 | 0 | 0 | 0 | 0 | 0 | 0 | 0 | 0 | 0 | 0 | 0 | 0 | 0 | 0 | 0 | 0 | 0 | 0 | 0 | 0 | 0 | 0 | 0 | 0 | 0 | 0 | 0.086372 | 0 | 0 | 0 | 0 | 0 | 0 | 0 | 0 | 0 | 2
7981_G_1 | SERC_VACAR | South Carolina | 45 | Cherokee | 21 | 7981 | 1 | Mill Creek (SC) | 13019 | 2002 | 9999 | Combustion Turbine |  |  |  | DLNB + H2O |  | Fossil | G | 2030 | NaturalGas |  | 0.016577 | 0 | 0 | 0.016577 | 0 | 0 | 0 | 0 | 0 | 0 | 0 | 0 | 0 | 0 | 0 | 0 | 1.2733 | 0 | 0 | 1.2733 | 0.97039 | 0 | 0 | 0.97039 | 1.1604e-09 | 0 | 0 | 1.1604e-09 | 0.0003007 | 0 | 0 | 0.0003007 | 0 | 0 | 0 | 0 | 0 | 0 | 0 | 0 | 1.4005 | 0.0083017 | 0 | 0 | 0.0083017 | 0.053675 | 0 | 0 | 0.053675 | 0 | 71
7981_G_2 | SERC_VACAR | South Carolina | 45 | Cherokee | 21 | 7981 | 2 | Mill Creek (SC) | 13020 | 2002 | 9999 | Combustion Turbine |  |  |  | DLNB + H2O |  | Fossil | G | 2030 | NaturalGas |  | 0.016344 | 0 | 0 | 0.016344 | 0 | 0 | 0 | 0 | 0 | 0 | 0 | 0 | 0 | 0 | 0 | 0 | 1.2553 | 0 | 0 | 1.2553 | 0.9568 | 0 | 0 | 0.9568 | 1.1441e-09 | 0 | 0 | 1.1441e-09 | 0.00028014 | 0 | 0 | 0.00028014 | 0 | 0 | 0 | 0 | 0 | 0 | 0 | 0 | 1.3808 | 0.0081847 | 0 | 0 | 0.0081847 | 0.052923 | 0 | 0 | 0.052923 | 0 | 70
7981_G_3 | SERC_VACAR | South Carolina | 45 | Cherokee | 21 | 7981 | 3 | Mill Creek (SC) | 13019 | 2002 | 9999 | Combustion Turbine |  |  |  | DLNB + H2O |  | Fossil | G | 2030 | NaturalGas |  | 0.016577 | 0 | 0 | 0.016577 | 0 | 0 | 0 | 0 | 0 | 0 | 0 | 0 | 0 | 0 | 0 | 0 | 1.2733 | 0 | 0 | 1.2733 | 0.97039 | 0 | 0 | 0.97039 | 1.1604e-09 | 0 | 0 | 1.1604e-09 | 0.0003312 | 0 | 0 | 0.0003312 | 0 | 0 | 0 | 0 | 0 | 0 | 0 | 0 | 1.4005 | 0.0083017 | 0 | 0 | 0.0083017 | 0.053675 | 0 | 0 | 0.053675 | 0 | 71
7981_G_4 | SERC_VACAR | South Carolina | 45 | Cherokee | 21 | 7981 | 4 | Mill Creek (SC) | 13020 | 2002 | 9999 | Combustion Turbine |  |  |  | DLNB + H2O |  | Fossil | G | 2030 | NaturalGas |  | 0.016344 | 0 | 0 | 0.016344 | 0 | 0 | 0 | 0 | 0 | 0 | 0 | 0 | 0 | 0 | 0 | 0 | 1.2553 | 0 | 0 | 1.2553 | 0.9568 | 0 | 0 | 0.9568 | 1.1441e-09 | 0 | 0 | 1.1441e-09 | 0.00027279 | 0 | 0 | 0.00027279 | 0 | 0 | 0 | 0 | 0 | 0 | 0 | 0 | 1.3808 | 0.0081847 | 0 | 0 | 0.0081847 | 0.052923 | 0 | 0 | 0.052923 | 0 | 70
7981_G_5 | SERC_VACAR | South Carolina | 45 | Cherokee | 21 | 7981 | 5 | Mill Creek (SC) | 13021 | 2003 | 9999 | Combustion Turbine |  |  |  | DLNB + H2O |  | Fossil | G | 2030 | NaturalGas |  | 0.016112 | 0 | 0 | 0.016112 | 0 | 0 | 0 | 0 | 0 | 0 | 0 | 0 | 0 | 0 | 0 | 0 | 1.2374 | 0 | 0 | 1.2374 | 0.9432 | 0 | 0 | 0.9432 | 1.1278e-09 | 0 | 0 | 1.1278e-09 | 0.00025642 | 0 | 0 | 0.00025642 | 0 | 0 | 0 | 0 | 0 | 0 | 0 | 0 | 1.361 | 0.0080678 | 0 | 0 | 0.0080678 | 0.052171 | 0 | 0 | 0.052171 | 0 | 69
7981_G_6 | SERC_VACAR | South Carolina | 45 | Cherokee | 21 | 7981 | 6 | Mill Creek (SC) | 13019 | 2003 | 9999 | Combustion Turbine |  |  |  | DLNB + H2O |  | Fossil | G | 2030 | NaturalGas |  | 0.016577 | 0 | 0 | 0.016577 | 0 | 0 | 0 | 0 | 0 | 0 | 0 | 0 | 0 | 0 | 0 | 0 | 1.2733 | 0 | 0 | 1.2733 | 0.97039 | 0 | 0 | 0.97039 | 1.1604e-09 | 0 | 0 | 1.1604e-09 | 0.00028495 | 0 | 0 | 0.00028495 | 0 | 0 | 0 | 0 | 0 | 0 | 0 | 0 | 1.4005 | 0.0083017 | 0 | 0 | 0.0083017 | 0.053675 | 0 | 0 | 0.053675 | 0 | 71
7981_G_7 | SERC_VACAR | South Carolina | 45 | Cherokee | 21 | 7981 | 7 | Mill Creek (SC) | 13020 | 2003 | 9999 | Combustion Turbine |  |  |  | DLNB + H2O |  | Fossil | G | 2030 | NaturalGas |  | 0.016344 | 0 | 0 | 0.016344 | 0 | 0 | 0 | 0 | 0 | 0 | 0 | 0 | 0 | 0 | 0 | 0 | 1.2553 | 0 | 0 | 1.2553 | 0.9568 | 0 | 0 | 0.9568 | 1.1441e-09 | 0 | 0 | 1.1441e-09 | 0.00024083 | 0 | 0 | 0.00024083 | 0 | 0 | 0 | 0 | 0 | 0 | 0 | 0 | 1.3808 | 0.0081847 | 0 | 0 | 0.0081847 | 0.052923 | 0 | 0 | 0.052923 | 0 | 70
7981_G_8 | SERC_VACAR | South Carolina | 45 | Cherokee | 21 | 7981 | 8 | Mill Creek (SC) | 13019 | 2003 | 9999 | Combustion Turbine |  |  |  | DLNB + H2O |  | Fossil | G | 2030 | NaturalGas |  | 0.016577 | 0 | 0 | 0.016577 | 0 | 0 | 0 | 0 | 0 | 0 | 0 | 0 | 0 | 0 | 0 | 0 | 1.2733 | 0 | 0 | 1.2733 | 0.97039 | 0 | 0 | 0.97039 | 1.1604e-09 | 0 | 0 | 1.1604e-09 | 0.00023017 | 0 | 0 | 0.00023017 | 0 | 0 | 0 | 0 | 0 | 0 | 0 | 0 | 1.4005 | 0.0083017 | 0 | 0 | 0.0083017 | 0.053675 | 0 | 0 | 0.053675 | 0 | 71
7982_G_3 | MISO_Minnesota and Western Wisconsin | Minnesota | 27 | Redwood | 127 | 7982 | 3 | South Generation | 12608 | 2003 | 9999 | Combustion Turbine | [5 empty] | Fossil | G | 2030 | Oil |  | 0 | 0 | 0 | 0 | 0 | 0 | 0 | 0 | 0 | 0 | 0 | 0 | 0 | 0 | 0 | 0 | 0 | 0 | 0 | 0 | 0 | 0 | 0 | 0 | 0 | 0 | 0 | 0 | 0 | 0 | 0 | 0 | 0 | 0 | 0 | 0 | 0 | 0 | 0 | 0 | 0.086372 | 0 | 0 | 0 | 0 | 0 | 0 | 0 | 0 | 0 | 2
7982_G_4 | MISO_Minnesota and Western Wisconsin | Minnesota | 27 | Redwood | 127 | 7982 | 4 | South Generation | 12608 | 2003 | 9999 | Combustion Turbine | [5 empty] | Fossil | G | 2030 | Oil |  | 0 | 0 | 0 | 0 | 0 | 0 | 0 | 0 | 0 | 0 | 0 | 0 | 0 | 0 | 0 | 0 | 0 | 0 | 0 | 0 | 0 | 0 | 0 | 0 | 0 | 0 | 0 | 0 | 0 | 0 | 0 | 0 | 0 | 0 | 0 | 0 | 0 | 0 | 0 | 0 | 0.086372 | 0 | 0 | 0 | 0 | 0 | 0 | 0 | 0 | 0 | 2
7982_G_5 | MISO_Minnesota and Western Wisconsin | Minnesota | 27 | Redwood | 127 | 7982 | 5 | South Generation | 12621 | 2003 | 9999 | Combustion Turbine | [5 empty] | Fossil | G | 2030 | Oil |  | 0 | 0 | 0 | 0 | 0 | 0 | 0 | 0 | 0 | 0 | 0 | 0 | 0 | 0 | 0 | 0 | 0 | 0 | 0 | 0 | 0 | 0 | 0 | 0 | 0 | 0 | 0 | 0 | 0 | 0 | 0 | 0 | 0 | 0 | 0 | 0 | 0 | 0 | 0 | 0 | 0.095009 | 0 | 0 | 0 | 0 | 0 | 0 | 0 | 0 | 0 | 2.2
7984_G_001 | MISO_Lower Michigan | Michigan | 26 | Kalkaska | 79 | 7984 | 001 | Kalkaska CT #1 | 10745 | 2002 | 9999 | Combustion Turbine |  |  |  | H2O |  | Fossil | G | 2030 | NaturalGas |  | 0.002156 | 0 | 0.35914 | 0.3613 | 0 | 0 | 0 | 0 | 0 | 0 | 0 | 0 | 0 | 0 | 0 | 0 | 0.20065 | 0 | 33.424 | 33.6247 | 0.12621 | 0 | 21.0241 | 21.1503 | 1.5092e-10 | 0 | 2.514e-08 | 2.5291e-08 | 9.6999e-05 | 0 | 0.016158 | 0.016255 | 0 | 0 | 0 | 0 | 0 | 0 | 0 | 0 | 0.933 | 0.00094708 | 0 | 0.15776 | 0.15871 | 0.006191 | 0 | 0.78662 | 0.79281 | 0 | 47.3
7985_G_GT1 | MISO_Iowa-MidAmerican | Iowa | 19 | Polk | 153 | 7985 | GT1 | Greater Des Moines | 7823 | 2003 | 9999 | Combined Cycle |  |  | SCR | DLNB |  | Fossil | G | 2030 | NaturalGas |  | 1.6239 | 0.90347 | 4.0065 | 6.5339 | 0 | 0 | 0 | 0 | 0 | 0 | 0 | 0 | 0 | 0 | 0 | 0 | 207.5757 | 115.4885 | 512.1485 | 835.2127 | 95.0611 | 52.8889 | 234.5427 | 382.4927 | 1.1367e-07 | 6.3243e-08 | 2.8046e-07 | 4.5737e-07 | 0.0077148 | 0.0042923 | 0.019035 | 0.031042 | 0 | 0 | 0 | 0 | 0 | 0 | 0 | 0 | 4.9088 | 0.47432 | 0.38522 | 1.1703 | 2.0298 | 4.6442 | 2.2664 | 8.4415 | 15.3521 | 0 | 155.4 | SCR
7985_G_GT2 | MISO_Iowa-MidAmerican | Iowa | 19 | Polk | 153 | 7985 | GT2 | Greater Des Moines | 7823 | 2003 | 9999 | Combined Cycle |  |  | SCR | DLNB |  | Fossil | G | 2030 | NaturalGas |  | 1.6134 | 0.89765 | 3.9808 | 6.4918 | 0 | 0 | 0 | 0 | 0 | 0 | 0 | 0 | 0 | 0 | 0 | 0 | 206.24 | 114.7453 | 508.8528 | 829.8381 | 94.4493 | 52.5486 | 233.0334 | 380.0314 | 1.1294e-07 | 6.2836e-08 | 2.7865e-07 | 4.5443e-07 | 0.0076651 | 0.0042646 | 0.018912 | 0.030842 | 0 | 0 | 0 | 0 | 0 | 0 | 0 | 0 | 4.8772 | 0.47127 | 0.38274 | 1.1628 | 2.0168 | 4.6143 | 2.2518 | 8.3872 | 15.2533 | 0 | 154.4 | SCR
7985_G_ST1 | MISO_Iowa-MidAmerican | Iowa | 19 | Polk | 153 | 7985 | ST1 | Greater Des Moines | 7823 | 2004 | 9999 | Combined Cycle |  |  | SCR | DLNB |  | Fossil | G | 2030 | NaturalGas |  | 1.8705 | 1.0407 | 4.615 | 7.5261 | 0 | 0 | 0 | 0 | 0 | 0 | 0 | 0 | 0 | 0 | 0 | 0 | 239.0995 | 133.0273 | 589.9265 | 962.0533 | 109.4976 | 60.921 | 270.1618 | 440.5804 | 1.3093e-07 | 7.2847e-08 | 3.2305e-07 | 5.2683e-07 | 0.0088864 | 0.0049441 | 0.021925 | 0.035756 | 0 | 0 | 0 | 0 | 0 | 0 | 0 | 0 | 5.6543 | 0.54636 | 0.44372 | 1.348 | 2.3381 | 5.3495 | 2.6106 | 9.7235 | 17.6836 | 0 | 179 | SCR
7987_G_L1 | WECC_LADWP | California | 6 | Los Angeles | 37 | 7987 | L1 | Lake One | 11549 | 2002 | 9999 | Combustion Turbine |  |  | SCR | H2O |  | Fossil | G | 2030 | NaturalGas |  | 0 | 0 | 0 | 0 | 0 | 0 | 0 | 0 | 0 | 0 | 0 | 0 | 0 | 0 | 0 | 0 | 0 | 0 | 0 | 0 | 0 | 0 | 0 | 0 | 0 | 0 | 0 | 0 | 0 | 0 | 0 | 0 | 0 | 0 | 0 | 0 | 0 | 0 | 0 | 0 | 1.0485 | 0 | 0 | 0 | 0 | 0 | 0 | 0 | 0 | 0 | 48 | SCR
7988_G_1 | MISO_Mississippi | Mississippi | 28 | Jefferson Davis | 65 | 7988 | 1 | Silver Creek | 12614 | 2003 | 9999 | Combustion Turbine |  |  |  | DLNB |  | Fossil | G | 2030 | NaturalGas |  | 0.063016 | 0.010503 | 0.069206 | 0.14272 | 0 | 0 | 0 | 0 | 0 | 0 | 0 | 0 | 0 | 0 | 0 | 0 | 4.9957 | 0.83262 | 5.4864 | 11.3147 | 3.6889 | 0.61482 | 4.0513 | 8.3551 | 4.4111e-09 | 7.3518e-10 | 4.8444e-09 | 9.9907e-09 | 0.00099722 | 0.0001662 | 0.0010952 | 0.0022586 | 0 | 0 | 0 | 0 | 0 | 0 | 0 | 0 | 1.4794 | 0.032572 | 0.0054287 | 0.035771 | 0.073772 | 0.18024 | 0.02629 | 0.18298 | 0.38951 | 0 | 75
7988_G_2 | MISO_Mississippi | Mississippi | 28 | Jefferson Davis | 65 | 7988 | 2 | Silver Creek | 12614 | 2004 | 9999 | Combustion Turbine |  |  |  | DLNB |  | Fossil | G | 2030 | NaturalGas |  | 0.063016 | 0.010503 | 0.069206 | 0.14272 | 0 | 0 | 0 | 0 | 0 | 0 | 0 | 0 | 0 | 0 | 0 | 0 | 4.9957 | 0.83262 | 5.4864 | 11.3147 | 3.6889 | 0.61482 | 4.0513 | 8.3551 | 4.4111e-09 | 7.3518e-10 | 4.8444e-09 | 9.9907e-09 | 0.00077919 | 0.00012986 | 0.00085573 | 0.0017648 | 0 | 0 | 0 | 0 | 0 | 0 | 0 | 0 | 1.4794 | 0.032572 | 0.0054287 | 0.035771 | 0.073772 | 0.18024 | 0.02629 | 0.18298 | 0.38951 | 0 | 75
7988_G_3 | MISO_Mississippi | Mississippi | 28 | Jefferson Davis | 65 | 7988 | 3 | Silver Creek | 12614 | 2005 | 9999 | Combustion Turbine |  |  |  | DLNB |  | Fossil | G | 2030 | NaturalGas |  | 0.063016 | 0.010503 | 0.069206 | 0.14272 | 0 | 0 | 0 | 0 | 0 | 0 | 0 | 0 | 0 | 0 | 0 | 0 | 4.9957 | 0.83262 | 5.4864 | 11.3147 | 3.6889 | 0.61482 | 4.0513 | 8.3551 | 4.4111e-09 | 7.3518e-10 | 4.8444e-09 | 9.9907e-09 | 0.00079274 | 0.00013212 | 0.00087061 | 0.0017955 | 0 | 0 | 0 | 0 | 0 | 0 | 0 | 0 | 1.4794 | 0.032572 | 0.0054287 | 0.035771 | 0.073772 | 0.18024 | 0.02629 | 0.18298 | 0.38951 | 0 | 75
7989_G_1 | MISO_Mississippi | Mississippi | 28 | Smith | 129 | 7989 | 1 | Sylvarena | 10745 | 2003 | 9999 | Combustion Turbine |  |  |  | H2O |  | Fossil | G | 2030 | NaturalGas |  | 0.030576 | 0.016856 | 0.084955 | 0.13239 | 0 | 0 | 0 | 0 | 0 | 0 | 0 | 0 | 0 | 0 | 0 | 0 | 2.8456 | 1.5687 | 7.9064 | 12.3208 | 1.7899 | 0.98676 | 4.9732 | 7.7499 | 2.1403e-09 | 1.1799e-09 | 5.9468e-09 | 9.2671e-09 | 0.0013557 | 0.0007474 | 0.0037669 | 0.00587 | 0 | 0 | 0 | 0 | 0 | 0 | 0 | 0 | 0.84818 | 0.013431 | 0.0074044 | 0.037318 | 0.058154 | 0.087453 | 0.042195 | 0.22462 | 0.35427 | 0 | 43
7989_G_2 | MISO_Mississippi | Mississippi | 28 | Smith | 129 | 7989 | 2 | Sylvarena | 10745 | 2003 | 9999 | Combustion Turbine |  |  |  | H2O |  | Fossil | G | 2030 | NaturalGas |  | 0.030576 | 0.016856 | 0.084955 | 0.13239 | 0 | 0 | 0 | 0 | 0 | 0 | 0 | 0 | 0 | 0 | 0 | 0 | 2.8456 | 1.5687 | 7.9064 | 12.3208 | 1.7899 | 0.98676 | 4.9732 | 7.7499 | 2.1403e-09 | 1.1799e-09 | 5.9468e-09 | 9.2671e-09 | 0.0013564 | 0.00074774 | 0.0037686 | 0.0058727 | 0 | 0 | 0 | 0 | 0 | 0 | 0 | 0 | 0.84818 | 0.013431 | 0.0074044 | 0.037318 | 0.058154 | 0.087453 | 0.042195 | 0.22462 | 0.35427 | 0 | 43
7989_G_3 | MISO_Mississippi | Mississippi | 28 | Smith | 129 | 7989 | 3 | Sylvarena | 10745 | 2003 | 9999 | Combustion Turbine |  |  |  | H2O |  | Fossil | G | 2030 | NaturalGas |  | 0.030576 | 0.016856 | 0.084955 | 0.13239 | 0 | 0 | 0 | 0 | 0 | 0 | 0 | 0 | 0 | 0 | 0 | 0 | 2.8456 | 1.5687 | 7.9064 | 12.3208 | 1.7899 | 0.98676 | 4.9732 | 7.7499 | 2.1403e-09 | 1.1799e-09 | 5.9468e-09 | 9.2671e-09 | 0.0013461 | 0.00074209 | 0.0037401 | 0.0058283 | 0 | 0 | 0 | 0 | 0 | 0 | 0 | 0 | 0.84818 | 0.013431 | 0.0074044 | 0.037318 | 0.058154 | 0.087453 | 0.042195 | 0.22462 | 0.35427 | 0 | 43
7990_G_1 | MISO_Illinois | Illinois | 17 | Effingham | 49 | 7990 | 1 | Altamont | 10745 | 2002 | 9999 | Combustion Turbine | [5 empty] | Fossil | G | 2030 | Oil |  | 0 | 0 | 0 | 0 | 0 | 0 | 0 | 0 | 0 | 0 | 0 | 0 | 0 | 0 | 0 | 0 | 0 | 0 | 0 | 0 | 0 | 0 | 0 | 0 | 0 | 0 | 0 | 0 | 0 | 0 | 0 | 0 | 0 | 0 | 0 | 0 | 0 | 0 | 0 | 0 | 0.077604 | 0 | 0 | 0 | 0 | 0 | 0 | 0 | 0 | 0 | 1.8
7990_G_2 | MISO_Illinois | Illinois | 17 | Effingham | 49 | 7990 | 2 | Altamont | 10745 | 2002 | 9999 | Combustion Turbine | [5 empty] | Fossil | G | 2030 | Oil |  | 0 | 0 | 0 | 0 | 0 | 0 | 0 | 0 | 0 | 0 | 0 | 0 | 0 | 0 | 0 | 0 | 0 | 0 | 0 | 0 | 0 | 0 | 0 | 0 | 0 | 0 | 0 | 0 | 0 | 0 | 0 | 0 | 0 | 0 | 0 | 0 | 0 | 0 | 0 | 0 | 0.077604 | 0 | 0 | 0 | 0 | 0 | 0 | 0 | 0 | 0 | 1.8
7990_G_3 | MISO_Illinois | Illinois | 17 | Effingham | 49 | 7990 | 3 | Altamont | 10745 | 2002 | 9999 | Combustion Turbine | [5 empty] | Fossil | G | 2030 | Oil |  | 0 | 0 | 0 | 0 | 0 | 0 | 0 | 0 | 0 | 0 | 0 | 0 | 0 | 0 | 0 | 0 | 0 | 0 | 0 | 0 | 0 | 0 | 0 | 0 | 0 | 0 | 0 | 0 | 0 | 0 | 0 | 0 | 0 | 0 | 0 | 0 | 0 | 0 | 0 | 0 | 0.077604 | 0 | 0 | 0 | 0 | 0 | 0 | 0 | 0 | 0 | 1.8
7990_G_4 | MISO_Illinois | Illinois | 17 | Effingham | 49 | 7990 | 4 | Altamont | 10745 | 2006 | 9999 | Combustion Turbine | [5 empty] | Fossil | G | 2030 | Oil |  | 0 | 0 | 0 | 0 | 0 | 0 | 0 | 0 | 0 | 0 | 0 | 0 | 0 | 0 | 0 | 0 | 0 | 0 | 0 | 0 | 0 | 0 | 0 | 0 | 0 | 0 | 0 | 0 | 0 | 0 | 0 | 0 | 0 | 0 | 0 | 0 | 0 | 0 | 0 | 0 | 0.077604 | 0 | 0 | 0 | 0 | 0 | 0 | 0 | 0 | 0 | 1.8
7991_G_1 | MISO_Wisconsin- Upper Michigan (WUMS) | Wisconsin | 55 | Dane | 25 | 7991 | 1 | West Campus Cogeneration Facility | 8961 | 2005 | 9999 | Combined Cycle |  |  | SCR |  |  | Fossil | G | 2030 | NaturalGas |  | 0.051986 | 0.018209 | 0.70348 | 0.77368 | 0 | 0 | 0 | 0 | 0 | 0 | 0 | 0 | 0 | 0 | 0 | 0 | 5.8014 | 2.032 | 78.5046 | 86.3381 | 3.0959 | 1.0844 | 41.8941 | 46.0744 | 3.702e-09 | 1.2967e-09 | 5.0095e-08 | 5.5094e-08 | 0.00023525 | 8.24e-05 | 0.0031834 | 0.003501 | 0 | 0 | 0 | 0 | 0 | 0 | 0 | 0 | 0.99818 | 0.023714 | 0.0083722 | 0.17939 | 0.21147 | 0.15648 | 0.04872 | 1.5826 | 1.7878 | 0 | 31.6 | SCR
7991_G_CT2 | MISO_Wisconsin- Upper Michigan (WUMS) | Wisconsin | 55 | Dane | 25 | 7991 | CT2 | West Campus Cogeneration Facility | 8961 | 2005 | 9999 | Combined Cycle |  |  | SCR |  |  | Fossil | G | 2030 | NaturalGas |  | 0.052644 | 0.01844 | 0.71238 | 0.78347 | 0 | 0 | 0 | 0 | 0 | 0 | 0 | 0 | 0 | 0 | 0 | 0 | 5.8748 | 2.0578 | 79.4984 | 87.4309 | 3.1351 | 1.0981 | 42.4244 | 46.6576 | 3.7488e-09 | 1.3131e-09 | 5.073e-08 | 5.5791e-08 | 0.00023823 | 8.3443e-05 | 0.0032237 | 0.0035454 | 0 | 0 | 0 | 0 | 0 | 0 | 0 | 0 | 1.0108 | 0.024014 | 0.0084782 | 0.18166 | 0.21415 | 0.15847 | 0.049337 | 1.6026 | 1.8104 | 0 | 32 | SCR
7991_G_STG1 | MISO_Wisconsin- Upper Michigan (WUMS) | Wisconsin | 55 | Dane | 25 | 7991 | STG1 | West Campus Cogeneration Facility | 8961 | 2005 | 9999 | Combined Cycle |  |  | SCR | H2O |  | Fossil | G | 2030 | NaturalGas |  | 0.1094 | 0.03832 | 1.4804 | 1.6281 | 0 | 0 | 0 | 0 | 0 | 0 | 0 | 0 | 0 | 0 | 0 | 0 | 12.2086 | 4.2763 | 165.2076 | 181.6924 | 6.5151 | 2.282 | 88.1631 | 96.9603 | 7.7905e-09 | 2.7288e-09 | 1.0542e-07 | 1.1594e-07 | 0.00049506 | 0.0001734 | 0.0066992 | 0.0073677 | 0 | 0 | 0 | 0 | 0 | 0 | 0 | 0 | 2.1006 | 0.049904 | 0.017619 | 0.37751 | 0.44503 | 0.32931 | 0.10253 | 3.3305 | 3.7623 | 0 | 66.5 | SCR
7995_G_IC1 | WECC_Colorado | Colorado | 8 | Pueblo | 101 | 7995 | IC1 | Airport Industrial | 12283 | 2002 | 9999 | Combustion Turbine | [5 empty] | Fossil | G | 2030 | Oil |  | 0 | 0 | 0 | 0 | 0 | 0 | 0 | 0 | 0 | 0 | 0 | 0 | 0 | 0 | 0 | 0 | 0 | 0 | 0 | 0 | 0 | 0 | 0 | 0 | 0 | 0 | 0 | 0 | 0 | 0 | 0 | 0 | 0 | 0 | 0 | 0 | 0 | 0 | 0 | 0 | 0.118 | 0 | 0 | 0 | 0 | 0 | 0 | 0 | 0 | 0 | 2.5
7995_G_IC2 | WECC_Colorado | Colorado | 8 | Pueblo | 101 | 7995 | IC2 | Airport Industrial | 12283 | 2002 | 9999 | Combustion Turbine | [5 empty] | Fossil | G | 2030 | Oil |  | 0 | 0 | 0 | 0 | 0 | 0 | 0 | 0 | 0 | 0 | 0 | 0 | 0 | 0 | 0 | 0 | 0 | 0 | 0 | 0 | 0 | 0 | 0 | 0 | 0 | 0 | 0 | 0 | 0 | 0 | 0 | 0 | 0 | 0 | 0 | 0 | 0 | 0 | 0 | 0 | 0.118 | 0 | 0 | 0 | 0 | 0 | 0 | 0 | 0 | 0 | 2.5
7995_G_IC3 | WECC_Colorado | Colorado | 8 | Pueblo | 101 | 7995 | IC3 | Airport Industrial | 12283 | 2002 | 9999 | Combustion Turbine | [5 empty] | Fossil | G | 2030 | Oil |  | 0 | 0 | 0 | 0 | 0 | 0 | 0 | 0 | 0 | 0 | 0 | 0 | 0 | 0 | 0 | 0 | 0 | 0 | 0 | 0 | 0 | 0 | 0 | 0 | 0 | 0 | 0 | 0 | 0 | 0 | 0 | 0 | 0 | 0 | 0 | 0 | 0 | 0 | 0 | 0 | 0.118 | 0 | 0 | 0 | 0 | 0 | 0 | 0 | 0 | 0 | 2.5
7995_G_IC4 | WECC_Colorado | Colorado | 8 | Pueblo | 101 | 7995 | IC4 | Airport Industrial | 12283 | 2002 | 9999 | Combustion Turbine | [5 empty] | Fossil | G | 2030 | Oil |  | 0 | 0 | 0 | 0 | 0 | 0 | 0 | 0 | 0 | 0 | 0 | 0 | 0 | 0 | 0 | 0 | 0 | 0 | 0 | 0 | 0 | 0 | 0 | 0 | 0 | 0 | 0 | 0 | 0 | 0 | 0 | 0 | 0 | 0 | 0 | 0 | 0 | 0 | 0 | 0 | 0.118 | 0 | 0 | 0 | 0 | 0 | 0 | 0 | 0 | 0 | 2.5
7997_G_WD01 | FRCC | Florida | 12 | Polk | 105 | 7997 | WD01 | Winston | 25000 | 2001 | 9999 | Combustion Turbine |  |  | SCR |  |  | Fossil | G | 2030 | Oil |  | 0 | 0 | 0 | 0 | 0 | 0 | 0 | 0 | 0 | 0 | 0 | 0 | 0 | 0 | 0 | 0 | 0 | 0 | 0 | 0 | 0 | 0 | 0 | 0 | 0 | 0 | 0 | 0 | 0 | 0 | 0 | 0 | 0 | 0 | 0 | 0 | 0 | 0 | 0 | 0 | 0.054611 | 0 | 0 | 0 | 0 | 0 | 0 | 0 | 0 | 0 | 2.5 | SCR
7997_G_WD02 | FRCC | Florida | 12 | Polk | 105 | 7997 | WD02 | Winston | 25000 | 2001 | 9999 | Combustion Turbine |  |  | SCR |  |  | Fossil | G | 2030 | Oil |  | 0 | 0 | 0 | 0 | 0 | 0 | 0 | 0 | 0 | 0 | 0 | 0 | 0 | 0 | 0 | 0 | 0 | 0 | 0 | 0 | 0 | 0 | 0 | 0 | 0 | 0 | 0 | 0 | 0 | 0 | 0 | 0 | 0 | 0 | 0 | 0 | 0 | 0 | 0 | 0 | 0.054611 | 0 | 0 | 0 | 0 | 0 | 0 | 0 | 0 | 0 | 2.5 | SCR
7997_G_WD03 | FRCC | Florida | 12 | Polk | 105 | 7997 | WD03 | Winston | 25000 | 2001 | 9999 | Combustion Turbine |  |  | SCR |  |  | Fossil | G | 2030 | Oil |  | 0 | 0 | 0 | 0 | 0 | 0 | 0 | 0 | 0 | 0 | 0 | 0 | 0 | 0 | 0 | 0 | 0 | 0 | 0 | 0 | 0 | 0 | 0 | 0 | 0 | 0 | 0 | 0 | 0 | 0 | 0 | 0 | 0 | 0 | 0 | 0 | 0 | 0 | 0 | 0 | 0.054611 | 0 | 0 | 0 | 0 | 0 | 0 | 0 | 0 | 0 | 2.5 | SCR
7997_G_WD04 | FRCC | Florida | 12 | Polk | 105 | 7997 | WD04 | Winston | 25000 | 2001 | 9999 | Combustion Turbine |  |  | SCR |  |  | Fossil | G | 2030 | Oil |  | 0 | 0 | 0 | 0 | 0 | 0 | 0 | 0 | 0 | 0 | 0 | 0 | 0 | 0 | 0 | 0 | 0 | 0 | 0 | 0 | 0 | 0 | 0 | 0 | 0 | 0 | 0 | 0 | 0 | 0 | 0 | 0 | 0 | 0 | 0 | 0 | 0 | 0 | 0 | 0 | 0.054611 | 0 | 0 | 0 | 0 | 0 | 0 | 0 | 0 | 0 | 2.5 | SCR
7997_G_WD05 | FRCC | Florida | 12 | Polk | 105 | 7997 | WD05 | Winston | 25000 | 2001 | 9999 | Combustion Turbine | [5 empty] | Fossil | G | 2030 | Oil |  | 0 | 0 | 0 | 0 | 0 | 0 | 0 | 0 | 0 | 0 | 0 | 0 | 0 | 0 | 0 | 0 | 0 | 0 | 0 | 0 | 0 | 0 | 0 | 0 | 0 | 0 | 0 | 0 | 0 | 0 | 0 | 0 | 0 | 0 | 0 | 0 | 0 | 0 | 0 | 0 | 0.10873 | 0 | 0 | 0 | 0 | 0 | 0 | 0 | 0 | 0 | 2.5
7997_G_WD06 | FRCC | Florida | 12 | Polk | 105 | 7997 | WD06 | Winston | 25000 | 2001 | 9999 | Combustion Turbine | [5 empty] | Fossil | G | 2030 | Oil |  | 0 | 0 | 0 | 0 | 0 | 0 | 0 | 0 | 0 | 0 | 0 | 0 | 0 | 0 | 0 | 0 | 0 | 0 | 0 | 0 | 0 | 0 | 0 | 0 | 0 | 0 | 0 | 0 | 0 | 0 | 0 | 0 | 0 | 0 | 0 | 0 | 0 | 0 | 0 | 0 | 0.10873 | 0 | 0 | 0 | 0 | 0 | 0 | 0 | 0 | 0 | 2.5
7997_G_WD07 | FRCC | Florida | 12 | Polk | 105 | 7997 | WD07 | Winston | 25000 | 2001 | 9999 | Combustion Turbine | [5 empty] | Fossil | G | 2030 | Oil |  | 0 | 0 | 0 | 0 | 0 | 0 | 0 | 0 | 0 | 0 | 0 | 0 | 0 | 0 | 0 | 0 | 0 | 0 | 0 | 0 | 0 | 0 | 0 | 0 | 0 | 0 | 0 | 0 | 0 | 0 | 0 | 0 | 0 | 0 | 0 | 0 | 0 | 0 | 0 | 0 | 0.10873 | 0 | 0 | 0 | 0 | 0 | 0 | 0 | 0 | 0 | 2.5
7997_G_WD08 | FRCC | Florida | 12 | Polk | 105 | 7997 | WD08 | Winston | 25000 | 2001 | 9999 | Combustion Turbine | [5 empty] | Fossil | G | 2030 | Oil |  | 0 | 0 | 0 | 0 | 0 | 0 | 0 | 0 | 0 | 0 | 0 | 0 | 0 | 0 | 0 | 0 | 0 | 0 | 0 | 0 | 0 | 0 | 0 | 0 | 0 | 0 | 0 | 0 | 0 | 0 | 0 | 0 | 0 | 0 | 0 | 0 | 0 | 0 | 0 | 0 | 0.10873 | 0 | 0 | 0 | 0 | 0 | 0 | 0 | 0 | 0 | 2.5
7997_G_WD09 | FRCC | Florida | 12 | Polk | 105 | 7997 | WD09 | Winston | 25000 | 2001 | 9999 | Combustion Turbine | [5 empty] | Fossil | G | 2030 | Oil |  | 0 | 0 | 0 | 0 | 0 | 0 | 0 | 0 | 0 | 0 | 0 | 0 | 0 | 0 | 0 | 0 | 0 | 0 | 0 | 0 | 0 | 0 | 0 | 0 | 0 | 0 | 0 | 0 | 0 | 0 | 0 | 0 | 0 | 0 | 0 | 0 | 0 | 0 | 0 | 0 | 0.10873 | 0 | 0 | 0 | 0 | 0 | 0 | 0 | 0 | 0 | 2.5
7997_G_WD10 | FRCC | Florida | 12 | Polk | 105 | 7997 | WD10 | Winston | 25000 | 2001 | 9999 | Combustion Turbine | [5 empty] | Fossil | G | 2030 | Oil |  | 0 | 0 | 0 | 0 | 0 | 0 | 0 | 0 | 0 | 0 | 0 | 0 | 0 | 0 | 0 | 0 | 0 | 0 | 0 | 0 | 0 | 0 | 0 | 0 | 0 | 0 | 0 | 0 | 0 | 0 | 0 | 0 | 0 | 0 | 0 | 0 | 0 | 0 | 0 | 0 | 0.10873 | 0 | 0 | 0 | 0 | 0 | 0 | 0 | 0 | 0 | 2.5
7997_G_WD11 | FRCC | Florida | 12 | Polk | 105 | 7997 | WD11 | Winston | 25000 | 2001 | 9999 | Combustion Turbine | [5 empty] | Fossil | G | 2030 | Oil |  | 0 | 0 | 0 | 0 | 0 | 0 | 0 | 0 | 0 | 0 | 0 | 0 | 0 | 0 | 0 | 0 | 0 | 0 | 0 | 0 | 0 | 0 | 0 | 0 | 0 | 0 | 0 | 0 | 0 | 0 | 0 | 0 | 0 | 0 | 0 | 0 | 0 | 0 | 0 | 0 | 0.10873 | 0 | 0 | 0 | 0 | 0 | 0 | 0 | 0 | 0 | 2.5
7997_G_WD12 | FRCC | Florida | 12 | Polk | 105 | 7997 | WD12 | Winston | 25000 | 2001 | 9999 | Combustion Turbine | [5 empty] | Fossil | G | 2030 | Oil |  | 0 | 0 | 0 | 0 | 0 | 0 | 0 | 0 | 0 | 0 | 0 | 0 | 0 | 0 | 0 | 0 | 0 | 0 | 0 | 0 | 0 | 0 | 0 | 0 | 0 | 0 | 0 | 0 | 0 | 0 | 0 | 0 | 0 | 0 | 0 | 0 | 0 | 0 | 0 | 0 | 0.10873 | 0 | 0 | 0 | 0 | 0 | 0 | 0 | 0 | 0 | 2.5
7997_G_WD13 | FRCC | Florida | 12 | Polk | 105 | 7997 | WD13 | Winston | 25000 | 2001 | 9999 | Combustion Turbine | [5 empty] | Fossil | G | 2030 | Oil |  | 0 | 0 | 0 | 0 | 0 | 0 | 0 | 0 | 0 | 0 | 0 | 0 | 0 | 0 | 0 | 0 | 0 | 0 | 0 | 0 | 0 | 0 | 0 | 0 | 0 | 0 | 0 | 0 | 0 | 0 | 0 | 0 | 0 | 0 | 0 | 0 | 0 | 0 | 0 | 0 | 0.10873 | 0 | 0 | 0 | 0 | 0 | 0 | 0 | 0 | 0 | 2.5
7997_G_WD14 | FRCC | Florida | 12 | Polk | 105 | 7997 | WD14 | Winston | 25000 | 2001 | 9999 | Combustion Turbine | [5 empty] | Fossil | G | 2030 | Oil |  | 0 | 0 | 0 | 0 | 0 | 0 | 0 | 0 | 0 | 0 | 0 | 0 | 0 | 0 | 0 | 0 | 0 | 0 | 0 | 0 | 0 | 0 | 0 | 0 | 0 | 0 | 0 | 0 | 0 | 0 | 0 | 0 | 0 | 0 | 0 | 0 | 0 | 0 | 0 | 0 | 0.10873 | 0 | 0 | 0 | 0 | 0 | 0 | 0 | 0 | 0 | 2.5
7997_G_WD15 | FRCC | Florida | 12 | Polk | 105 | 7997 | WD15 | Winston | 25000 | 2001 | 9999 | Combustion Turbine | [5 empty] | Fossil | G | 2030 | Oil |  | 0 | 0 | 0 | 0 | 0 | 0 | 0 | 0 | 0 | 0 | 0 | 0 | 0 | 0 | 0 | 0 | 0 | 0 | 0 | 0 | 0 | 0 | 0 | 0 | 0 | 0 | 0 | 0 | 0 | 0 | 0 | 0 | 0 | 0 | 0 | 0 | 0 | 0 | 0 | 0 | 0.10873 | 0 | 0 | 0 | 0 | 0 | 0 | 0 | 0 | 0 | 2.5
7997_G_WD16 | FRCC | Florida | 12 | Polk | 105 | 7997 | WD16 | Winston | 25000 | 2001 | 9999 | Combustion Turbine | [5 empty] | Fossil | G | 2030 | Oil |  | 0 | 0 | 0 | 0 | 0 | 0 | 0 | 0 | 0 | 0 | 0 | 0 | 0 | 0 | 0 | 0 | 0 | 0 | 0 | 0 | 0 | 0 | 0 | 0 | 0 | 0 | 0 | 0 | 0 | 0 | 0 | 0 | 0 | 0 | 0 | 0 | 0 | 0 | 0 | 0 | 0.10873 | 0 | 0 | 0 | 0 | 0 | 0 | 0 | 0 | 0 | 2.5
7997_G_WD17 | FRCC | Florida | 12 | Polk | 105 | 7997 | WD17 | Winston | 25000 | 2001 | 9999 | Combustion Turbine | [5 empty] | Fossil | G | 2030 | Oil |  | 0 | 0 | 0 | 0 | 0 | 0 | 0 | 0 | 0 | 0 | 0 | 0 | 0 | 0 | 0 | 0 | 0 | 0 | 0 | 0 | 0 | 0 | 0 | 0 | 0 | 0 | 0 | 0 | 0 | 0 | 0 | 0 | 0 | 0 | 0 | 0 | 0 | 0 | 0 | 0 | 0.10873 | 0 | 0 | 0 | 0 | 0 | 0 | 0 | 0 | 0 | 2.5
7997_G_WD18 | FRCC | Florida | 12 | Polk | 105 | 7997 | WD18 | Winston | 25000 | 2001 | 9999 | Combustion Turbine | [5 empty] | Fossil | G | 2030 | Oil |  | 0 | 0 | 0 | 0 | 0 | 0 | 0 | 0 | 0 | 0 | 0 | 0 | 0 | 0 | 0 | 0 | 0 | 0 | 0 | 0 | 0 | 0 | 0 | 0 | 0 | 0 | 0 | 0 | 0 | 0 | 0 | 0 | 0 | 0 | 0 | 0 | 0 | 0 | 0 | 0 | 0.10873 | 0 | 0 | 0 | 0 | 0 | 0 | 0 | 0 | 0 | 2.5
7997_G_WD19 | FRCC | Florida | 12 | Polk | 105 | 7997 | WD19 | Winston | 25000 | 2001 | 9999 | Combustion Turbine | [5 empty] | Fossil | G | 2030 | Oil |  | 0 | 0 | 0 | 0 | 0 | 0 | 0 | 0 | 0 | 0 | 0 | 0 | 0 | 0 | 0 | 0 | 0 | 0 | 0 | 0 | 0 | 0 | 0 | 0 | 0 | 0 | 0 | 0 | 0 | 0 | 0 | 0 | 0 | 0 | 0 | 0 | 0 | 0 | 0 | 0 | 0.10873 | 0 | 0 | 0 | 0 | 0 | 0 | 0 | 0 | 0 | 2.5
7997_G_WD20 | FRCC | Florida | 12 | Polk | 105 | 7997 | WD20 | Winston | 25000 | 2001 | 9999 | Combustion Turbine | [5 empty] | Fossil | G | 2030 | Oil |  | 0 | 0 | 0 | 0 | 0 | 0 | 0 | 0 | 0 | 0 | 0 | 0 | 0 | 0 | 0 | 0 | 0 | 0 | 0 | 0 | 0 | 0 | 0 | 0 | 0 | 0 | 0 | 0 | 0 | 0 | 0 | 0 | 0 | 0 | 0 | 0 | 0 | 0 | 0 | 0 | 0.10873 | 0 | 0 | 0 | 0 | 0 | 0 | 0 | 0 | 0 | 2.5
7999_G_CT1 | WECC_Pacific Northwest | Washington | 53 | Grays Harbor | 27 | 7999 | CT1 | Grays Harbor Energy Facility | 7671 | 2008 | 9999 | Combined Cycle |  |  | SCR | DLNB |  | Fossil | G | 2030 | NaturalGas |  | 2.3841 | 0.10156 | 0.087795 | 2.5735 | 0 | 0 | 0 | 0 | 0 | 0 | 0 | 0 | 0 | 0 | 0 | 0 | 310.7979 | 13.2397 | 11.445 | 335.4826 | 139.567 | 5.9454 | 5.1395 | 150.6519 | 1.6689e-07 | 7.1093e-09 | 6.1456e-09 | 1.8014e-07 | 0.0092055 | 0.00039215 | 0.00033899 | 0.0099367 | 0 | 0 | 0 | 0 | 0 | 0 | 0 | 0 | 4.7698 | 0.71019 | 0.030254 | 0.047155 | 0.7876 | 7.0964 | 0.23957 | 0.17769 | 7.5136 | 0 | 151 | SCR
7999_G_CT2 | WECC_Pacific Northwest | Washington | 53 | Grays Harbor | 27 | 7999 | CT2 | Grays Harbor Energy Facility | 7671 | 2008 | 9999 | Combined Cycle |  |  | SCR | DLNB |  | Fossil | G | 2030 | NaturalGas |  | 2.4157 | 0.10291 | 0.088957 | 2.6076 | 0 | 0 | 0 | 0 | 0 | 0 | 0 | 0 | 0 | 0 | 0 | 0 | 314.9144 | 13.4151 | 11.5966 | 339.926 | 141.4156 | 6.0242 | 5.2076 | 152.6473 | 1.691e-07 | 7.2035e-09 | 6.227e-09 | 1.8253e-07 | 0.0093275 | 0.00039734 | 0.00034348 | 0.010068 | 0 | 0 | 0 | 0 | 0 | 0 | 0 | 0 | 4.833 | 0.7196 | 0.030654 | 0.047779 | 0.79803 | 7.1904 | 0.24274 | 0.18004 | 7.6132 | 0 | 153 | SCR
7999_G_ST1 | WECC_Pacific Northwest | Washington | 53 | Grays Harbor | 27 | 7999 | ST1 | Grays Harbor Energy Facility | 7671 | 2008 | 9999 | Combined Cycle |  |  | SCR | LNB + NH3 |  | Fossil | G | 2030 | NaturalGas |  | 4.7367 | 0.20178 | 0.17443 | 5.1129 | 0 | 0 | 0 | 0 | 0 | 0 | 0 | 0 | 0 | 0 | 0 | 0 | 617.4792 | 26.304 | 22.7384 | 666.5216 | 277.2854 | 11.8121 | 10.2109 | 299.3084 | 3.3157e-07 | 1.4124e-08 | 1.221e-08 | 3.579e-07 | 0.018289 | 0.0007791 | 0.00067349 | 0.019742 | 0 | 0 | 0 | 0 | 0 | 0 | 0 | 0 | 9.4764 | 1.411 | 0.060106 | 0.093685 | 1.5648 | 14.0988 | 0.47596 | 0.35302 | 14.9278 | 0 | 300 | SCR
8000_G_CT1 | SPP Nebraska | Nebraska | 31 | Gage | 67 | 8000 | CT1 | Beatrice | 8498 | 2005 | 9999 | Combined Cycle |  |  | SCR | DLNB |  | Fossil | G | 2030 | NaturalGas |  | 0.010023 | 0.013364 | 0.018946 | 0.042333 | 0 | 0 | 0 | 0 | 0 | 0 | 0 | 0 | 0 | 0 | 0 | 0 | 1.1795 | 1.5726 | 2.2294 | 4.9815 | 0.58675 | 0.78234 | 1.1091 | 2.4782 | 7.0162e-10 | 9.3549e-10 | 1.3262e-09 | 2.9633e-09 | 5.9993e-05 | 7.9991e-05 | 0.0001134 | 0.00025338 | 0 | 0 | 0 | 0 | 0 | 0 | 0 | 0 | 2.1796 | 0.004911 | 0.006548 | 0.0092828 | 0.020742 | 0.030981 | 0.036877 | 0.04679 | 0.11465 | 0 | 69 | SCR
8000_G_CT2 | SPP Nebraska | Nebraska | 31 | Gage | 67 | 8000 | CT2 | Beatrice | 8498 | 2005 | 9999 | Combined Cycle |  |  | SCR | DLNB |  | Fossil | G | 2030 | NaturalGas |  | 0.0098778 | 0.01317 | 0.018671 | 0.041719 | 0 | 0 | 0 | 0 | 0 | 0 | 0 | 0 | 0 | 0 | 0 | 0 | 1.1624 | 1.5498 | 2.1971 | 4.9093 | 0.57825 | 0.771 | 1.093 | 2.4423 | 6.9145e-10 | 9.2193e-10 | 1.307e-09 | 2.9204e-09 | 5.9124e-05 | 7.8831e-05 | 0.00011176 | 0.00024971 | 0 | 0 | 0 | 0 | 0 | 0 | 0 | 0 | 2.148 | 0.0048398 | 0.0064531 | 0.0091483 | 0.020441 | 0.030532 | 0.036343 | 0.046112 | 0.11299 | 0 | 68 | SCR
8000_G_ST1 | SPP Nebraska | Nebraska | 31 | Gage | 67 | 8000 | ST1 | Beatrice | 8498 | 2005 | 9999 | Combined Cycle |  |  | SCR | DLNB |  | Fossil | G | 2030 | NaturalGas |  | 0.012057 | 0.016076 | 0.02279 | 0.050922 | 0 | 0 | 0 | 0 | 0 | 0 | 0 | 0 | 0 | 0 | 0 | 0 | 1.4188 | 1.8917 | 2.6818 | 5.9923 | 0.7058 | 0.94107 | 1.3341 | 2.981 | 8.4397e-10 | 1.1253e-09 | 1.5953e-09 | 3.5646e-09 | 7.2166e-05 | 9.6221e-05 | 0.00013641 | 0.00030479 | 0 | 0 | 0 | 0 | 0 | 0 | 0 | 0 | 2.6218 | 0.0059075 | 0.0078766 | 0.011166 | 0.02495 | 0.037267 | 0.044359 | 0.056284 | 0.13791 | 0 | 83 | SCR
8002_B_1 | ISONE_MA, VT, NH, RI (Rest of ISO New England) | New Hampshire | 33 | Rockingham | 15 | 8002 | 1 | Newington | 12657 | 1974 | 9999 | O/G Steam | tangential |  | ESPH | LNC2 + H2O |  | Fossil | B | 2030 | NaturalGas |  | 0 | 0 | 0 | 0 | 0 | 0 | 0 | 0 | 0 | 0 | 0 | 0 | 0 | 0 | 0 | 0 | 0 | 0 | 0 | 0 | 0 | 0 | 0 | 0 | 0 | 0 | 0 | 0 | 0 | 0 | 0 | 0 | 0 | 0 | 0 | 0 | 0 | 0 | 0 | 0 | 18.1884 | 0 | 0 | 0 | 0 | 0 | 0 | 0 | 0 | 0 | 400
8004_G_GEN1 | ISONE_MA, VT, NH, RI (Rest of ISO New England) | Massachusetts | 25 | Berkshire | 3 | 8004 | GEN1 | Fife Brook | 0 | 1974 | 9999 | Hydro | [5 empty] | Non-Fossil | G | 2030 | Hydro |  | 0 | 0 | 0 | 0 | 0 | 0 | 0 | 0 | 0 | 0 | 0 | 0 | 0 | 0 | 0 | 0 | 8.4381 | 11.7922 | 10.8078 | 31.0381 | 0 | 0 | 0 | 0 | 0 | 0 | 0 | 0 | 0 | 0 | 0 | 0 | 0 | 0 | 0 | 0 | 0 | 0 | 0 | 0 | 0.17705 | 0.011729 | 0.016391 | 0.015023 | 0.043143 | 0 | 0 | 0 | 0 | 0 | 11.2
8005_G_GEN1 | ISONE_MA, VT, NH, RI (Rest of ISO New England) | Massachusetts | 25 | Berkshire | 3 | 8005 | GEN1 | Bear Swamp | 0 | 1974 | 9999 | Pumped Storage | [5 empty] | Non-Fossil | G | 2030 | Pumps |  | 0 | 0 | 0 | 0 | 0 | 0 | 0 | 0 | 0 | 0 | 0 | 0 | 0 | 0 | 0 | 0 | 2.5026 | 4.5479 | 135.1602 | 142.2106 | 0 | 0 | 0 | 0 | 0 | 0 | 0 | 0 | 0 | 0 | 0 | 0 | 0 | 0 | 0 | 0 | 0 | 0 | 0 | 0 | 6.089 | 3.8031e-05 | 6.9113e-05 | 0.002054 | 0.0021612 | 0 | 0 | 0 | 0 | 0 | 333
8005_G_GEN2 | ISONE_MA, VT, NH, RI (Rest of ISO New England) | Massachusetts | 25 | Berkshire | 3 | 8005 | GEN2 | Bear Swamp | 0 | 1974 | 9999 | Pumped Storage | [5 empty] | Non-Fossil | G | 2030 | Pumps |  | 0 | 0 | 0 | 0 | 0 | 0 | 0 | 0 | 0 | 0 | 0 | 0 | 0 | 0 | 0 | 0 | 2.5026 | 4.5479 | 135.1602 | 142.2106 | 0 | 0 | 0 | 0 | 0 | 0 | 0 | 0 | 0 | 0 | 0 | 0 | 0 | 0 | 0 | 0 | 0 | 0 | 0 | 0 | 6.089 | 3.8031e-05 | 6.9113e-05 | 0.002054 | 0.0021612 | 0 | 0 | 0 | 0 | 0 | 333
8006_B_1 | NY_Zone G-I (Downstate NY) | New York | 36 | Orange | 71 | 8006 | 1 | Roseton Generating Facility | 11156 | 1974 | 9999 | O/G Steam | tangential | dry | Cyclone | FR + OFA |  | Fossil | B | 2030 | NaturalGas |  | 0 | 0 | 0 | 0 | 0 | 0 | 0 | 0 | 0 | 0 | 0 | 0 | 0 | 0 | 0 | 0 | 0 | 0 | 0 | 0 | 0 | 0 | 0 | 0 | 0 | 0 | 0 | 0 | 0 | 0 | 0 | 0 | 0 | 0 | 0 | 0 | 0 | 0 | 0 | 0 | 25.9721 | 0 | 0 | 0 | 0 | 0 | 0 | 0 | 0 | 0 | 584
8006_B_2 | NY_Zone G-I (Downstate NY) | New York | 36 | Orange | 71 | 8006 | 2 | Roseton Generating Facility | 11140 | 1974 | 9999 | O/G Steam | tangential | dry | Cyclone | FR + OFA |  | Fossil | B | 2030 | NaturalGas |  | 0 | 0 | 0 | 0 | 0 | 0 | 0 | 0 | 0 | 0 | 0 | 0 | 0 | 0 | 0 | 0 | 0 | 0 | 0 | 0 | 0 | 0 | 0 | 0 | 0 | 0 | 0 | 0 | 0 | 0 | 0 | 0 | 0 | 0 | 0 | 0 | 0 | 0 | 0 | 0 | 26.6835 | 0 | 0 | 0 | 0 | 0 | 0 | 0 | 0 | 0 | 600
8007_G_1 | NY_Zone K (LI) | New York | 36 | Suffolk | 103 | 8007 | 1 | Holtsville | 15129 | 1974 | 9999 | Combustion Turbine |  |  |  | H2O |  | Fossil | G | 2030 | Oil |  | 0 | 0 | 0 | 0 | 0 | 0 | 0 | 0 | 0 | 0 | 0 | 0 | 0 | 0 | 0 | 0 | 0 | 0 | 0 | 0 | 0 | 0 | 0 | 0 | 0 | 0 | 0 | 0 | 0 | 0 | 0 | 0 | 0 | 0 | 0 | 0 | 0 | 0 | 0 | 0 | 2.622 | 0 | 0 | 0 | 0 | 0 | 0 | 0 | 0 | 0 | 55.5
8007_G_10 | NY_Zone K (LI) | New York | 36 | Suffolk | 103 | 8007 | 10 | Holtsville | 15125 | 1975 | 9999 | Combustion Turbine |  |  |  | H2O |  | Fossil | G | 2030 | Oil |  | 0 | 0 | 0 | 0 | 0 | 0 | 0 | 0 | 0 | 0 | 0 | 0 | 0 | 0 | 0 | 0 | 0 | 0 | 0 | 0 | 0 | 0 | 0 | 0 | 0 | 0 | 0 | 0 | 0 | 0 | 0 | 0 | 0 | 0 | 0 | 0 | 0 | 0 | 0 | 0 | 2.5559 | 0 | 0 | 0 | 0 | 0 | 0 | 0 | 0 | 0 | 54.1
8007_G_2 | NY_Zone K (LI) | New York | 36 | Suffolk | 103 | 8007 | 2 | Holtsville | 15150 | 1974 | 9999 | Combustion Turbine |  |  |  | H2O |  | Fossil | G | 2030 | Oil |  | 0 | 0 | 0 | 0 | 0 | 0 | 0 | 0 | 0 | 0 | 0 | 0 | 0 | 0 | 0 | 0 | 0 | 0 | 0 | 0 | 0 | 0 | 0 | 0 | 0 | 0 | 0 | 0 | 0 | 0 | 0 | 0 | 0 | 0 | 0 | 0 | 0 | 0 | 0 | 0 | 2.6267 | 0 | 0 | 0 | 0 | 0 | 0 | 0 | 0 | 0 | 55.6
8007_G_3 | NY_Zone K (LI) | New York | 36 | Suffolk | 103 | 8007 | 3 | Holtsville | 15135 | 1974 | 9999 | Combustion Turbine |  |  |  | H2O |  | Fossil | G | 2030 | Oil |  | 0 | 0 | 0 | 0 | 0 | 0 | 0 | 0 | 0 | 0 | 0 | 0 | 0 | 0 | 0 | 0 | 0 | 0 | 0 | 0 | 0 | 0 | 0 | 0 | 0 | 0 | 0 | 0 | 0 | 0 | 0 | 0 | 0 | 0 | 0 | 0 | 0 | 0 | 0 | 0 | 2.4094 | 0 | 0 | 0 | 0 | 0 | 0 | 0 | 0 | 0 | 51
8007_G_4 | NY_Zone K (LI) | New York | 36 | Suffolk | 103 | 8007 | 4 | Holtsville | 15123 | 1974 | 9999 | Combustion Turbine |  |  |  | H2O |  | Fossil | G | 2030 | Oil |  | 0 | 0 | 0 | 0 | 0 | 0 | 0 | 0 | 0 | 0 | 0 | 0 | 0 | 0 | 0 | 0 | 0 | 0 | 0 | 0 | 0 | 0 | 0 | 0 | 0 | 0 | 0 | 0 | 0 | 0 | 0 | 0 | 0 | 0 | 0 | 0 | 0 | 0 | 0 | 0 | 2.4755 | 0 | 0 | 0 | 0 | 0 | 0 | 0 | 0 | 0 | 52.4
8007_G_5 | NY_Zone K (LI) | New York | 36 | Suffolk | 103 | 8007 | 5 | Holtsville | 15119 | 1974 | 9999 | Combustion Turbine |  |  |  | H2O |  | Fossil | G | 2030 | Oil |  | 0 | 0 | 0 | 0 | 0 | 0 | 0 | 0 | 0 | 0 | 0 | 0 | 0 | 0 | 0 | 0 | 0 | 0 | 0 | 0 | 0 | 0 | 0 | 0 | 0 | 0 | 0 | 0 | 0 | 0 | 0 | 0 | 0 | 0 | 0 | 0 | 0 | 0 | 0 | 0 | 2.5228 | 0 | 0 | 0 | 0 | 0 | 0 | 0 | 0 | 0 | 53.4
8007_G_6 | NY_Zone K (LI) | New York | 36 | Suffolk | 103 | 8007 | 6 | Holtsville | 15118 | 1975 | 9999 | Combustion Turbine |  |  |  | H2O |  | Fossil | G | 2030 | Oil |  | 0 | 0 | 0 | 0 | 0 | 0 | 0 | 0 | 0 | 0 | 0 | 0 | 0 | 0 | 0 | 0 | 0 | 0 | 0 | 0 | 0 | 0 | 0 | 0 | 0 | 0 | 0 | 0 | 0 | 0 | 0 | 0 | 0 | 0 | 0 | 0 | 0 | 0 | 0 | 0 | 2.3811 | 0 | 0 | 0 | 0 | 0 | 0 | 0 | 0 | 0 | 50.4
8007_G_7 | NY_Zone K (LI) | New York | 36 | Suffolk | 103 | 8007 | 7 | Holtsville | 15109 | 1975 | 9999 | Combustion Turbine |  |  |  | H2O |  | Fossil | G | 2030 | Oil |  | 0 | 0 | 0 | 0 | 0 | 0 | 0 | 0 | 0 | 0 | 0 | 0 | 0 | 0 | 0 | 0 | 0 | 0 | 0 | 0 | 0 | 0 | 0 | 0 | 0 | 0 | 0 | 0 | 0 | 0 | 0 | 0 | 0 | 0 | 0 | 0 | 0 | 0 | 0 | 0 | 2.3244 | 0 | 0 | 0 | 0 | 0 | 0 | 0 | 0 | 0 | 49.2
8007_G_8 | NY_Zone K (LI) | New York | 36 | Suffolk | 103 | 8007 | 8 | Holtsville | 15132 | 1975 | 9999 | Combustion Turbine |  |  |  | H2O |  | Fossil | G | 2030 | Oil |  | 0 | 0 | 0 | 0 | 0 | 0 | 0 | 0 | 0 | 0 | 0 | 0 | 0 | 0 | 0 | 0 | 0 | 0 | 0 | 0 | 0 | 0 | 0 | 0 | 0 | 0 | 0 | 0 | 0 | 0 | 0 | 0 | 0 | 0 | 0 | 0 | 0 | 0 | 0 | 0 | 2.6173 | 0 | 0 | 0 | 0 | 0 | 0 | 0 | 0 | 0 | 55.4
8007_G_9 | NY_Zone K (LI) | New York | 36 | Suffolk | 103 | 8007 | 9 | Holtsville | 15128 | 1975 | 9999 | Combustion Turbine |  |  |  | H2O |  | Fossil | G | 2030 | Oil |  | 0 | 0 | 0 | 0 | 0 | 0 | 0 | 0 | 0 | 0 | 0 | 0 | 0 | 0 | 0 | 0 | 0 | 0 | 0 | 0 | 0 | 0 | 0 | 0 | 0 | 0 | 0 | 0 | 0 | 0 | 0 | 0 | 0 | 0 | 0 | 0 | 0 | 0 | 0 | 0 | 2.6126 | 0 | 0 | 0 | 0 | 0 | 0 | 0 | 0 | 0 | 55.3
8008_G_MICK | PJM_EMAAC | New Jersey | 34 | Gloucester | 15 | 8008 | MICK | Mickleton Station | 16633 | 1974 | 9999 | Combustion Turbine | [5 empty] | Fossil | G | 2030 | NaturalGas |  | 0 | 0 | 0 | 0 | 0 | 0 | 0 | 0 | 0 | 0 | 0 | 0 | 0 | 0 | 0 | 0 | 0 | 0 | 0 | 0 | 0 | 0 | 0 | 0 | 0 | 0 | 0 | 0 | 0 | 0 | 0 | 0 | 0 | 0 | 0 | 0 | 0 | 0 | 0 | 0 | 3.0413 | 0 | 0 | 0 | 0 | 0 | 0 | 0 | 0 | 0 | 64.9
8010_G_1 | WECC_Utah | Utah | 49 | Salt Lake | 35 | 8010 | 1 | Murray Turbine | 12087 | 2001 | 9999 | Combustion Turbine | [5 empty] | Fossil | G | 2030 | NaturalGas |  | 0 | 0 | 0.00012977 | 0.00012977 | 0 | 0 | 0 | 0 | 0 | 0 | 0 | 0 | 0 | 0 | 0 | 0 | 0 | 0 | 0.010737 | 0.010737 | 0 | 0 | 0.0075969 | 0.0075969 | 0 | 0 | 9.084e-12 | 9.084e-12 | 0 | 0 | 3.0497e-06 | 3.0497e-06 | 0 | 0 | 0 | 0 | 0 | 0 | 0 | 0 | 0.2367 | 0 | 0 | 4.9495e-05 | 4.9495e-05 | 0 | 0 | 0.00027318 | 0.00027318 | 0 | 12
8010_G_2 | WECC_Utah | Utah | 49 | Salt Lake | 35 | 8010 | 2 | Murray Turbine | 12087 | 2001 | 9999 | Combustion Turbine | [5 empty] | Fossil | G | 2030 | NaturalGas |  | 0 | 0 | 0.00012977 | 0.00012977 | 0 | 0 | 0 | 0 | 0 | 0 | 0 | 0 | 0 | 0 | 0 | 0 | 0 | 0 | 0.010737 | 0.010737 | 0 | 0 | 0.0075969 | 0.0075969 | 0 | 0 | 9.084e-12 | 9.084e-12 | 0 | 0 | 9.4241e-06 | 9.4241e-06 | 0 | 0 | 0 | 0 | 0 | 0 | 0 | 0 | 0.2367 | 0 | 0 | 4.9495e-05 | 4.9495e-05 | 0 | 0 | 0.00027318 | 0.00027318 | 0 | 12
8010_G_3 | WECC_Utah | Utah | 49 | Salt Lake | 35 | 8010 | 3 | Murray Turbine | 12087 | 2002 | 9999 | Combustion Turbine | [5 empty] | Fossil | G | 2030 | NaturalGas |  | 0 | 0 | 0.00012977 | 0.00012977 | 0 | 0 | 0 | 0 | 0 | 0 | 0 | 0 | 0 | 0 | 0 | 0 | 0 | 0 | 0.010737 | 0.010737 | 0 | 0 | 0.0075969 | 0.0075969 | 0 | 0 | 9.084e-12 | 9.084e-12 | 0 | 0 | 6.0675e-06 | 6.0675e-06 | 0 | 0 | 0 | 0 | 0 | 0 | 0 | 0 | 0.2367 | 0 | 0 | 4.9495e-05 | 4.9495e-05 | 0 | 0 | 0.00027318 | 0.00027318 | 0 | 12
8012_G_11 | PJM_EMAAC | Pennsylvania | 42 | Bucks | 17 | 8012 | 11 | Croydon CT Generating Station | 12410 | 1974 | 9999 | Combustion Turbine | [5 empty] | Fossil | G | 2030 | Oil |  | 0 | 0 | 0 | 0 | 0 | 0 | 0 | 0 | 0 | 0 | 0 | 0 | 0 | 0 | 0 | 0 | 0 | 0 | 0 | 0 | 0 | 0 | 0 | 0 | 0 | 0 | 0 | 0 | 0 | 0 | 0 | 0 | 0 | 0 | 0 | 0 | 0 | 0 | 0 | 0 | 2.2962 | 0 | 0 | 0 | 0 | 0 | 0 | 0 | 0 | 0 | 49
8012_G_12 | PJM_EMAAC | Pennsylvania | 42 | Bucks | 17 | 8012 | 12 | Croydon CT Generating Station | 12412 | 1974 | 9999 | Combustion Turbine | [5 empty] | Fossil | G | 2030 | Oil |  | 0 | 0 | 0 | 0 | 0 | 0 | 0 | 0 | 0 | 0 | 0 | 0 | 0 | 0 | 0 | 0 | 0 | 0 | 0 | 0 | 0 | 0 | 0 | 0 | 0 | 0 | 0 | 0 | 0 | 0 | 0 | 0 | 0 | 0 | 0 | 0 | 0 | 0 | 0 | 0 | 2.2962 | 0 | 0 | 0 | 0 | 0 | 0 | 0 | 0 | 0 | 49
8012_G_21 | PJM_EMAAC | Pennsylvania | 42 | Bucks | 17 | 8012 | 21 | Croydon CT Generating Station | 12412 | 1974 | 9999 | Combustion Turbine | [5 empty] | Fossil | G | 2030 | Oil |  | 0 | 0 | 0 | 0 | 0 | 0 | 0 | 0 | 0 | 0 | 0 | 0 | 0 | 0 | 0 | 0 | 0 | 0 | 0 | 0 | 0 | 0 | 0 | 0 | 0 | 0 | 0 | 0 | 0 | 0 | 0 | 0 | 0 | 0 | 0 | 0 | 0 | 0 | 0 | 0 | 2.2962 | 0 | 0 | 0 | 0 | 0 | 0 | 0 | 0 | 0 | 49
8012_G_22 | PJM_EMAAC | Pennsylvania | 42 | Bucks | 17 | 8012 | 22 | Croydon CT Generating Station | 12412 | 1974 | 9999 | Combustion Turbine | [5 empty] | Fossil | G | 2030 | Oil |  | 0 | 0 | 0 | 0 | 0 | 0 | 0 | 0 | 0 | 0 | 0 | 0 | 0 | 0 | 0 | 0 | 0 | 0 | 0 | 0 | 0 | 0 | 0 | 0 | 0 | 0 | 0 | 0 | 0 | 0 | 0 | 0 | 0 | 0 | 0 | 0 | 0 | 0 | 0 | 0 | 2.2962 | 0 | 0 | 0 | 0 | 0 | 0 | 0 | 0 | 0 | 49
8012_G_31 | PJM_EMAAC | Pennsylvania | 42 | Bucks | 17 | 8012 | 31 | Croydon CT Generating Station | 12412 | 1974 | 9999 | Combustion Turbine | [5 empty] | Fossil | G | 2030 | Oil |  | 0 | 0 | 0 | 0 | 0 | 0 | 0 | 0 | 0 | 0 | 0 | 0 | 0 | 0 | 0 | 0 | 0 | 0 | 0 | 0 | 0 | 0 | 0 | 0 | 0 | 0 | 0 | 0 | 0 | 0 | 0 | 0 | 0 | 0 | 0 | 0 | 0 | 0 | 0 | 0 | 2.2962 | 0 | 0 | 0 | 0 | 0 | 0 | 0 | 0 | 0 | 49
8012_G_32 | PJM_EMAAC | Pennsylvania | 42 | Bucks | 17 | 8012 | 32 | Croydon CT Generating Station | 12413 | 1974 | 9999 | Combustion Turbine | [5 empty] | Fossil | G | 2030 | Oil |  | 0 | 0 | 0 | 0 | 0 | 0 | 0 | 0 | 0 | 0 | 0 | 0 | 0 | 0 | 0 | 0 | 0 | 0 | 0 | 0 | 0 | 0 | 0 | 0 | 0 | 0 | 0 | 0 | 0 | 0 | 0 | 0 | 0 | 0 | 0 | 0 | 0 | 0 | 0 | 0 | 2.2494 | 0 | 0 | 0 | 0 | 0 | 0 | 0 | 0 | 0 | 48
8012_G_41 | PJM_EMAAC | Pennsylvania | 42 | Bucks | 17 | 8012 | 41 | Croydon CT Generating Station | 12412 | 1974 | 9999 | Combustion Turbine | [5 empty] | Fossil | G | 2030 | Oil |  | 0 | 0 | 0 | 0 | 0 | 0 | 0 | 0 | 0 | 0 | 0 | 0 | 0 | 0 | 0 | 0 | 0 | 0 | 0 | 0 | 0 | 0 | 0 | 0 | 0 | 0 | 0 | 0 | 0 | 0 | 0 | 0 | 0 | 0 | 0 | 0 | 0 | 0 | 0 | 0 | 2.2962 | 0 | 0 | 0 | 0 | 0 | 0 | 0 | 0 | 0 | 49
8012_G_42 | PJM_EMAAC | Pennsylvania | 42 | Bucks | 17 | 8012 | 42 | Croydon CT Generating Station | 12412 | 1974 | 9999 | Combustion Turbine | [5 empty] | Fossil | G | 2030 | Oil |  | 0 | 0 | 0 | 0 | 0 | 0 | 0 | 0 | 0 | 0 | 0 | 0 | 0 | 0 | 0 | 0 | 0 | 0 | 0 | 0 | 0 | 0 | 0 | 0 | 0 | 0 | 0 | 0 | 0 | 0 | 0 | 0 | 0 | 0 | 0 | 0 | 0 | 0 | 0 | 0 | 2.2962 | 0 | 0 | 0 | 0 | 0 | 0 | 0 | 0 | 0 | 49
8013_G_IC 1 | MISO_Minnesota and Western Wisconsin | Wisconsin | 55 | Sawyer | 113 | 8013 | IC 1 | Winter | 12283 | 2002 | 9999 | Combustion Turbine | [5 empty] | Fossil | G | 2030 | Oil |  | 0 | 0 | 0 | 0 | 0 | 0 | 0 | 0 | 0 | 0 | 0 | 0 | 0 | 0 | 0 | 0 | 0 | 0 | 0 | 0 | 0 | 0 | 0 | 0 | 0 | 0 | 0 | 0 | 0 | 0 | 0 | 0 | 0 | 0 | 0 | 0 | 0 | 0 | 0 | 0 | 0.12092 | 0 | 0 | 0 | 0 | 0 | 0 | 0 | 0 | 0 | 2.8
8013_G_IC 2 | MISO_Minnesota and Western Wisconsin | Wisconsin | 55 | Sawyer | 113 | 8013 | IC 2 | Winter | 12283 | 2002 | 9999 | Combustion Turbine | [5 empty] | Fossil | G | 2030 | Oil |  | 0 | 0 | 0 | 0 | 0 | 0 | 0 | 0 | 0 | 0 | 0 | 0 | 0 | 0 | 0 | 0 | 0 | 0 | 0 | 0 | 0 | 0 | 0 | 0 | 0 | 0 | 0 | 0 | 0 | 0 | 0 | 0 | 0 | 0 | 0 | 0 | 0 | 0 | 0 | 0 | 0.12092 | 0 | 0 | 0 | 0 | 0 | 0 | 0 | 0 | 0 | 2.8
8015_G_011 | SPP West (Oklahoma, Arkansas, Louisiana) | Arkansas | 5 | Greene | 55 | 8015 | 011 | Paragould Reciprocating | 10745 | 2001 | 9999 | Combustion Turbine | [5 empty] | Fossil | G | 2030 | NaturalGas |  | 0.0037199 | 0.0011043 | 0.0049486 | 0.0097728 | 0 | 0 | 0 | 0 | 0 | 0 | 0 | 0 | 0 | 0 | 0 | 0 | 0.3462 | 0.10278 | 0.46055 | 0.90953 | 0.21776 | 0.064649 | 0.28969 | 0.5721 | 2.6039e-10 | 7.7304e-11 | 3.464e-10 | 6.841e-10 | 0.0019733 | 0.00058583 | 0.0026251 | 0.0051843 | 0 | 0 | 0 | 0 | 0 | 0 | 0 | 0 | 0.11835 | 0.0016341 | 0.00048511 | 0.0021738 | 0.004293 | 0.0096671 | 0.0025075 | 0.010272 | 0.022447 | 0 | 6
8015_G_021 | SPP West (Oklahoma, Arkansas, Louisiana) | Arkansas | 5 | Greene | 55 | 8015 | 021 | Paragould Reciprocating | 10745 | 2001 | 9999 | Combustion Turbine | [5 empty] | Fossil | G | 2030 | NaturalGas |  | 0.0037199 | 0.0011043 | 0.0049486 | 0.0097728 | 0 | 0 | 0 | 0 | 0 | 0 | 0 | 0 | 0 | 0 | 0 | 0 | 0.3462 | 0.10278 | 0.46055 | 0.90953 | 0.21776 | 0.064649 | 0.28969 | 0.5721 | 2.6039e-10 | 7.7304e-11 | 3.464e-10 | 6.841e-10 | 0.0019733 | 0.00058583 | 0.0026251 | 0.0051843 | 0 | 0 | 0 | 0 | 0 | 0 | 0 | 0 | 0.11835 | 0.0016341 | 0.00048511 | 0.0021738 | 0.004293 | 0.0096671 | 0.0025075 | 0.010272 | 0.022447 | 0 | 6
8015_G_031 | SPP West (Oklahoma, Arkansas, Louisiana) | Arkansas | 5 | Greene | 55 | 8015 | 031 | Paragould Reciprocating | 10745 | 2001 | 9999 | Combustion Turbine | [5 empty] | Fossil | G | 2030 | NaturalGas |  | 0.0037199 | 0.0011043 | 0.0049486 | 0.0097728 | 0 | 0 | 0 | 0 | 0 | 0 | 0 | 0 | 0 | 0 | 0 | 0 | 0.3462 | 0.10278 | 0.46055 | 0.90953 | 0.21776 | 0.064649 | 0.28969 | 0.5721 | 2.6039e-10 | 7.7304e-11 | 3.464e-10 | 6.841e-10 | 0.0019733 | 0.00058583 | 0.0026251 | 0.0051843 | 0 | 0 | 0 | 0 | 0 | 0 | 0 | 0 | 0.11835 | 0.0016341 | 0.00048511 | 0.0021738 | 0.004293 | 0.0096671 | 0.0025075 | 0.010272 | 0.022447 | 0 | 6
8016_G_1 | MISO_Illinois | Illinois | 17 | Sangamon | 167 | 8016 | 1 | Factory | 18581 | 1973 | 9999 | Combustion Turbine | [5 empty] | Fossil | G | 2030 | Oil |  | 0 | 0 | 0 | 0 | 0 | 0 | 0 | 0 | 0 | 0 | 0 | 0 | 0 | 0 | 0 | 0 | 0 | 0 | 0 | 0 | 0 | 0 | 0 | 0 | 0 | 0 | 0 | 0 | 0 | 0 | 0 | 0 | 0 | 0 | 0 | 0 | 0 | 0 | 0 | 0 | 0.77604 | 0 | 0 | 0 | 0 | 0 | 0 | 0 | 0 | 0 | 18
8019_G_1 | MISO_Wisconsin- Upper Michigan (WUMS) | Michigan | 26 | Houghton | 61 | 8019 | 1 | Portage | 23793 | 1973 | 9999 | Combustion Turbine | [5 empty] | Fossil | G | 2030 | Oil |  | 0 | 0 | 0 | 0 | 0 | 0 | 0 | 0 | 0 | 0 | 0 | 0 | 0 | 0 | 0 | 0 | 0 | 0 | 0 | 0 | 0 | 0 | 0 | 0 | 0 | 0 | 0 | 0 | 0 | 0 | 0 | 0 | 0 | 0 | 0 | 0 | 0 | 0 | 0 | 0 | 0.75629 | 0 | 0 | 0 | 0 | 0 | 0 | 0 | 0 | 0 | 17.4
8020_G_7 | SPP North- (Kansas, Missouri) | Kansas | 20 | Douglas | 45 | 8020 | 7 | Baldwin City Plant No 2 | 10745 | 2004 | 9999 | Combustion Turbine | [5 empty] | Fossil | G | 2030 | NaturalGas |  | 0.0018298 | 0.0011618 | 0.0028304 | 0.005822 | 0 | 0 | 0 | 0 | 0 | 0 | 0 | 0 | 0 | 0 | 0 | 0 | 0.17039 | 0.10819 | 0.26357 | 0.54215 | 0.10712 | 0.068012 | 0.16569 | 0.34082 | 1.2809e-10 | 8.1326e-11 | 1.9813e-10 | 4.0754e-10 | 0.0015094 | 0.00095835 | 0.0023347 | 0.0048025 | 0 | 0 | 0 | 0 | 0 | 0 | 0 | 0 | 0.1304 | 0.00080426 | 0.00051064 | 0.001244 | 0.0025589 | 0.0051247 | 0.0028334 | 0.0061759 | 0.014134 | 0 | 3
8020_G_8 | SPP North- (Kansas, Missouri) | Kansas | 20 | Douglas | 45 | 8020 | 8 | Baldwin City Plant No 2 | 10745 | 2004 | 9999 | Combustion Turbine | [5 empty] | Fossil | G | 2030 | NaturalGas |  | 0.0018298 | 0.0011618 | 0.0028304 | 0.005822 | 0 | 0 | 0 | 0 | 0 | 0 | 0 | 0 | 0 | 0 | 0 | 0 | 0.17039 | 0.10819 | 0.26357 | 0.54215 | 0.10712 | 0.068012 | 0.16569 | 0.34082 | 1.2809e-10 | 8.1326e-11 | 1.9813e-10 | 4.0754e-10 | 0.0015094 | 0.00095835 | 0.0023347 | 0.0048025 | 0 | 0 | 0 | 0 | 0 | 0 | 0 | 0 | 0.1304 | 0.00080426 | 0.00051064 | 0.001244 | 0.0025589 | 0.0051247 | 0.0028334 | 0.0061759 | 0.014134 | 0 | 3
8022_G_1 | WECC_Pacific Northwest | Washington | 53 | Spokane | 63 | 8022 | 1 | Boulder Park | 10745 | 2002 | 9999 | Combustion Turbine | [5 empty] | Fossil | G | 2030 | NaturalGas |  | 0 | 0 | 0.0080255 | 0.0080255 | 0 | 0 | 0 | 0 | 0 | 0 | 0 | 0 | 0 | 0 | 0 | 0 | 0 | 0 | 0.74691 | 0.74691 | 0 | 0 | 0.46981 | 0.46981 | 0 | 0 | 5.6178e-10 | 5.6178e-10 | 0 | 0 | 0.0042573 | 0.0042573 | 0 | 0 | 0 | 0 | 0 | 0 | 0 | 0 | 0.080873 | 0 | 0 | 0.0035254 | 0.0035254 | 0 | 0 | 0.016243 | 0.016243 | 0 | 4.1
8022_G_2 | WECC_Pacific Northwest | Washington | 53 | Spokane | 63 | 8022 | 2 | Boulder Park | 10745 | 2002 | 9999 | Combustion Turbine | [5 empty] | Fossil | G | 2030 | NaturalGas |  | 0 | 0 | 0.0080255 | 0.0080255 | 0 | 0 | 0 | 0 | 0 | 0 | 0 | 0 | 0 | 0 | 0 | 0 | 0 | 0 | 0.74691 | 0.74691 | 0 | 0 | 0.46981 | 0.46981 | 0 | 0 | 5.6178e-10 | 5.6178e-10 | 0 | 0 | 0.0042573 | 0.0042573 | 0 | 0 | 0 | 0 | 0 | 0 | 0 | 0 | 0.080873 | 0 | 0 | 0.0035254 | 0.0035254 | 0 | 0 | 0.016243 | 0.016243 | 0 | 4.1
8022_G_3 | WECC_Pacific Northwest | Washington | 53 | Spokane | 63 | 8022 | 3 | Boulder Park | 10745 | 2002 | 9999 | Combustion Turbine | [5 empty] | Fossil | G | 2030 | NaturalGas |  | 0 | 0 | 0.0080255 | 0.0080255 | 0 | 0 | 0 | 0 | 0 | 0 | 0 | 0 | 0 | 0 | 0 | 0 | 0 | 0 | 0.74691 | 0.74691 | 0 | 0 | 0.46981 | 0.46981 | 0 | 0 | 5.6178e-10 | 5.6178e-10 | 0 | 0 | 0.0042573 | 0.0042573 | 0 | 0 | 0 | 0 | 0 | 0 | 0 | 0 | 0.080873 | 0 | 0 | 0.0035254 | 0.0035254 | 0 | 0 | 0.016243 | 0.016243 | 0 | 4.1
8022_G_4 | WECC_Pacific Northwest | Washington | 53 | Spokane | 63 | 8022 | 4 | Boulder Park | 10745 | 2002 | 9999 | Combustion Turbine | [5 empty] | Fossil | G | 2030 | NaturalGas |  | 0 | 0 | 0.0080255 | 0.0080255 | 0 | 0 | 0 | 0 | 0 | 0 | 0 | 0 | 0 | 0 | 0 | 0 | 0 | 0 | 0.74691 | 0.74691 | 0 | 0 | 0.46981 | 0.46981 | 0 | 0 | 5.6178e-10 | 5.6178e-10 | 0 | 0 | 0.0042573 | 0.0042573 | 0 | 0 | 0 | 0 | 0 | 0 | 0 | 0 | 0.080873 | 0 | 0 | 0.0035254 | 0.0035254 | 0 | 0 | 0.016243 | 0.016243 | 0 | 4.1
8022_G_5 | WECC_Pacific Northwest | Washington | 53 | Spokane | 63 | 8022 | 5 | Boulder Park | 10745 | 2002 | 9999 | Combustion Turbine | [5 empty] | Fossil | G | 2030 | NaturalGas |  | 0 | 0 | 0.0080255 | 0.0080255 | 0 | 0 | 0 | 0 | 0 | 0 | 0 | 0 | 0 | 0 | 0 | 0 | 0 | 0 | 0.74691 | 0.74691 | 0 | 0 | 0.46981 | 0.46981 | 0 | 0 | 5.6178e-10 | 5.6178e-10 | 0 | 0 | 0.0042573 | 0.0042573 | 0 | 0 | 0 | 0 | 0 | 0 | 0 | 0 | 0.080873 | 0 | 0 | 0.0035254 | 0.0035254 | 0 | 0 | 0.016243 | 0.016243 | 0 | 4.1
8022_G_6 | WECC_Pacific Northwest | Washington | 53 | Spokane | 63 | 8022 | 6 | Boulder Park | 10745 | 2002 | 9999 | Combustion Turbine | [5 empty] | Fossil | G | 2030 | NaturalGas |  | 0 | 0 | 0.0080255 | 0.0080255 | 0 | 0 | 0 | 0 | 0 | 0 | 0 | 0 | 0 | 0 | 0 | 0 | 0 | 0 | 0.74691 | 0.74691 | 0 | 0 | 0.46981 | 0.46981 | 0 | 0 | 5.6178e-10 | 5.6178e-10 | 0 | 0 | 0.0042573 | 0.0042573 | 0 | 0 | 0 | 0 | 0 | 0 | 0 | 0 | 0.080873 | 0 | 0 | 0.0035254 | 0.0035254 | 0 | 0 | 0.016243 | 0.016243 | 0 | 4.1
8026_G_1 | WECC_Wyoming | Wyoming | 56 | Campbell | 5 | 8026 | 1 | Hartzog | 16663 | 2002 | 9999 | Combustion Turbine | [5 empty] | Fossil | G | 2030 | NaturalGas |  | 0 | 0.00014406 | 0.062541 | 0.062685 | 0 | 0 | 0 | 0 | 0 | 0 | 0 | 0 | 0 | 0 | 0 | 0 | 0 | 0.0086456 | 3.7533 | 3.762 | 0 | 0.0084334 | 3.6612 | 3.6696 | 0 | 1.0084e-11 | 4.3779e-09 | 4.388e-09 | 0 | 1.7211e-05 | 0.0074718 | 0.007489 | 0 | 0 | 0 | 0 | 0 | 0 | 0 | 0 | 0.098626 | 0 | 3.9856e-05 | 0.017303 | 0.017343 | 0 | 0.00033429 | 0.12382 | 0.12415 | 0 | 5
8026_G_2 | WECC_Wyoming | Wyoming | 56 | Campbell | 5 | 8026 | 2 | Hartzog | 16665 | 2002 | 9999 | Combustion Turbine | [5 empty] | Fossil | G | 2030 | NaturalGas |  | 0 | 0.00014408 | 0.062549 | 0.062693 | 0 | 0 | 0 | 0 | 0 | 0 | 0 | 0 | 0 | 0 | 0 | 0 | 0 | 0.0086456 | 3.7533 | 3.762 | 0 | 0.0084344 | 3.6616 | 3.67 | 0 | 1.0086e-11 | 4.3784e-09 | 4.3885e-09 | 0 | 1.7213e-05 | 0.0074727 | 0.0074899 | 0 | 0 | 0 | 0 | 0 | 0 | 0 | 0 | 0.098626 | 0 | 3.9856e-05 | 0.017303 | 0.017343 | 0 | 0.00033433 | 0.12383 | 0.12417 | 0 | 5
8026_G_3 | WECC_Wyoming | Wyoming | 56 | Campbell | 5 | 8026 | 3 | Hartzog | 16665 | 2002 | 9999 | Combustion Turbine | [5 empty] | Fossil | G | 2030 | NaturalGas |  | 0 | 0.00014408 | 0.062549 | 0.062693 | 0 | 0 | 0 | 0 | 0 | 0 | 0 | 0 | 0 | 0 | 0 | 0 | 0 | 0.0086456 | 3.7533 | 3.762 | 0 | 0.0084344 | 3.6616 | 3.67 | 0 | 1.0086e-11 | 4.3784e-09 | 4.3885e-09 | 0 | 1.7213e-05 | 0.0074727 | 0.0074899 | 0 | 0 | 0 | 0 | 0 | 0 | 0 | 0 | 0.098626 | 0 | 3.9856e-05 | 0.017303 | 0.017343 | 0 | 0.00033433 | 0.12383 | 0.12417 | 0 | 5
8027_G_7 | MISO_Minnesota and Western Wisconsin | Minnesota | 27 | Scott | 139 | 8027 | 7 | Blue Lake | 11358 | 2005 | 9999 | Combustion Turbine |  |  |  | DLNB |  | Fossil | G | 2030 | NaturalGas |  | 0 | 0 | 0.024685 | 0.024685 | 0 | 0 | 0 | 0 | 0 | 0 | 0 | 0 | 0 | 0 | 0 | 0 | 0 | 0 | 2.1734 | 2.1734 | 0 | 0 | 1.4451 | 1.4451 | 0 | 0 | 1.728e-09 | 1.728e-09 | 0 | 0 | 0.00039373 | 0.00039373 | 0 | 0 | 0 | 0 | 0 | 0 | 0 | 0 | 2.9588 | 0 | 0 | 0.010019 | 0.010019 | 0 | 0 | 0.060309 | 0.060309 | 0 | 150
8027_G_8 | MISO_Minnesota and Western Wisconsin | Minnesota | 27 | Scott | 139 | 8027 | 8 | Blue Lake | 11358 | 2005 | 9999 | Combustion Turbine |  |  |  | DLNB |  | Fossil | G | 2030 | NaturalGas |  | 0 | 0 | 0.024685 | 0.024685 | 0 | 0 | 0 | 0 | 0 | 0 | 0 | 0 | 0 | 0 | 0 | 0 | 0 | 0 | 2.1734 | 2.1734 | 0 | 0 | 1.4451 | 1.4451 | 0 | 0 | 1.728e-09 | 1.728e-09 | 0 | 0 | 0.00034461 | 0.00034461 | 0 | 0 | 0 | 0 | 0 | 0 | 0 | 0 | 2.9588 | 0 | 0 | 0.010019 | 0.010019 | 0 | 0 | 0.060309 | 0.060309 | 0 | 150
8028_G_1 | WECC_Wyoming | Wyoming | 56 | Sheridan | 33 | 8028 | 1 | Arvada | 16765 | 2002 | 9999 | Combustion Turbine | [5 empty] | Fossil | G | 2030 | NaturalGas |  | 0 | 0.00014494 | 0.062924 | 0.063069 | 0 | 0 | 0 | 0 | 0 | 0 | 0 | 0 | 0 | 0 | 0 | 0 | 0 | 0.0086456 | 3.7533 | 3.762 | 0 | 0.008485 | 3.6836 | 3.6921 | 0 | 1.0146e-11 | 4.4047e-09 | 4.4148e-09 | 0 | 1.7316e-05 | 0.0075176 | 0.0075349 | 0 | 0 | 0 | 0 | 0 | 0 | 0 | 0 | 0.098626 | 0 | 3.9856e-05 | 0.017303 | 0.017343 | 0 | 0.00033634 | 0.12457 | 0.12491 | 0 | 5
8028_G_2 | WECC_Wyoming | Wyoming | 56 | Sheridan | 33 | 8028 | 2 | Arvada | 16771 | 2002 | 9999 | Combustion Turbine | [5 empty] | Fossil | G | 2030 | NaturalGas |  | 0 | 0.000145 | 0.062947 | 0.063092 | 0 | 0 | 0 | 0 | 0 | 0 | 0 | 0 | 0 | 0 | 0 | 0 | 0 | 0.0086456 | 3.7533 | 3.762 | 0 | 0.0084881 | 3.6849 | 3.6934 | 0 | 1.015e-11 | 4.4063e-09 | 4.4164e-09 | 0 | 1.7323e-05 | 0.0075203 | 0.0075376 | 0 | 0 | 0 | 0 | 0 | 0 | 0 | 0 | 0.098626 | 0 | 3.9856e-05 | 0.017303 | 0.017343 | 0 | 0.00033646 | 0.12462 | 0.12496 | 0 | 5
8028_G_3 | WECC_Wyoming | Wyoming | 56 | Sheridan | 33 | 8028 | 3 | Arvada | 16771 | 2002 | 9999 | Combustion Turbine | [5 empty] | Fossil | G | 2030 | NaturalGas |  | 0 | 0.000145 | 0.062947 | 0.063092 | 0 | 0 | 0 | 0 | 0 | 0 | 0 | 0 | 0 | 0 | 0 | 0 | 0 | 0.0086456 | 3.7533 | 3.762 | 0 | 0.0084881 | 3.6849 | 3.6934 | 0 | 1.015e-11 | 4.4063e-09 | 4.4164e-09 | 0 | 1.7323e-05 | 0.0075203 | 0.0075376 | 0 | 0 | 0 | 0 | 0 | 0 | 0 | 0 | 0.098626 | 0 | 3.9856e-05 | 0.017303 | 0.017343 | 0 | 0.00033646 | 0.12462 | 0.12496 | 0 | 5
8029_G_1 | MISO_Iowa-MidAmerican | Iowa | 19 | Polk | 153 | 8029 | 1 | Sycamore (IA) | 20633 | 1974 | 9999 | Combustion Turbine | [5 empty] | Fossil | G | 2030 | Oil |  | 0 | 0 | 0 | 0 | 0 | 0 | 0 | 0 | 0 | 0 | 0 | 0 | 0 | 0 | 0 | 0 | 0 | 0 | 0 | 0 | 0 | 0 | 0 | 0 | 0 | 0 | 0 | 0 | 0 | 0 | 0 | 0 | 0 | 0 | 0 | 0 | 0 | 0 | 0 | 0 | 3.2829 | 0 | 0 | 0 | 0 | 0 | 0 | 0 | 0 | 0 | 76.2
8029_G_2 | MISO_Iowa-MidAmerican | Iowa | 19 | Polk | 153 | 8029 | 2 | Sycamore (IA) | 20637 | 1974 | 9999 | Combustion Turbine | [5 empty] | Fossil | G | 2030 | Oil |  | 0 | 0 | 0 | 0 | 0 | 0 | 0 | 0 | 0 | 0 | 0 | 0 | 0 | 0 | 0 | 0 | 0 | 0 | 0 | 0 | 0 | 0 | 0 | 0 | 0 | 0 | 0 | 0 | 0 | 0 | 0 | 0 | 0 | 0 | 0 | 0 | 0 | 0 | 0 | 0 | 3.1924 | 0 | 0 | 0 | 0 | 0 | 0 | 0 | 0 | 0 | 74.1
8030_G_1 | WECC_Wyoming | Wyoming | 56 | Campbell | 5 | 8030 | 1 | Barber Creek | 17364 | 2002 | 9999 | Combustion Turbine | [5 empty] | Fossil | G | 2030 | NaturalGas |  | 0 | 0.00015012 | 0.065172 | 0.065323 | 0 | 0 | 0 | 0 | 0 | 0 | 0 | 0 | 0 | 0 | 0 | 0 | 0 | 0.0086456 | 3.7533 | 3.762 | 0 | 0.0087882 | 3.8152 | 3.824 | 0 | 1.0509e-11 | 4.5621e-09 | 4.5726e-09 | 0 | 1.7935e-05 | 0.0077862 | 0.0078041 | 0 | 0 | 0 | 0 | 0 | 0 | 0 | 0 | 0.098626 | 0 | 3.9856e-05 | 0.017303 | 0.017343 | 0 | 0.00034835 | 0.12903 | 0.12937 | 0 | 5
8030_G_2 | WECC_Wyoming | Wyoming | 56 | Campbell | 5 | 8030 | 2 | Barber Creek | 17359 | 2002 | 9999 | Combustion Turbine | [5 empty] | Fossil | G | 2030 | NaturalGas |  | 0 | 0.00015008 | 0.065154 | 0.065304 | 0 | 0 | 0 | 0 | 0 | 0 | 0 | 0 | 0 | 0 | 0 | 0 | 0 | 0.0086456 | 3.7533 | 3.762 | 0 | 0.0087856 | 3.8141 | 3.8229 | 0 | 1.0506e-11 | 4.5608e-09 | 4.5713e-09 | 0 | 1.793e-05 | 0.0077839 | 0.0078018 | 0 | 0 | 0 | 0 | 0 | 0 | 0 | 0 | 0.098626 | 0 | 3.9856e-05 | 0.017303 | 0.017343 | 0 | 0.00034825 | 0.12899 | 0.12934 | 0 | 5
8030_G_3 | WECC_Wyoming | Wyoming | 56 | Campbell | 5 | 8030 | 3 | Barber Creek | 17359 | 2002 | 9999 | Combustion Turbine | [5 empty] | Fossil | G | 2030 | NaturalGas |  | 0 | 0.00015008 | 0.065154 | 0.065304 | 0 | 0 | 0 | 0 | 0 | 0 | 0 | 0 | 0 | 0 | 0 | 0 | 0 | 0.0086456 | 3.7533 | 3.762 | 0 | 0.0087856 | 3.8141 | 3.8229 | 0 | 1.0506e-11 | 4.5608e-09 | 4.5713e-09 | 0 | 1.793e-05 | 0.0077839 | 0.0078018 | 0 | 0 | 0 | 0 | 0 | 0 | 0 | 0 | 0.098626 | 0 | 3.9856e-05 | 0.017303 | 0.017343 | 0 | 0.00034825 | 0.12899 | 0.12934 | 0 | 5
8031_G_11 | MISO_Iowa | Iowa | 19 | Cerro Gordo | 33 | 8031 | 11 | Emery Station | 7056 | 2004 | 9999 | Combined Cycle |  |  | SCR | DLNB + H2O + NH3 |  | Fossil | G | 2030 | NaturalGas |  | 1.779 | 2.4115 | 3.3347 | 7.5252 | 0 | 0 | 0 | 0 | 0 | 0 | 0 | 0 | 0 | 0 | 0 | 0 | 252.1273 | 341.7726 | 472.6003 | 1066.5002 | 104.1433 | 141.172 | 195.2115 | 440.5267 | 1.2453e-07 | 1.6881e-07 | 2.3343e-07 | 5.2677e-07 | 0.0065057 | 0.0088188 | 0.012195 | 0.027519 | 0 | 0 | 0 | 0 | 0 | 0 | 0 | 0 | 4.5297 | 0.57613 | 0.78097 | 1.0799 | 2.437 | 5.2339 | 6.1673 | 7.127 | 18.5282 | 0 | 143.4 | SCR
8031_G_12 | MISO_Iowa | Iowa | 19 | Cerro Gordo | 33 | 8031 | 12 | Emery Station | 7056 | 2004 | 9999 | Combined Cycle |  |  | SCR | DLNB + H2O + NH3 |  | Fossil | G | 2030 | NaturalGas |  | 1.7914 | 2.4284 | 3.3579 | 7.5777 | 0 | 0 | 0 | 0 | 0 | 0 | 0 | 0 | 0 | 0 | 0 | 0 | 253.8855 | 344.1559 | 475.896 | 1073.9375 | 104.8695 | 142.1564 | 196.5728 | 443.5987 | 1.254e-07 | 1.6999e-07 | 2.3505e-07 | 5.3044e-07 | 0.0065511 | 0.0088803 | 0.01228 | 0.027711 | 0 | 0 | 0 | 0 | 0 | 0 | 0 | 0 | 4.5613 | 0.58014 | 0.78642 | 1.0875 | 2.454 | 5.2704 | 6.2103 | 7.1767 | 18.6574 | 0 | 144.4 | SCR
8031_G_ST1 | MISO_Iowa | Iowa | 19 | Cerro Gordo | 33 | 8031 | ST1 | Emery Station | 7056 | 2004 | 9999 | Combined Cycle |  |  | SCR | DLNB + H2O + NH3 |  | Fossil | G | 2030 | NaturalGas |  | 2.8658 | 3.8847 | 5.3717 | 12.1222 | 0 | 0 | 0 | 0 | 0 | 0 | 0 | 0 | 0 | 0 | 0 | 0 | 406.1465 | 550.5541 | 761.3018 | 1718.0024 | 167.7622 | 227.4109 | 314.462 | 709.6351 | 2.006e-07 | 2.7193e-07 | 3.7602e-07 | 8.4856e-07 | 0.01048 | 0.014206 | 0.019644 | 0.04433 | 0 | 0 | 0 | 0 | 0 | 0 | 0 | 0 | 7.2968 | 0.92807 | 1.258 | 1.7396 | 3.9257 | 8.4311 | 9.9348 | 11.4807 | 29.8466 | 0 | 231 | SCR
8034_G_1 | SPP_WAUE | South Dakota | 46 | Yankton | 135 | 8034 | 1 | Yankton | 12283 | 1974 | 9999 | Combustion Turbine | [5 empty] | Fossil | G | 2030 | NaturalGas |  | 0.00048725 | 0 | 0.00022491 | 0.00071216 | 0 | 0 | 0 | 0 | 0 | 0 | 0 | 0 | 0 | 0 | 0 | 0 | 0.039669 | 0 | 0.018311 | 0.05798 | 0.028524 | 0 | 0.013166 | 0.04169 | 3.4107e-11 | 0 | 1.5744e-11 | 4.9851e-11 | 0.00025847 | 0 | 0.00011931 | 0.00037778 | 0 | 0 | 0 | 0 | 0 | 0 | 0 | 0 | 0.094328 | 0.00018724 | 0 | 8.6428e-05 | 0.00027366 | 0.0013097 | 0 | 0.00043281 | 0.0017425 | 0 | 2.2
8034_G_2 | SPP_WAUE | South Dakota | 46 | Yankton | 135 | 8034 | 2 | Yankton | 12283 | 1974 | 9999 | Combustion Turbine | [5 empty] | Fossil | G | 2030 | Oil |  | 0 | 0 | 0 | 0 | 0 | 0 | 0 | 0 | 0 | 0 | 0 | 0 | 0 | 0 | 0 | 0 | 0 | 0 | 0 | 0 | 0 | 0 | 0 | 0 | 0 | 0 | 0 | 0 | 0 | 0 | 0 | 0 | 0 | 0 | 0 | 0 | 0 | 0 | 0 | 0 | 0.12005 | 0 | 0 | 0 | 0 | 0 | 0 | 0 | 0 | 0 | 2.8
8034_G_3 | SPP_WAUE | South Dakota | 46 | Yankton | 135 | 8034 | 3 | Yankton | 12283 | 1975 | 9999 | Combustion Turbine | [5 empty] | Fossil | G | 2030 | NaturalGas |  | 2.2148e-10 | 0 | 1.0223e-10 | 3.2371e-10 | 0 | 0 | 0 | 0 | 0 | 0 | 0 | 0 | 0 | 0 | 0 | 0 | 1.8031e-08 | 0 | 8.3232e-09 | 2.6354e-08 | 1.2965e-08 | 0 | 5.9847e-09 | 1.895e-08 | 1.5503e-17 | 0 | 7.1564e-18 | 2.266e-17 | 1.1749e-10 | 0 | 5.4232e-11 | 1.7172e-10 | 0 | 0 | 0 | 0 | 0 | 0 | 0 | 0 | 4.2877e-08 | 8.5107e-11 | 0 | 3.9285e-11 | 1.2439e-10 | 5.9531e-10 | 0 | 1.9673e-10 | 7.9204e-10 | 0 | 1e-06
8034_G_4 | SPP_WAUE | South Dakota | 46 | Yankton | 135 | 8034 | 4 | Yankton | 12283 | 1963 | 9999 | Combustion Turbine | [5 empty] | Fossil | G | 2030 | Oil |  | 0 | 0 | 0 | 0 | 0 | 0 | 0 | 0 | 0 | 0 | 0 | 0 | 0 | 0 | 0 | 0 | 0 | 0 | 0 | 0 | 0 | 0 | 0 | 0 | 0 | 0 | 0 | 0 | 0 | 0 | 0 | 0 | 0 | 0 | 0 | 0 | 0 | 0 | 0 | 0 | 0.085753 | 0 | 0 | 0 | 0 | 0 | 0 | 0 | 0 | 0 | 2
8036_G_1 | SPP Nebraska | Nebraska | 31 | Nemaha | 127 | 8036 | 1 | Cooper Nuclear Station | 10456 | 1974 | 9999 | Nuclear | [5 empty] | Non-Fossil | G | 2030 | Nuclear |  | 15.7155 | 21.3032 | 28.3606 | 65.3793 | 0 | 0 | 0 | 0 | 0 | 0 | 0 | 0 | 0 | 0 | 0 | 0 | 1503.0103 | 2037.414 | 2712.3761 | 6252.8004 | 0 | 0 | 0 | 0 | 0 | 0 | 0 | 0 | 0 | 0 | 0 | 0 | 0 | 0 | 0 | 0 | 0 | 0 | 0 | 0 | 221.1103 | 0.33736 | 0.45731 | 0.60881 | 1.4035 | 10.8833 | 14.7529 | 19.6403 | 45.2764 | 0 | 770
8037_G_2 | SPP North- (Kansas, Missouri) | Kansas | 20 | Washington | 201 | 8037 | 2 | Clifton | 13259 | 1974 | 9999 | Combustion Turbine | [5 empty] | Fossil | G | 2030 | Oil |  | 0 | 0 | 0 | 0 | 0 | 0 | 0 | 0 | 0 | 0 | 0 | 0 | 0 | 0 | 0 | 0 | 0 | 0 | 0 | 0 | 0 | 0 | 0 | 0 | 0 | 0 | 0 | 0 | 0 | 0 | 0 | 0 | 0 | 0 | 0 | 0 | 0 | 0 | 0 | 0 | 0.10867 | 0 | 0 | 0 | 0 | 0 | 0 | 0 | 0 | 0 | 2.5
8042_B_1 | SERC_VACAR | North Carolina | 37 | Stokes | 169 | 8042 | 1 | Belews Creek | 9185 | 1974 | 9999 | Coal Steam | cell | dry | ESPC + Wet Scrubber + SCR | LNCB + OFA | Wet Scrubber | Fossil | B | 2030 |  | Coal Retirement | 0 | 0 | 0 | 0 | 0 | 0 | 0 | 0 | 0 | 0 | 0 | 0 | 0 | 0 | 0 | 0 | 0 | 0 | 0 | 0 | 0 | 0 | 0 | 0 | 0 | 0 | 0 | 0 | 0 | 0 | 0 | 0 | 0 | 0 | 0 | 0 | 0 | 0 | 0 | 0 | 0 | 0 | 0 | 0 | 0 | 0 | 0 | 0 | 0 | 0 | 1110 | Scrubber / SCR | Wet Scrubber
8042_B_2 | SERC_VACAR | North Carolina | 37 | Stokes | 169 | 8042 | 2 | Belews Creek | 9203 | 1975 | 9999 | Coal Steam | cell | dry | ESPC + Wet Scrubber + SCR | LNCB + OFA | Wet Scrubber | Fossil | B | 2030 |  | Coal Retirement | 0 | 0 | 0 | 0 | 0 | 0 | 0 | 0 | 0 | 0 | 0 | 0 | 0 | 0 | 0 | 0 | 0 | 0 | 0 | 0 | 0 | 0 | 0 | 0 | 0 | 0 | 0 | 0 | 0 | 0 | 0 | 0 | 0 | 0 | 0 | 0 | 0 | 0 | 0 | 0 | 0 | 0 | 0 | 0 | 0 | 0 | 0 | 0 | 0 | 0 | 1110 | Scrubber / SCR | Wet Scrubber
8048_B_1 | FRCC | Florida | 12 | Pasco | 101 | 8048 | 1 | Anclote | 10967 | 1974 | 9999 | O/G Steam | tangential |  |  | LNB + OFA |  | Fossil | B | 2030 | NaturalGas |  | 0 | 0 | 0 | 0 | 0 | 0 | 0 | 0 | 0 | 0 | 0 | 0 | 0 | 0 | 0 | 0 | 0 | 0 | 0 | 0 | 0 | 0 | 0 | 0 | 0 | 0 | 0 | 0 | 0 | 0 | 0 | 0 | 0 | 0 | 0 | 0 | 0 | 0 | 0 | 0 | 21.3055 | 0 | 0 | 0 | 0 | 0 | 0 | 0 | 0 | 0 | 498
8048_B_2 | FRCC | Florida | 12 | Pasco | 101 | 8048 | 2 | Anclote | 11026 | 1974 | 9999 | O/G Steam | tangential |  |  | LNB + OFA |  | Fossil | B | 2030 | NaturalGas |  | 0 | 0 | 0 | 0 | 0 | 0 | 0 | 0 | 0 | 0 | 0 | 0 | 0 | 0 | 0 | 0 | 0 | 0 | 0 | 0 | 0 | 0 | 0 | 0 | 0 | 0 | 0 | 0 | 0 | 0 | 0 | 0 | 0 | 0 | 0 | 0 | 0 | 0 | 0 | 0 | 21.605 | 0 | 0 | 0 | 0 | 0 | 0 | 0 | 0 | 0 | 505
8049_G_P1 | FRCC | Florida | 12 | Osceola | 97 | 8049 | P1 | Intercession City | 13352 | 1974 | 9999 | Combustion Turbine | [5 empty] | Fossil | G | 2030 | Oil |  | 0.0058695 | 0.0053359 | 0 | 0.011205 | 0 | 0 | 0 | 0 | 0 | 0 | 0 | 0 | 0 | 0 | 0 | 0 | 0.4396 | 0.39963 | 0 | 0.83923 | 0.47363 | 0.43057 | 0 | 0.9042 | 1.4087e-06 | 1.2806e-06 | 0 | 2.6893e-06 | 0.0017075 | 0.0015522 | 0 | 0.0032597 | 0 | 0 | 0 | 0 | 0 | 0 | 0 | 0 | 2.0442 | 0.0023406 | 0.0021278 | 0 | 0.0044683 | 0.11472 | 0.10429 | 0 | 0.21901 | 0 | 47
8049_G_P10 | FRCC | Florida | 12 | Osceola | 97 | 8049 | P10 | Intercession City | 13352 | 1993 | 9999 | Combustion Turbine |  |  |  | H2O |  | Fossil | G | 2030 | NaturalGas |  | 0.017139 | 0.02112 | 0.078329 | 0.11659 | 0 | 0 | 0 | 0 | 0 | 0 | 0 | 0 | 0 | 0 | 0 | 0 | 1.2836 | 1.5818 | 5.8665 | 8.7318 | 1.0033 | 1.2363 | 4.5854 | 6.825 | 1.1997e-09 | 1.4784e-09 | 5.483e-09 | 8.1611e-09 | 0.00070775 | 0.00087213 | 0.0032346 | 0.0048145 | 0 | 0 | 0 | 0 | 0 | 0 | 0 | 0 | 1.5386 | 0.0083692 | 0.010313 | 0.038249 | 0.056932 | 0.05166 | 0.056068 | 0.25777 | 0.3655 | 0 | 78
8049_G_P11 | FRCC | Florida | 12 | Osceola | 97 | 8049 | P11 | Intercession City | 13338 | 1997 | 9999 | Combustion Turbine |  |  |  | H2O |  | Fossil | G | 2030 | Oil |  | 0.017465 | 0.015878 | 0 | 0.033343 | 0 | 0 | 0 | 0 | 0 | 0 | 0 | 0 | 0 | 0 | 0 | 0 | 1.3094 | 1.1904 | 0 | 2.4998 | 1.4093 | 1.2812 | 0 | 2.6905 | 4.1917e-06 | 3.8106e-06 | 0 | 8.0023e-06 | 0.0011717 | 0.0010652 | 0 | 0.002237 | 0 | 0 | 0 | 0 | 0 | 0 | 0 | 0 | 6.089 | 0.0069719 | 0.0063381 | 0 | 0.01331 | 0.34136 | 0.31032 | 0 | 0.65168 | 0 | 140
8049_G_P12 | FRCC | Florida | 12 | Osceola | 97 | 8049 | P12 | Intercession City | 13352 | 2000 | 9999 | Combustion Turbine |  |  |  | DLNB + H2O |  | Fossil | G | 2030 | NaturalGas |  | 0.01604 | 0.019766 | 0.073308 | 0.10911 | 0 | 0 | 0 | 0 | 0 | 0 | 0 | 0 | 0 | 0 | 0 | 0 | 1.2013 | 1.4804 | 5.4904 | 8.1721 | 0.939 | 1.1571 | 4.2914 | 6.3875 | 1.1228e-09 | 1.3836e-09 | 5.1316e-09 | 7.638e-09 | 0.00025937 | 0.00031961 | 0.0011854 | 0.0017644 | 0 | 0 | 0 | 0 | 0 | 0 | 0 | 0 | 1.4399 | 0.0078327 | 0.0096519 | 0.035797 | 0.053282 | 0.048348 | 0.052474 | 0.24125 | 0.34207 | 0 | 73
8049_G_P13 | FRCC | Florida | 12 | Osceola | 97 | 8049 | P13 | Intercession City | 13351 | 2000 | 9999 | Combustion Turbine |  |  |  | DLNB + H2O |  | Fossil | G | 2030 | NaturalGas |  | 0.016479 | 0.020306 | 0.075311 | 0.11209 | 0 | 0 | 0 | 0 | 0 | 0 | 0 | 0 | 0 | 0 | 0 | 0 | 1.2343 | 1.5209 | 5.6408 | 8.396 | 0.96465 | 1.1887 | 4.4087 | 6.562 | 1.1535e-09 | 1.4214e-09 | 5.2718e-09 | 7.8466e-09 | 0.00026745 | 0.00032956 | 0.0012223 | 0.0018193 | 0 | 0 | 0 | 0 | 0 | 0 | 0 | 0 | 1.4794 | 0.0080473 | 0.0099164 | 0.036778 | 0.054742 | 0.049669 | 0.053907 | 0.24784 | 0.35142 | 0 | 75
8049_G_P14 | FRCC | Florida | 12 | Osceola | 97 | 8049 | P14 | Intercession City | 13351 | 2000 | 9999 | Combustion Turbine |  |  |  | DLNB + H2O |  | Fossil | G | 2030 | NaturalGas |  | 0.015819 | 0.019494 | 0.072298 | 0.10761 | 0 | 0 | 0 | 0 | 0 | 0 | 0 | 0 | 0 | 0 | 0 | 0 | 1.1849 | 1.4601 | 5.4152 | 8.0602 | 0.92607 | 1.1411 | 4.2323 | 6.2996 | 1.1074e-09 | 1.3645e-09 | 5.0609e-09 | 7.5328e-09 | 0.00024148 | 0.00029757 | 0.0011036 | 0.0016427 | 0 | 0 | 0 | 0 | 0 | 0 | 0 | 0 | 1.4202 | 0.0077254 | 0.0095197 | 0.035307 | 0.052552 | 0.047683 | 0.051751 | 0.23793 | 0.33736 | 0 | 72
8049_G_P2 | FRCC | Florida | 12 | Osceola | 97 | 8049 | P2 | Intercession City | 13352 | 1974 | 9999 | Combustion Turbine | [5 empty] | Fossil | G | 2030 | Oil |  | 0.0057446 | 0.0052224 | 0 | 0.010967 | 0 | 0 | 0 | 0 | 0 | 0 | 0 | 0 | 0 | 0 | 0 | 0 | 0.43024 | 0.39113 | 0 | 0.82138 | 0.46355 | 0.42141 | 0 | 0.88496 | 1.3787e-06 | 1.2534e-06 | 0 | 2.6321e-06 | 0.0015217 | 0.0013834 | 0 | 0.0029051 | 0 | 0 | 0 | 0 | 0 | 0 | 0 | 0 | 2.0007 | 0.0022908 | 0.0020825 | 0 | 0.0043733 | 0.11228 | 0.10207 | 0 | 0.21435 | 0 | 46
8049_G_P3 | FRCC | Florida | 12 | Osceola | 97 | 8049 | P3 | Intercession City | 13352 | 1974 | 9999 | Combustion Turbine | [5 empty] | Fossil | G | 2030 | Oil |  | 0.0057446 | 0.0052224 | 0 | 0.010967 | 0 | 0 | 0 | 0 | 0 | 0 | 0 | 0 | 0 | 0 | 0 | 0 | 0.43024 | 0.39113 | 0 | 0.82138 | 0.46355 | 0.42141 | 0 | 0.88496 | 1.3787e-06 | 1.2534e-06 | 0 | 2.6321e-06 | 0.0015454 | 0.0014049 | 0 | 0.0029503 | 0 | 0 | 0 | 0 | 0 | 0 | 0 | 0 | 2.0007 | 0.0022908 | 0.0020825 | 0 | 0.0043733 | 0.11228 | 0.10207 | 0 | 0.21435 | 0 | 46
8049_G_P4 | FRCC | Florida | 12 | Osceola | 97 | 8049 | P4 | Intercession City | 13352 | 1974 | 9999 | Combustion Turbine | [5 empty] | Fossil | G | 2030 | Oil |  | 0.0057446 | 0.0052224 | 0 | 0.010967 | 0 | 0 | 0 | 0 | 0 | 0 | 0 | 0 | 0 | 0 | 0 | 0 | 0.43024 | 0.39113 | 0 | 0.82138 | 0.46355 | 0.42141 | 0 | 0.88496 | 1.3787e-06 | 1.2534e-06 | 0 | 2.6321e-06 | 0.0015784 | 0.0014349 | 0 | 0.0030133 | 0 | 0 | 0 | 0 | 0 | 0 | 0 | 0 | 2.0007 | 0.0022908 | 0.0020825 | 0 | 0.0043733 | 0.11228 | 0.10207 | 0 | 0.21435 | 0 | 46
8049_G_P5 | FRCC | Florida | 12 | Osceola | 97 | 8049 | P5 | Intercession City | 13352 | 1974 | 9999 | Combustion Turbine | [5 empty] | Fossil | G | 2030 | Oil |  | 0.0056197 | 0.0051089 | 0 | 0.010729 | 0 | 0 | 0 | 0 | 0 | 0 | 0 | 0 | 0 | 0 | 0 | 0 | 0.42089 | 0.38263 | 0 | 0.80352 | 0.45347 | 0.41225 | 0 | 0.86572 | 1.3487e-06 | 1.2261e-06 | 0 | 2.5749e-06 | 0.0024714 | 0.0022467 | 0 | 0.0047181 | 0 | 0 | 0 | 0 | 0 | 0 | 0 | 0 | 1.9572 | 0.002241 | 0.0020372 | 0 | 0.0042782 | 0.10984 | 0.099852 | 0 | 0.20969 | 0 | 45
8049_G_P6 | FRCC | Florida | 12 | Osceola | 97 | 8049 | P6 | Intercession City | 13352 | 1974 | 9999 | Combustion Turbine | [5 empty] | Fossil | G | 2030 | Oil |  | 0.0058695 | 0.0053359 | 0 | 0.011205 | 0 | 0 | 0 | 0 | 0 | 0 | 0 | 0 | 0 | 0 | 0 | 0 | 0.4396 | 0.39963 | 0 | 0.83923 | 0.47363 | 0.43057 | 0 | 0.9042 | 1.4087e-06 | 1.2806e-06 | 0 | 2.6893e-06 | 0.0019619 | 0.0017835 | 0 | 0.0037454 | 0 | 0 | 0 | 0 | 0 | 0 | 0 | 0 | 2.0442 | 0.0023406 | 0.0021278 | 0 | 0.0044683 | 0.11472 | 0.10429 | 0 | 0.21901 | 0 | 47
8049_G_P7 | FRCC | Florida | 12 | Osceola | 97 | 8049 | P7 | Intercession City | 13352 | 1993 | 9999 | Combustion Turbine |  |  |  | H2O |  | Fossil | G | 2030 | NaturalGas |  | 0.017139 | 0.02112 | 0.078329 | 0.11659 | 0 | 0 | 0 | 0 | 0 | 0 | 0 | 0 | 0 | 0 | 0 | 0 | 1.2836 | 1.5818 | 5.8665 | 8.7318 | 1.0033 | 1.2363 | 4.5854 | 6.825 | 1.1997e-09 | 1.4784e-09 | 5.483e-09 | 8.1611e-09 | 0.00072044 | 0.00088776 | 0.0032926 | 0.0049008 | 0 | 0 | 0 | 0 | 0 | 0 | 0 | 0 | 1.5386 | 0.0083692 | 0.010313 | 0.038249 | 0.056932 | 0.05166 | 0.056068 | 0.25777 | 0.3655 | 0 | 78
8049_G_P8 | FRCC | Florida | 12 | Osceola | 97 | 8049 | P8 | Intercession City | 13352 | 1993 | 9999 | Combustion Turbine |  |  |  | H2O |  | Fossil | G | 2030 | NaturalGas |  | 0.017359 | 0.02139 | 0.079333 | 0.11808 | 0 | 0 | 0 | 0 | 0 | 0 | 0 | 0 | 0 | 0 | 0 | 0 | 1.3001 | 1.602 | 5.9417 | 8.8438 | 1.0162 | 1.2522 | 4.6442 | 6.9125 | 1.2151e-09 | 1.4973e-09 | 5.5533e-09 | 8.2658e-09 | 0.00068072 | 0.00083882 | 0.0031111 | 0.0046306 | 0 | 0 | 0 | 0 | 0 | 0 | 0 | 0 | 1.5583 | 0.0084765 | 0.010445 | 0.03874 | 0.057661 | 0.052322 | 0.056787 | 0.26108 | 0.37019 | 0 | 79
8049_G_P9 | FRCC | Florida | 12 | Osceola | 97 | 8049 | P9 | Intercession City | 13352 | 1993 | 9999 | Combustion Turbine |  |  |  | H2O |  | Fossil | G | 2030 | NaturalGas |  | 0.017359 | 0.02139 | 0.079333 | 0.11808 | 0 | 0 | 0 | 0 | 0 | 0 | 0 | 0 | 0 | 0 | 0 | 0 | 1.3001 | 1.602 | 5.9417 | 8.8438 | 1.0162 | 1.2522 | 4.6442 | 6.9125 | 1.2151e-09 | 1.4973e-09 | 5.5533e-09 | 8.2658e-09 | 0.00072203 | 0.00088973 | 0.0032999 | 0.0049116 | 0 | 0 | 0 | 0 | 0 | 0 | 0 | 0 | 1.5583 | 0.0084765 | 0.010445 | 0.03874 | 0.057661 | 0.052322 | 0.056787 | 0.26108 | 0.37019 | 0 | 79
805_G_M-1 | ISONE_Maine | Maine | 23 | Androscoggin | 1 | 805 | M-1 | Charles E Monty | 0 | 1990 | 9999 | Hydro | [5 empty] | Non-Fossil | G | 2030 | Hydro |  | 0 | 0 | 0 | 0 | 0 | 0 | 0 | 0 | 0 | 0 | 0 | 0 | 0 | 0 | 0 | 0 | 16.7917 | 21.3935 | 24.548 | 62.7333 | 0 | 0 | 0 | 0 | 0 | 0 | 0 | 0 | 0 | 0 | 0 | 0 | 0 | 0 | 0 | 0 | 0 | 0 | 0 | 0 | 0.22132 | 0.023341 | 0.029737 | 0.034122 | 0.087199 | 0 | 0 | 0 | 0 | 0 | 14
805_G_M2 | ISONE_Maine | Maine | 23 | Androscoggin | 1 | 805 | M2 | Charles E Monty | 0 | 1990 | 9999 | Hydro | [5 empty] | Non-Fossil | G | 2030 | Hydro |  | 0 | 0 | 0 | 0 | 0 | 0 | 0 | 0 | 0 | 0 | 0 | 0 | 0 | 0 | 0 | 0 | 16.7917 | 21.3935 | 24.548 | 62.7333 | 0 | 0 | 0 | 0 | 0 | 0 | 0 | 0 | 0 | 0 | 0 | 0 | 0 | 0 | 0 | 0 | 0 | 0 | 0 | 0 | 0.22132 | 0.023341 | 0.029737 | 0.034122 | 0.087199 | 0 | 0 | 0 | 0 | 0 | 14
8053_G_N01 | NY_Zone J (NYC) | New York | 36 | Richmond | 85 | 8053 | N01 | Pouch | 10745 | 2001 | 9999 | Combustion Turbine |  |  | SCR |  |  | Fossil | G | 2030 | NaturalGas |  | 0 | 0 | 0.10915 | 0.10915 | 0 | 0 | 0 | 0 | 0 | 0 | 0 | 0 | 0 | 0 | 0 | 0 | 0 | 0 | 10.1579 | 10.1579 | 0 | 0 | 6.3895 | 6.3895 | 0 | 0 | 7.6403e-09 | 7.6403e-09 | 0 | 0 | 0.00050972 | 0.00050972 | 0 | 0 | 0 | 0 | 0 | 0 | 0 | 0 | 1.0048 | 0 | 0 | 0.052517 | 0.052517 | 0 | 0 | 0.22804 | 0.22804 | 0 | 46 | SCR
8054_B_1 | MISO_Mississippi | Mississippi | 28 | Washington | 151 | 8054 | 1 | Gerald Andrus | 11828 | 1975 | 9999 | O/G Steam | wall | dry |  | OFA |  | Fossil | B | 2030 | NaturalGas |  | 0 | 0 | 0 | 0 | 0 | 0 | 0 | 0 | 0 | 0 | 0 | 0 | 0 | 0 | 0 | 0 | 0 | 0 | 0 | 0 | 0 | 0 | 0 | 0 | 0 | 0 | 0 | 0 | 0 | 0 | 0 | 0 | 0 | 0 | 0 | 0 | 0 | 0 | 0 | 0 | 31.3578 | 0 | 0 | 0 | 0 | 0 | 0 | 0 | 0 | 0 | 736
8055_G_1 | MISO_Arkansas | Arkansas | 5 | Pope | 115 | 8055 | 1 | Arkansas Nuclear One | 10456 | 1974 | 9999 | Nuclear | [5 empty] | Non-Fossil | G | 2030 | Nuclear |  | 15.8332 | 21.4628 | 28.5731 | 65.8691 | 0 | 0 | 0 | 0 | 0 | 0 | 0 | 0 | 0 | 0 | 0 | 0 | 1514.2713 | 2052.6788 | 2732.6979 | 6299.648 | 0 | 0 | 0 | 0 | 0 | 0 | 0 | 0 | 0 | 0 | 0 | 0 | 0 | 0 | 0 | 0 | 0 | 0 | 0 | 0 | 140.2547 | 0.16662 | 0.22586 | 0.30069 | 0.69317 | 10.9648 | 14.8634 | 19.7874 | 45.6157 | 0 | 833.3
8055_G_2 | MISO_Arkansas | Arkansas | 5 | Pope | 115 | 8055 | 2 | Arkansas Nuclear One | 10456 | 1980 | 9999 | Nuclear | [5 empty] | Non-Fossil | G | 2030 | Nuclear |  | 17.5573 | 23.7999 | 31.6844 | 73.0416 | 0 | 0 | 0 | 0 | 0 | 0 | 0 | 0 | 0 | 0 | 0 | 0 | 1679.1606 | 2276.1955 | 3030.262 | 6985.6182 | 0 | 0 | 0 | 0 | 0 | 0 | 0 | 0 | 0 | 0 | 0 | 0 | 0 | 0 | 0 | 0 | 0 | 0 | 0 | 0 | 185.1409 | 0.17111 | 0.23195 | 0.30879 | 0.71186 | 12.1588 | 16.4819 | 21.9421 | 50.5828 | 0 | 984.5
8056_B_1 | MISO_Amite South (including DSG) | Louisiana | 22 | St Charles | 89 | 8056 | 1 | Waterford 1 & 2 | 11385 | 1975 | 9999 | O/G Steam | wall | dry |  | CM + FU + LNCB |  | Fossil | B | 2030 | NaturalGas |  | 0 | 0 | 0 | 0 | 0 | 0 | 0 | 0 | 0 | 0 | 0 | 0 | 0 | 0 | 0 | 0 | 0 | 0 | 0 | 0 | 0 | 0 | 0 | 0 | 0 | 0 | 0 | 0 | 0 | 0 | 0 | 0 | 0 | 0 | 0 | 0 | 0 | 0 | 0 | 0 | 18.2738 | 0 | 0 | 0 | 0 | 0 | 0 | 0 | 0 | 0 | 411
8056_B_2 | MISO_Amite South (including DSG) | Louisiana | 22 | St Charles | 89 | 8056 | 2 | Waterford 1 & 2 | 11112 | 1975 | 9999 | O/G Steam | wall | dry |  | CM + FU + LNCB |  | Fossil | B | 2030 | NaturalGas |  | 0 | 0 | 0 | 0 | 0 | 0 | 0 | 0 | 0 | 0 | 0 | 0 | 0 | 0 | 0 | 0 | 0 | 0 | 0 | 0 | 0 | 0 | 0 | 0 | 0 | 0 | 0 | 0 | 0 | 0 | 0 | 0 | 0 | 0 | 0 | 0 | 0 | 0 | 0 | 0 | 4.4462e-08 | 0 | 0 | 0 | 0 | 0 | 0 | 0 | 0 | 0 | 1e-06
8056_G_4 | MISO_Amite South (including DSG) | Louisiana | 22 | St Charles | 89 | 8056 | 4 | Waterford 1 & 2 | 14922 | 2009 | 9999 | Combustion Turbine |  |  |  | STM |  | Fossil | G | 2030 | Oil |  | 0 | 0 | 0 | 0 | 0 | 0 | 0 | 0 | 0 | 0 | 0 | 0 | 0 | 0 | 0 | 0 | 0 | 0 | 0 | 0 | 0 | 0 | 0 | 0 | 0 | 0 | 0 | 0 | 0 | 0 | 0 | 0 | 0 | 0 | 0 | 0 | 0 | 0 | 0 | 0 | 0.64107 | 0 | 0 | 0 | 0 | 0 | 0 | 0 | 0 | 0 | 32.5
8063_G_CT1 | ERCOT_Rest | Texas | 48 | Hood | 221 | 8063 | CT1 | DeCordova Steam Electric Station | 13340 | 1990 | 9999 | Combustion Turbine |  |  |  | H2O |  | Fossil | G | 2030 | NaturalGas |  | 0.0032353 | 0.0024265 | 0 | 0.0056618 | 0 | 0 | 0 | 0 | 0 | 0 | 0 | 0 | 0 | 0 | 0 | 0 | 0.24253 | 0.18189 | 0 | 0.42442 | 0.18939 | 0.14205 | 0 | 0.33144 | 2.2647e-10 | 1.6985e-10 | 0 | 3.9632e-10 | 0.0011326 | 0.00084948 | 0 | 0.0019821 | 0 | 0 | 0 | 0 | 0 | 0 | 0 | 0 | 2.3801 | 0.0015813 | 0.001186 | 0 | 0.0027672 | 0.0086291 | 0.0056976 | 0 | 0.014327 | 0 | 71
8063_G_CT2 | ERCOT_Rest | Texas | 48 | Hood | 221 | 8063 | CT2 | DeCordova Steam Electric Station | 13340 | 1990 | 9999 | Combustion Turbine |  |  |  | H2O |  | Fossil | G | 2030 | NaturalGas |  | 0.0031897 | 0.0023923 | 0 | 0.005582 | 0 | 0 | 0 | 0 | 0 | 0 | 0 | 0 | 0 | 0 | 0 | 0 | 0.23911 | 0.17933 | 0 | 0.41844 | 0.18673 | 0.14005 | 0 | 0.32677 | 2.2328e-10 | 1.6746e-10 | 0 | 3.9074e-10 | 0.0011607 | 0.00087054 | 0 | 0.0020313 | 0 | 0 | 0 | 0 | 0 | 0 | 0 | 0 | 2.3466 | 0.001559 | 0.0011692 | 0 | 0.0027282 | 0.0085076 | 0.0056174 | 0 | 0.014125 | 0 | 70
8063_G_CT3 | ERCOT_Rest | Texas | 48 | Hood | 221 | 8063 | CT3 | DeCordova Steam Electric Station | 13339 | 1990 | 9999 | Combustion Turbine |  |  |  | H2O |  | Fossil | G | 2030 | NaturalGas |  | 0.0031895 | 0.0023921 | 0 | 0.0055816 | 0 | 0 | 0 | 0 | 0 | 0 | 0 | 0 | 0 | 0 | 0 | 0 | 0.23911 | 0.17933 | 0 | 0.41844 | 0.18671 | 0.14003 | 0 | 0.32675 | 2.2326e-10 | 1.6745e-10 | 0 | 3.9071e-10 | 0.001151 | 0.00086326 | 0 | 0.0020143 | 0 | 0 | 0 | 0 | 0 | 0 | 0 | 0 | 2.3466 | 0.001559 | 0.0011692 | 0 | 0.0027282 | 0.0085069 | 0.005617 | 0 | 0.014124 | 0 | 70
8063_G_CT4 | ERCOT_Rest | Texas | 48 | Hood | 221 | 8063 | CT4 | DeCordova Steam Electric Station | 13338 | 1990 | 9999 | Combustion Turbine |  |  |  | H2O |  | Fossil | G | 2030 | NaturalGas |  | 0.0032348 | 0.0024261 | 0 | 0.0056609 | 0 | 0 | 0 | 0 | 0 | 0 | 0 | 0 | 0 | 0 | 0 | 0 | 0.24253 | 0.18189 | 0 | 0.42442 | 0.18937 | 0.14202 | 0 | 0.33139 | 2.2644e-10 | 1.6983e-10 | 0 | 3.9626e-10 | 0.0011462 | 0.00085966 | 0 | 0.0020059 | 0 | 0 | 0 | 0 | 0 | 0 | 0 | 0 | 2.3801 | 0.0015813 | 0.001186 | 0 | 0.0027672 | 0.0086278 | 0.0056968 | 0 | 0.014325 | 0 | 71
8066_B_BW71 | WECC_Wyoming | Wyoming | 56 | Sweetwater | 37 | 8066 | BW71 | Jim Bridger | 10373 | 1974 | 9999 | Coal Steam | tangential | dry | ESPC + Wet Scrubber + Mercury Control | LNC3 | Wet Scrubber | Fossil | B | 2030 | NaturalGas | Coal to Gas | 0 | 0 | 0 | 0 | 0 | 0 | 0 | 0 | 0 | 0 | 0 | 0 | 0 | 0 | 0 | 0 | 0 | 0 | 0 | 0 | 0 | 0 | 0 | 0 | 0 | 0 | 0 | 0 | 0 | 0 | 0 | 0 | 0 | 0 | 0 | 0 | 0 | 0 | 0 | 0 | 28.3465 | 0 | 0 | 0 | 0 | 0 | 0 | 0 | 0 | 0 | 531 | Scrubber / Mercury Control / Coal to Gas | Wet Scrubber
8066_B_BW72 | WECC_Wyoming | Wyoming | 56 | Sweetwater | 37 | 8066 | BW72 | Jim Bridger | 10396 | 1975 | 9999 | Coal Steam | tangential | dry | ESPC + Wet Scrubber + Mercury Control | LNC3 | Wet Scrubber | Fossil | B | 2030 | NaturalGas | Coal to Gas | 0 | 0 | 0 | 0 | 0 | 0 | 0 | 0 | 0 | 0 | 0 | 0 | 0 | 0 | 0 | 0 | 0 | 0 | 0 | 0 | 0 | 0 | 0 | 0 | 0 | 0 | 0 | 0 | 0 | 0 | 0 | 0 | 0 | 0 | 0 | 0 | 0 | 0 | 0 | 0 | 28.133 | 0 | 0 | 0 | 0 | 0 | 0 | 0 | 0 | 0 | 527 | Scrubber / Mercury Control / Coal to Gas | Wet Scrubber
8066_B_BW73 | WECC_Wyoming | Wyoming | 56 | Sweetwater | 37 | 8066 | BW73 | Jim Bridger | 10441 | 1976 | 9999 | Coal Steam | tangential | dry | ESPC + Wet Scrubber + SCR + Mercury Control | LNC1 | Wet Scrubber | Fossil | B | 2030 | Coal | Carbon Capture and Sequestration | 8.9458 | 12.1266 | 16.7796 | 37.852 | 0 | 0 | 0 | 0 | 8.9458 | 12.1266 | 16.7796 | 37.852 | 0 | 0 | 0 | 0 | 573.029 | 776.7726 | 1074.8271 | 2424.6287 | 96.4199 | 130.7025 | 180.8543 | 407.9767 | 0.0027972 | 0.0037918 | 0.0052468 | 0.011836 | 0.23134 | 0.31359 | 0.43392 | 0.97885 | 0.56967 | 0.77222 | 1.0685 | 2.4104 | 0.0044729 | 0.0060633 | 0.0083898 | 0.018926 | 47.3596 | 7.0087 | 9.5007 | 13.1462 | 29.6556 | 9.6738 | 13.1134 | 18.1452 | 40.9324 | 87.3846 | 349.784 | Scrubber / SCR / Mercury Control / Carbon Capture and Sequestration | Wet Scrubber
8066_B_BW74 | WECC_Wyoming | Wyoming | 56 | Sweetwater | 37 | 8066 | BW74 | Jim Bridger | 10465 | 1979 | 9999 | Coal Steam | tangential | dry | ESPC + Wet Scrubber + SCR + Mercury Control | LNC1 | Wet Scrubber | Fossil | B | 2030 | Coal | Carbon Capture and Sequestration | 9.0864 | 12.3171 | 17.0433 | 38.4468 | 0 | 0 | 0 | 0 | 9.0864 | 12.3171 | 17.0433 | 38.4468 | 0 | 0 | 0 | 0 | 579.9742 | 786.1872 | 1087.8542 | 2454.0156 | 97.935 | 132.7564 | 183.6962 | 414.3875 | 0.0028412 | 0.0038514 | 0.0053292 | 0.012022 | 0.24774 | 0.33583 | 0.46469 | 1.0483 | 0.38291 | 0.51906 | 0.71822 | 1.6202 | 0.0045432 | 0.0061586 | 0.0085217 | 0.019223 | 47.9429 | 7.1051 | 9.6313 | 13.327 | 30.0634 | 9.8259 | 13.3195 | 18.4303 | 41.5756 | 88.7577 | 354.0235 | Scrubber / SCR / Mercury Control / Carbon Capture and Sequestration | Wet Scrubber
8068_G_ST1 | WECC_Arizona | Arizona | 4 | Maricopa | 13 | 8068 | ST1 | Santan | 9463 | 1974 | 9999 | Combined Cycle | other |  |  | LNB |  | Fossil | G | 2030 | NaturalGas |  | 0 | 0 | 0 | 0 | 0 | 0 | 0 | 0 | 0 | 0 | 0 | 0 | 0 | 0 | 0 | 0 | 0 | 0 | 0 | 0 | 0 | 0 | 0 | 0 | 0 | 0 | 0 | 0 | 0 | 0 | 0 | 0 | 0 | 0 | 0 | 0 | 0 | 0 | 0 | 0 | 3.5967 | 0 | 0 | 0 | 0 | 0 | 0 | 0 | 0 | 0 | 92
8068_G_ST2 | WECC_Arizona | Arizona | 4 | Maricopa | 13 | 8068 | ST2 | Santan | 9429 | 1974 | 9999 | Combined Cycle | other |  |  | LNB |  | Fossil | G | 2030 | NaturalGas |  | 0 | 0 | 0 | 0 | 0 | 0 | 0 | 0 | 0 | 0 | 0 | 0 | 0 | 0 | 0 | 0 | 0 | 0 | 0 | 0 | 0 | 0 | 0 | 0 | 0 | 0 | 0 | 0 | 0 | 0 | 0 | 0 | 0 | 0 | 0 | 0 | 0 | 0 | 0 | 0 | 3.5967 | 0 | 0 | 0 | 0 | 0 | 0 | 0 | 0 | 0 | 92
8068_G_ST3 | WECC_Arizona | Arizona | 4 | Maricopa | 13 | 8068 | ST3 | Santan | 9383 | 1974 | 9999 | Combined Cycle | other |  |  | LNB |  | Fossil | G | 2030 | NaturalGas |  | 0 | 0 | 0 | 0 | 0 | 0 | 0 | 0 | 0 | 0 | 0 | 0 | 0 | 0 | 0 | 0 | 0 | 0 | 0 | 0 | 0 | 0 | 0 | 0 | 0 | 0 | 0 | 0 | 0 | 0 | 0 | 0 | 0 | 0 | 0 | 0 | 0 | 0 | 0 | 0 | 3.5967 | 0 | 0 | 0 | 0 | 0 | 0 | 0 | 0 | 0 | 92
8068_G_ST4 | WECC_Arizona | Arizona | 4 | Maricopa | 13 | 8068 | ST4 | Santan | 9415 | 1975 | 9999 | Combined Cycle | other |  |  | LNB |  | Fossil | G | 2030 | NaturalGas |  | 0 | 0 | 0 | 0 | 0 | 0 | 0 | 0 | 0 | 0 | 0 | 0 | 0 | 0 | 0 | 0 | 0 | 0 | 0 | 0 | 0 | 0 | 0 | 0 | 0 | 0 | 0 | 0 | 0 | 0 | 0 | 0 | 0 | 0 | 0 | 0 | 0 | 0 | 0 | 0 | 3.5967 | 0 | 0 | 0 | 0 | 0 | 0 | 0 | 0 | 0 | 92
8068_G_ST5A | WECC_Arizona | Arizona | 4 | Maricopa | 13 | 8068 | ST5A | Santan | 7489 | 2005 | 9999 | Combined Cycle |  |  | SCR | DLNB |  | Fossil | G | 2030 | NaturalGas |  | 1.1663 | 0.72489 | 3.7269 | 5.618 | 0 | 0 | 0 | 0 | 0 | 0 | 0 | 0 | 0 | 0 | 0 | 0 | 155.7294 | 96.7944 | 497.6475 | 750.1713 | 68.2727 | 42.4352 | 218.1717 | 328.8796 | 8.1638e-08 | 5.0743e-08 | 2.6088e-07 | 3.9326e-07 | 0.0037454 | 0.002328 | 0.011969 | 0.018042 | 0 | 0 | 0 | 0 | 0 | 0 | 0 | 0 | 4.7698 | 0.42253 | 0.32287 | 1.1372 | 1.8825 | 3.596 | 1.7615 | 9.7873 | 15.1448 | 0 | 151 | SCR
8068_G_ST5B | WECC_Arizona | Arizona | 4 | Maricopa | 13 | 8068 | ST5B | Santan | 7489 | 2005 | 9999 | Combined Cycle |  |  | SCR | DLNB |  | Fossil | G | 2030 | NaturalGas |  | 1.1663 | 0.72489 | 3.7269 | 5.618 | 0 | 0 | 0 | 0 | 0 | 0 | 0 | 0 | 0 | 0 | 0 | 0 | 155.7294 | 96.7944 | 497.6475 | 750.1713 | 68.2727 | 42.4352 | 218.1717 | 328.8796 | 8.1638e-08 | 5.0743e-08 | 2.6088e-07 | 3.9326e-07 | 0.0037454 | 0.002328 | 0.011969 | 0.018042 | 0 | 0 | 0 | 0 | 0 | 0 | 0 | 0 | 4.7698 | 0.42253 | 0.32287 | 1.1372 | 1.8825 | 3.596 | 1.7615 | 9.7873 | 15.1448 | 0 | 151 | SCR
8068_G_ST5S | WECC_Arizona | Arizona | 4 | Maricopa | 13 | 8068 | ST5S | Santan | 7489 | 2005 | 9999 | Combined Cycle |  |  | SCR | LNB |  | Fossil | G | 2030 | NaturalGas |  | 2.1626 | 1.3442 | 6.9108 | 10.4175 | 0 | 0 | 0 | 0 | 0 | 0 | 0 | 0 | 0 | 0 | 0 | 0 | 288.7697 | 179.4863 | 922.7901 | 1391.046 | 126.5984 | 78.6879 | 404.5568 | 609.843 | 1.5138e-07 | 9.4092e-08 | 4.8375e-07 | 7.2923e-07 | 0.0069451 | 0.0043168 | 0.022194 | 0.033456 | 0 | 0 | 0 | 0 | 0 | 0 | 0 | 0 | 8.8447 | 0.78349 | 0.59869 | 2.1086 | 3.4908 | 6.6681 | 3.2664 | 18.1486 | 28.0831 | 0 | 280 | SCR
8068_G_ST6A | WECC_Arizona | Arizona | 4 | Maricopa | 13 | 8068 | ST6A | Santan | 7489 | 2006 | 9999 | Combined Cycle |  |  | SCR | DLNB |  | Fossil | G | 2030 | NaturalGas |  | 1.1663 | 0.72489 | 3.7269 | 5.618 | 0 | 0 | 0 | 0 | 0 | 0 | 0 | 0 | 0 | 0 | 0 | 0 | 155.7294 | 96.7944 | 497.6475 | 750.1713 | 68.2727 | 42.4352 | 218.1717 | 328.8796 | 8.1638e-08 | 5.0743e-08 | 2.6088e-07 | 3.9326e-07 | 0.0034469 | 0.0021424 | 0.011015 | 0.016604 | 0 | 0 | 0 | 0 | 0 | 0 | 0 | 0 | 4.7698 | 0.42253 | 0.32287 | 1.1372 | 1.8825 | 3.596 | 1.7615 | 9.7873 | 15.1448 | 0 | 151 | SCR
8068_G_ST6S | WECC_Arizona | Arizona | 4 | Maricopa | 13 | 8068 | ST6S | Santan | 7489 | 2006 | 9999 | Combined Cycle |  |  | SCR | LNB |  | Fossil | G | 2030 | NaturalGas |  | 0.97317 | 0.60488 | 3.1098 | 4.6879 | 0 | 0 | 0 | 0 | 0 | 0 | 0 | 0 | 0 | 0 | 0 | 0 | 129.9464 | 80.7688 | 415.2555 | 625.9707 | 56.9693 | 35.4095 | 182.0505 | 274.4294 | 6.8122e-08 | 4.2341e-08 | 2.1769e-07 | 3.2815e-07 | 0.0028762 | 0.0017877 | 0.0091912 | 0.013855 | 0 | 0 | 0 | 0 | 0 | 0 | 0 | 0 | 3.9801 | 0.35257 | 0.26941 | 0.94888 | 1.5709 | 3.0007 | 1.4699 | 8.1669 | 12.6374 | 0 | 126 | SCR
8069_B_1 | WECC_Utah | Utah | 49 | Emery | 15 | 8069 | 1 | Huntington | 10283 | 1977 | 9999 | Coal Steam | tangential | dry | ESPC + Baghouse + Wet Scrubber | LNC3 | Wet Scrubber | Fossil | B | 2030 |  | Coal Retirement | 0 | 0 | 0 | 0 | 0 | 0 | 0 | 0 | 0 | 0 | 0 | 0 | 0 | 0 | 0 | 0 | 0 | 0 | 0 | 0 | 0 | 0 | 0 | 0 | 0 | 0 | 0 | 0 | 0 | 0 | 0 | 0 | 0 | 0 | 0 | 0 | 0 | 0 | 0 | 0 | 0 | 0 | 0 | 0 | 0 | 0 | 0 | 0 | 0 | 0 | 459 | Scrubber | Wet Scrubber
8069_B_2 | WECC_Utah | Utah | 49 | Emery | 15 | 8069 | 2 | Huntington | 10325 | 1977 | 9999 | Coal Steam | tangential | dry | Baghouse + Wet Scrubber | LNC3 | Wet Scrubber | Fossil | B | 2030 |  | Coal Retirement | 0 | 0 | 0 | 0 | 0 | 0 | 0 | 0 | 0 | 0 | 0 | 0 | 0 | 0 | 0 | 0 | 0 | 0 | 0 | 0 | 0 | 0 | 0 | 0 | 0 | 0 | 0 | 0 | 0 | 0 | 0 | 0 | 0 | 0 | 0 | 0 | 0 | 0 | 0 | 0 | 0 | 0 | 0 | 0 | 0 | 0 | 0 | 0 | 0 | 0 | 450 | Scrubber | Wet Scrubber
8073_G_1 | WECC_Pacific Northwest | Oregon | 41 | Columbia | 9 | 8073 | 1 | Beaver | 10337 | 1974 | 9999 | Combined Cycle | [5 empty] | Fossil | G | 2030 | Oil |  | 0 | 0 | 0 | 0 | 0 | 0 | 0 | 0 | 0 | 0 | 0 | 0 | 0 | 0 | 0 | 0 | 0 | 0 | 0 | 0 | 0 | 0 | 0 | 0 | 0 | 0 | 0 | 0 | 0 | 0 | 0 | 0 | 0 | 0 | 0 | 0 | 0 | 0 | 0 | 0 | 2.0874 | 0 | 0 | 0 | 0 | 0 | 0 | 0 | 0 | 0 | 54
8073_G_2 | WECC_Pacific Northwest | Oregon | 41 | Columbia | 9 | 8073 | 2 | Beaver | 10337 | 1974 | 9999 | Combined Cycle | [5 empty] | Fossil | G | 2030 | Oil |  | 0 | 0 | 0 | 0 | 0 | 0 | 0 | 0 | 0 | 0 | 0 | 0 | 0 | 0 | 0 | 0 | 0 | 0 | 0 | 0 | 0 | 0 | 0 | 0 | 0 | 0 | 0 | 0 | 0 | 0 | 0 | 0 | 0 | 0 | 0 | 0 | 0 | 0 | 0 | 0 | 2.0874 | 0 | 0 | 0 | 0 | 0 | 0 | 0 | 0 | 0 | 54
8073_G_3 | WECC_Pacific Northwest | Oregon | 41 | Columbia | 9 | 8073 | 3 | Beaver | 10337 | 1974 | 9999 | Combined Cycle | [5 empty] | Fossil | G | 2030 | Oil |  | 0 | 0 | 0 | 0 | 0 | 0 | 0 | 0 | 0 | 0 | 0 | 0 | 0 | 0 | 0 | 0 | 0 | 0 | 0 | 0 | 0 | 0 | 0 | 0 | 0 | 0 | 0 | 0 | 0 | 0 | 0 | 0 | 0 | 0 | 0 | 0 | 0 | 0 | 0 | 0 | 2.0874 | 0 | 0 | 0 | 0 | 0 | 0 | 0 | 0 | 0 | 54
8073_G_4 | WECC_Pacific Northwest | Oregon | 41 | Columbia | 9 | 8073 | 4 | Beaver | 10337 | 1974 | 9999 | Combined Cycle | [5 empty] | Fossil | G | 2030 | Oil |  | 0 | 0 | 0 | 0 | 0 | 0 | 0 | 0 | 0 | 0 | 0 | 0 | 0 | 0 | 0 | 0 | 0 | 0 | 0 | 0 | 0 | 0 | 0 | 0 | 0 | 0 | 0 | 0 | 0 | 0 | 0 | 0 | 0 | 0 | 0 | 0 | 0 | 0 | 0 | 0 | 2.0874 | 0 | 0 | 0 | 0 | 0 | 0 | 0 | 0 | 0 | 54
8073_G_5 | WECC_Pacific Northwest | Oregon | 41 | Columbia | 9 | 8073 | 5 | Beaver | 10337 | 1974 | 9999 | Combined Cycle | [5 empty] | Fossil | G | 2030 | Oil |  | 0 | 0 | 0 | 0 | 0 | 0 | 0 | 0 | 0 | 0 | 0 | 0 | 0 | 0 | 0 | 0 | 0 | 0 | 0 | 0 | 0 | 0 | 0 | 0 | 0 | 0 | 0 | 0 | 0 | 0 | 0 | 0 | 0 | 0 | 0 | 0 | 0 | 0 | 0 | 0 | 2.0874 | 0 | 0 | 0 | 0 | 0 | 0 | 0 | 0 | 0 | 54
8073_G_6 | WECC_Pacific Northwest | Oregon | 41 | Columbia | 9 | 8073 | 6 | Beaver | 10337 | 1974 | 9999 | Combined Cycle | [5 empty] | Fossil | G | 2030 | Oil |  | 0 | 0 | 0 | 0 | 0 | 0 | 0 | 0 | 0 | 0 | 0 | 0 | 0 | 0 | 0 | 0 | 0 | 0 | 0 | 0 | 0 | 0 | 0 | 0 | 0 | 0 | 0 | 0 | 0 | 0 | 0 | 0 | 0 | 0 | 0 | 0 | 0 | 0 | 0 | 0 | 2.0874 | 0 | 0 | 0 | 0 | 0 | 0 | 0 | 0 | 0 | 54
8073_G_7 | WECC_Pacific Northwest | Oregon | 41 | Columbia | 9 | 8073 | 7 | Beaver | 10337 | 1977 | 9999 | Combined Cycle | [5 empty] | Fossil | G | 2030 | Oil |  | 0 | 0 | 0 | 0 | 0 | 0 | 0 | 0 | 0 | 0 | 0 | 0 | 0 | 0 | 0 | 0 | 0 | 0 | 0 | 0 | 0 | 0 | 0 | 0 | 0 | 0 | 0 | 0 | 0 | 0 | 0 | 0 | 0 | 0 | 0 | 0 | 0 | 0 | 0 | 0 | 5.2957 | 0 | 0 | 0 | 0 | 0 | 0 | 0 | 0 | 0 | 137
8073_G_8 | WECC_Pacific Northwest | Oregon | 41 | Columbia | 9 | 8073 | 8 | Beaver | 12333 | 2001 | 9999 | Combustion Turbine | [5 empty] | Fossil | G | 2030 | NaturalGas |  | 0 | 0 | 0 | 0 | 0 | 0 | 0 | 0 | 0 | 0 | 0 | 0 | 0 | 0 | 0 | 0 | 0 | 0 | 0 | 0 | 0 | 0 | 0 | 0 | 0 | 0 | 0 | 0 | 0 | 0 | 0 | 0 | 0 | 0 | 0 | 0 | 0 | 0 | 0 | 0 | 0.47341 | 0 | 0 | 0 | 0 | 0 | 0 | 0 | 0 | 0 | 24
808_G_1 | NY_Zone C&E | New York | 36 | Oneida | 65 | 808 | 1 | Jarvis (Hinckley) | 0 | 1991 | 9999 | Hydro | [5 empty] | Non-Fossil | G | 2030 | Hydro |  | 0 | 0 | 0 | 0 | 0 | 0 | 0 | 0 | 0 | 0 | 0 | 0 | 0 | 0 | 0 | 0 | 5.4446 | 7.3691 | 9.1111 | 21.9248 | 0 | 0 | 0 | 0 | 0 | 0 | 0 | 0 | 0 | 0 | 0 | 0 | 0 | 0 | 0 | 0 | 0 | 0 | 0 | 0 | 0.071137 | 0.0075679 | 0.010243 | 0.012664 | 0.030475 | 0 | 0 | 0 | 0 | 0 | 4.5
808_G_2 | NY_Zone C&E | New York | 36 | Oneida | 65 | 808 | 2 | Jarvis (Hinckley) | 0 | 1991 | 9999 | Hydro | [5 empty] | Non-Fossil | G | 2030 | Hydro |  | 0 | 0 | 0 | 0 | 0 | 0 | 0 | 0 | 0 | 0 | 0 | 0 | 0 | 0 | 0 | 0 | 5.4446 | 7.3691 | 9.1111 | 21.9248 | 0 | 0 | 0 | 0 | 0 | 0 | 0 | 0 | 0 | 0 | 0 | 0 | 0 | 0 | 0 | 0 | 0 | 0 | 0 | 0 | 0.071137 | 0.0075679 | 0.010243 | 0.012664 | 0.030475 | 0 | 0 | 0 | 0 | 0 | 4.5
809_G_1 | WECC_Idaho | Idaho | 16 | Power | 77 | 809 | 1 | American Falls | 0 | 1978 | 9999 | Hydro | [5 empty] | Non-Fossil | G | 2030 | Hydro |  | 0 | 0 | 0 | 0 | 0 | 0 | 0 | 0 | 0 | 0 | 0 | 0 | 0 | 0 | 0 | 0 | 29.4177 | 43.2816 | 73.9477 | 146.647 | 0 | 0 | 0 | 0 | 0 | 0 | 0 | 0 | 0 | 0 | 0 | 0 | 0 | 0 | 0 | 0 | 0 | 0 | 0 | 0 | 0.58174 | 0.040891 | 0.060161 | 0.10279 | 0.20384 | 0 | 0 | 0 | 0 | 0 | 36.8
809_G_2 | WECC_Idaho | Idaho | 16 | Power | 77 | 809 | 2 | American Falls | 0 | 1978 | 9999 | Hydro | [5 empty] | Non-Fossil | G | 2030 | Hydro |  | 0 | 0 | 0 | 0 | 0 | 0 | 0 | 0 | 0 | 0 | 0 | 0 | 0 | 0 | 0 | 0 | 29.4177 | 43.2816 | 73.9477 | 146.647 | 0 | 0 | 0 | 0 | 0 | 0 | 0 | 0 | 0 | 0 | 0 | 0 | 0 | 0 | 0 | 0 | 0 | 0 | 0 | 0 | 0.58174 | 0.040891 | 0.060161 | 0.10279 | 0.20384 | 0 | 0 | 0 | 0 | 0 | 36.8
809_G_3 | WECC_Idaho | Idaho | 16 | Power | 77 | 809 | 3 | American Falls | 0 | 1978 | 9999 | Hydro | [5 empty] | Non-Fossil | G | 2030 | Hydro |  | 0 | 0 | 0 | 0 | 0 | 0 | 0 | 0 | 0 | 0 | 0 | 0 | 0 | 0 | 0 | 0 | 29.4177 | 43.2816 | 73.9477 | 146.647 | 0 | 0 | 0 | 0 | 0 | 0 | 0 | 0 | 0 | 0 | 0 | 0 | 0 | 0 | 0 | 0 | 0 | 0 | 0 | 0 | 0.58174 | 0.040891 | 0.060161 | 0.10279 | 0.20384 | 0 | 0 | 0 | 0 | 0 | 36.8
810_G_1 | WECC_Idaho | Idaho | 16 | Gooding | 47 | 810 | 1 | Bliss | 0 | 1949 | 9999 | Hydro | [5 empty] | Non-Fossil | G | 2030 | Hydro |  | 0 | 0 | 0 | 0 | 0 | 0 | 0 | 0 | 0 | 0 | 0 | 0 | 0 | 0 | 0 | 0 | 21.5037 | 31.6379 | 54.0542 | 107.1958 | 0 | 0 | 0 | 0 | 0 | 0 | 0 | 0 | 0 | 0 | 0 | 0 | 0 | 0 | 0 | 0 | 0 | 0 | 0 | 0 | 0.42524 | 0.02989 | 0.043977 | 0.075135 | 0.149 | 0 | 0 | 0 | 0 | 0 | 26.9
810_G_2 | WECC_Idaho | Idaho | 16 | Gooding | 47 | 810 | 2 | Bliss | 0 | 1950 | 9999 | Hydro | [5 empty] | Non-Fossil | G | 2030 | Hydro |  | 0 | 0 | 0 | 0 | 0 | 0 | 0 | 0 | 0 | 0 | 0 | 0 | 0 | 0 | 0 | 0 | 20.5444 | 30.2266 | 51.6428 | 102.4138 | 0 | 0 | 0 | 0 | 0 | 0 | 0 | 0 | 0 | 0 | 0 | 0 | 0 | 0 | 0 | 0 | 0 | 0 | 0 | 0 | 0.40627 | 0.028557 | 0.042015 | 0.071784 | 0.14236 | 0 | 0 | 0 | 0 | 0 | 25.7
810_G_3 | WECC_Idaho | Idaho | 16 | Gooding | 47 | 810 | 3 | Bliss | 0 | 1950 | 9999 | Hydro | [5 empty] | Non-Fossil | G | 2030 | Hydro |  | 0 | 0 | 0 | 0 | 0 | 0 | 0 | 0 | 0 | 0 | 0 | 0 | 0 | 0 | 0 | 0 | 23.0225 | 33.8726 | 57.8721 | 114.7672 | 0 | 0 | 0 | 0 | 0 | 0 | 0 | 0 | 0 | 0 | 0 | 0 | 0 | 0 | 0 | 0 | 0 | 0 | 0 | 0 | 0.45528 | 0.032001 | 0.047083 | 0.080442 | 0.15953 | 0 | 0 | 0 | 0 | 0 | 28.8
8100_G_1 | WECC_Colorado | Colorado | 8 | Baca | 9 | 8100 | 1 | Springfield (CO) | 12283 | 1965 | 9999 | Combustion Turbine | [5 empty] | Fossil | G | 2030 | Oil |  | 0 | 0 | 0 | 0 | 0 | 0 | 0 | 0 | 0 | 0 | 0 | 0 | 0 | 0 | 0 | 0 | 0 | 0 | 0 | 0 | 0 | 0 | 0 | 0 | 0 | 0 | 0 | 0 | 0 | 0 | 0 | 0 | 0 | 0 | 0 | 0 | 0 | 0 | 0 | 0 | 0.056641 | 0 | 0 | 0 | 0 | 0 | 0 | 0 | 0 | 0 | 1.2
8100_G_2 | WECC_Colorado | Colorado | 8 | Baca | 9 | 8100 | 2 | Springfield (CO) | 12283 | 1950 | 9999 | Combustion Turbine | [5 empty] | Fossil | G | 2030 | Oil |  | 0 | 0 | 0 | 0 | 0 | 0 | 0 | 0 | 0 | 0 | 0 | 0 | 0 | 0 | 0 | 0 | 0 | 0 | 0 | 0 | 0 | 0 | 0 | 0 | 0 | 0 | 0 | 0 | 0 | 0 | 0 | 0 | 0 | 0 | 0 | 0 | 0 | 0 | 0 | 0 | 0.0094402 | 0 | 0 | 0 | 0 | 0 | 0 | 0 | 0 | 0 | 0.2
8100_G_IC4 | WECC_Colorado | Colorado | 8 | Baca | 9 | 8100 | IC4 | Springfield (CO) | 12283 | 1950 | 9999 | Combustion Turbine | [5 empty] | Fossil | G | 2030 | Oil |  | 0 | 0 | 0 | 0 | 0 | 0 | 0 | 0 | 0 | 0 | 0 | 0 | 0 | 0 | 0 | 0 | 0 | 0 | 0 | 0 | 0 | 0 | 0 | 0 | 0 | 0 | 0 | 0 | 0 | 0 | 0 | 0 | 0 | 0 | 0 | 0 | 0 | 0 | 0 | 0 | 0.023601 | 0 | 0 | 0 | 0 | 0 | 0 | 0 | 0 | 0 | 0.5
8100_G_IC5 | WECC_Colorado | Colorado | 8 | Baca | 9 | 8100 | IC5 | Springfield (CO) | 12283 | 1960 | 9999 | Combustion Turbine | [5 empty] | Fossil | G | 2030 | Oil |  | 0 | 0 | 0 | 0 | 0 | 0 | 0 | 0 | 0 | 0 | 0 | 0 | 0 | 0 | 0 | 0 | 0 | 0 | 0 | 0 | 0 | 0 | 0 | 0 | 0 | 0 | 0 | 0 | 0 | 0 | 0 | 0 | 0 | 0 | 0 | 0 | 0 | 0 | 0 | 0 | 0.037761 | 0 | 0 | 0 | 0 | 0 | 0 | 0 | 0 | 0 | 0.8
8102_B_1 | PJM West | Ohio | 39 | Gallia | 53 | 8102 | 1 | Gavin Power, LLC | 9926 | 1974 | 9999 | Coal Steam | cell | dry | ESPC + Wet Scrubber + SCR | LNB + LNCB | Wet Scrubber | Fossil | B | 2030 | Coal |  | 19.7125 | 12.8652 | 25.2807 | 57.8585 | 19.7125 | 12.8652 | 25.2807 | 57.8585 | 0 | 0 | 0 | 0 | 0 | 0 | 0 | 0 | 1985.946 | 1296.1148 | 2546.92 | 5828.9808 | 2056.3685 | 1342.1703 | 2631.4635 | 6030.0023 | 0.0072053 | 0.0041188 | 0.0064797 | 0.017804 | 1.0368 | 0.67665 | 1.0068 | 2.7202 | 2.9195 | 2.0399 | 3.889 | 8.8484 | 0.0098563 | 0.0064326 | 0.01264 | 0.028929 | 90.3414 | 10.052 | 6.5604 | 12.8914 | 29.5037 | 32.9209 | 21.4856 | 42.2202 | 96.6267 | 0 | 1348 | Scrubber / SCR | Wet Scrubber
8102_B_2 | PJM West | Ohio | 39 | Gallia | 53 | 8102 | 2 | Gavin Power, LLC | 9861 | 1975 | 9999 | Coal Steam | cell | dry | ESPC + Wet Scrubber + SCR | LNB + LNCB | Wet Scrubber | Fossil | B | 2030 | Coal |  | 19.7723 | 12.9042 | 25.3574 | 58.0339 | 19.7723 | 12.9042 | 25.3574 | 58.0339 | 0 | 0 | 0 | 0 | 0 | 0 | 0 | 0 | 2005.0983 | 1308.6144 | 2571.4823 | 5885.195 | 2062.604 | 1346.2402 | 2639.4429 | 6048.2871 | 0.0072272 | 0.0041313 | 0.0064993 | 0.017858 | 1.049 | 0.68463 | 1.0187 | 2.7523 | 2.9284 | 2.046 | 3.9008 | 8.8752 | 0.0098861 | 0.0064521 | 0.012679 | 0.029017 | 91.2127 | 10.1489 | 6.6236 | 13.0157 | 29.7883 | 33.0207 | 21.5508 | 42.3482 | 96.9197 | 0 | 1361 | Scrubber / SCR | Wet Scrubber
8105_G_4 | MISO_Minnesota and Western Wisconsin | Minnesota | 27 | Norman | 107 | 8105 | 4 | Halstad | 22109 | 2007 | 9999 | Combustion Turbine | [5 empty] | Fossil | G | 2030 | Oil |  | 0 | 0 | 0 | 0 | 0 | 0 | 0 | 0 | 0 | 0 | 0 | 0 | 0 | 0 | 0 | 0 | 0 | 0 | 0 | 0 | 0 | 0 | 0 | 0 | 0 | 0 | 0 | 0 | 0 | 0 | 0 | 0 | 0 | 0 | 0 | 0 | 0 | 0 | 0 | 0 | 0.082053 | 0 | 0 | 0 | 0 | 0 | 0 | 0 | 0 | 0 | 1.9
8105_G_5 | MISO_Minnesota and Western Wisconsin | Minnesota | 27 | Norman | 107 | 8105 | 5 | Halstad | 22093 | 2007 | 9999 | Combustion Turbine | [5 empty] | Fossil | G | 2030 | Oil |  | 0 | 0 | 0 | 0 | 0 | 0 | 0 | 0 | 0 | 0 | 0 | 0 | 0 | 0 | 0 | 0 | 0 | 0 | 0 | 0 | 0 | 0 | 0 | 0 | 0 | 0 | 0 | 0 | 0 | 0 | 0 | 0 | 0 | 0 | 0 | 0 | 0 | 0 | 0 | 0 | 0.082053 | 0 | 0 | 0 | 0 | 0 | 0 | 0 | 0 | 0 | 1.9
8106_G_1A | MISO_Illinois | Iowa | 19 | Cedar | 31 | 8106 | 1A | Tipton | 11686 | 2001 | 9999 | Combustion Turbine | [5 empty] | Fossil | G | 2030 | NaturalGas |  | 0.00033357 | 0 | 0.0018606 | 0.0021941 | 0 | 0 | 0 | 0 | 0 | 0 | 0 | 0 | 0 | 0 | 0 | 0 | 0.02885 | 0 | 0.16091 | 0.18976 | 0.019527 | 0 | 0.10892 | 0.12844 | 2.335e-11 | 0 | 1.3024e-10 | 1.5359e-10 | 0.0001749 | 0 | 0.00097551 | 0.0011504 | 0 | 0 | 0 | 0 | 0 | 0 | 0 | 0 | 0.086226 | 0.00013617 | 0 | 0.00075952 | 0.00089569 | 0.000942 | 0 | 0.0040054 | 0.0049474 | 0 | 2
8106_G_2 | MISO_Illinois | Iowa | 19 | Cedar | 31 | 8106 | 2 | Tipton | 11756 | 1971 | 9999 | Combustion Turbine | [5 empty] | Fossil | G | 2030 | NaturalGas |  | 0.00020134 | 0 | 0.001123 | 0.0013244 | 0 | 0 | 0 | 0 | 0 | 0 | 0 | 0 | 0 | 0 | 0 | 0 | 0.01731 | 0 | 0.096549 | 0.11386 | 0.011787 | 0 | 0.065741 | 0.077528 | 1.4094e-11 | 0 | 7.8611e-11 | 9.2705e-11 | 0.00010557 | 0 | 0.00058881 | 0.00069438 | 0 | 0 | 0 | 0 | 0 | 0 | 0 | 0 | 0.051736 | 8.1703e-05 | 0 | 0.00045571 | 0.00053741 | 0.00056858 | 0 | 0.0024176 | 0.0029862 | 0 | 1.2
8106_G_3 | MISO_Illinois | Iowa | 19 | Cedar | 31 | 8106 | 3 | Tipton | 11756 | 1971 | 9999 | Combustion Turbine | [5 empty] | Fossil | G | 2030 | NaturalGas |  | 1.6779e-10 | 0 | 9.3585e-10 | 1.1036e-09 | 0 | 0 | 0 | 0 | 0 | 0 | 0 | 0 | 0 | 0 | 0 | 0 | 1.4425e-08 | 0 | 8.0457e-08 | 9.4882e-08 | 9.8222e-09 | 0 | 5.4785e-08 | 6.4607e-08 | 1.1745e-17 | 0 | 6.5509e-17 | 7.7254e-17 | 8.7972e-11 | 0 | 4.9067e-10 | 5.7865e-10 | 0 | 0 | 0 | 0 | 0 | 0 | 0 | 0 | 4.3113e-08 | 6.8086e-11 | 0 | 3.7976e-10 | 4.4784e-10 | 4.7382e-10 | 0 | 2.0147e-09 | 2.4885e-09 | 0 | 1e-06
8106_G_5 | MISO_Illinois | Iowa | 19 | Cedar | 31 | 8106 | 5 | Tipton | 11797 | 2011 | 9999 | Combustion Turbine | [5 empty] | Fossil | G | 2030 | Oil |  | 0 | 0 | 0 | 0 | 0 | 0 | 0 | 0 | 0 | 0 | 0 | 0 | 0 | 0 | 0 | 0 | 0 | 0 | 0 | 0 | 0 | 0 | 0 | 0 | 0 | 0 | 0 | 0 | 0 | 0 | 0 | 0 | 0 | 0 | 0 | 0 | 0 | 0 | 0 | 0 | 0.086226 | 0 | 0 | 0 | 0 | 0 | 0 | 0 | 0 | 0 | 2
8106_G_6 | MISO_Illinois | Iowa | 19 | Cedar | 31 | 8106 | 6 | Tipton | 11797 | 2011 | 9999 | Combustion Turbine | [5 empty] | Fossil | G | 2030 | Oil |  | 0 | 0 | 0 | 0 | 0 | 0 | 0 | 0 | 0 | 0 | 0 | 0 | 0 | 0 | 0 | 0 | 0 | 0 | 0 | 0 | 0 | 0 | 0 | 0 | 0 | 0 | 0 | 0 | 0 | 0 | 0 | 0 | 0 | 0 | 0 | 0 | 0 | 0 | 0 | 0 | 0.086226 | 0 | 0 | 0 | 0 | 0 | 0 | 0 | 0 | 0 | 2
8106_G_7 | MISO_Illinois | Iowa | 19 | Cedar | 31 | 8106 | 7 | Tipton | 10745 | 2019 | 9999 | Combustion Turbine | [5 empty] | Fossil | G | 2030 | Oil |  | 0 | 0 | 0 | 0 | 0 | 0 | 0 | 0 | 0 | 0 | 0 | 0 | 0 | 0 | 0 | 0 | 0 | 0 | 0 | 0 | 0 | 0 | 0 | 0 | 0 | 0 | 0 | 0 | 0 | 0 | 0 | 0 | 0 | 0 | 0 | 0 | 0 | 0 | 0 | 0 | 0.086226 | 0 | 0 | 0 | 0 | 0 | 0 | 0 | 0 | 0 | 2
8108_G_1 | MISO_Illinois | Iowa | 19 | Delaware | 55 | 8108 | 1 | Hopkinton | 11454 | 1973 | 9999 | Combustion Turbine | [5 empty] | Fossil | G | 2030 | Oil |  | 0 | 0 | 0 | 0 | 0 | 0 | 0 | 0 | 0 | 0 | 0 | 0 | 0 | 0 | 0 | 0 | 0 | 0 | 0 | 0 | 0 | 0 | 0 | 0 | 0 | 0 | 0 | 0 | 0 | 0 | 0 | 0 | 0 | 0 | 0 | 0 | 0 | 0 | 0 | 0 | 0.068981 | 0 | 0 | 0 | 0 | 0 | 0 | 0 | 0 | 0 | 1.6
8108_G_CAT | MISO_Illinois | Iowa | 19 | Delaware | 55 | 8108 | CAT | Hopkinton | 11369 | 2011 | 9999 | Combustion Turbine | [5 empty] | Fossil | G | 2030 | Oil |  | 0 | 0 | 0 | 0 | 0 | 0 | 0 | 0 | 0 | 0 | 0 | 0 | 0 | 0 | 0 | 0 | 0 | 0 | 0 | 0 | 0 | 0 | 0 | 0 | 0 | 0 | 0 | 0 | 0 | 0 | 0 | 0 | 0 | 0 | 0 | 0 | 0 | 0 | 0 | 0 | 0.094849 | 0 | 0 | 0 | 0 | 0 | 0 | 0 | 0 | 0 | 2.2
811_G_1 | WECC_Idaho | Idaho | 16 | Washington | 87 | 811 | 1 | Brownlee | 0 | 1959 | 9999 | Hydro | [5 empty] | Non-Fossil | G | 2030 | Hydro |  | 0 | 0 | 0 | 0 | 0 | 0 | 0 | 0 | 0 | 0 | 0 | 0 | 0 | 0 | 0 | 0 | 89.7724 | 123.6877 | 200.3887 | 413.8488 | 0 | 0 | 0 | 0 | 0 | 0 | 0 | 0 | 0 | 0 | 0 | 0 | 0 | 0 | 0 | 0 | 0 | 0 | 0 | 0 | 1.9492 | 0.12478 | 0.17193 | 0.27854 | 0.57525 | 0 | 0 | 0 | 0 | 0 | 123.3
811_G_2 | WECC_Idaho | Idaho | 16 | Washington | 87 | 811 | 2 | Brownlee | 0 | 1958 | 9999 | Hydro | [5 empty] | Non-Fossil | G | 2030 | Hydro |  | 0 | 0 | 0 | 0 | 0 | 0 | 0 | 0 | 0 | 0 | 0 | 0 | 0 | 0 | 0 | 0 | 95.5242 | 131.6125 | 213.2279 | 440.3646 | 0 | 0 | 0 | 0 | 0 | 0 | 0 | 0 | 0 | 0 | 0 | 0 | 0 | 0 | 0 | 0 | 0 | 0 | 0 | 0 | 2.074 | 0.13278 | 0.18294 | 0.29639 | 0.61211 | 0 | 0 | 0 | 0 | 0 | 131.2
811_G_3 | WECC_Idaho | Idaho | 16 | Washington | 87 | 811 | 3 | Brownlee | 0 | 1958 | 9999 | Hydro | [5 empty] | Non-Fossil | G | 2030 | Hydro |  | 0 | 0 | 0 | 0 | 0 | 0 | 0 | 0 | 0 | 0 | 0 | 0 | 0 | 0 | 0 | 0 | 87.5153 | 120.5779 | 195.3506 | 403.4438 | 0 | 0 | 0 | 0 | 0 | 0 | 0 | 0 | 0 | 0 | 0 | 0 | 0 | 0 | 0 | 0 | 0 | 0 | 0 | 0 | 1.9001 | 0.12165 | 0.1676 | 0.27154 | 0.56079 | 0 | 0 | 0 | 0 | 0 | 120.2
811_G_4 | WECC_Idaho | Idaho | 16 | Washington | 87 | 811 | 4 | Brownlee | 0 | 1958 | 9999 | Hydro | [5 empty] | Non-Fossil | G | 2030 | Hydro |  | 0 | 0 | 0 | 0 | 0 | 0 | 0 | 0 | 0 | 0 | 0 | 0 | 0 | 0 | 0 | 0 | 89.6268 | 123.487 | 200.0637 | 413.1775 | 0 | 0 | 0 | 0 | 0 | 0 | 0 | 0 | 0 | 0 | 0 | 0 | 0 | 0 | 0 | 0 | 0 | 0 | 0 | 0 | 1.946 | 0.12458 | 0.17165 | 0.27809 | 0.57432 | 0 | 0 | 0 | 0 | 0 | 123.1
811_G_5 | WECC_Idaho | Idaho | 16 | Washington | 87 | 811 | 5 | Brownlee | 0 | 1980 | 9999 | Hydro | [5 empty] | Non-Fossil | G | 2030 | Hydro |  | 0 | 0 | 0 | 0 | 0 | 0 | 0 | 0 | 0 | 0 | 0 | 0 | 0 | 0 | 0 | 0 | 179.2535 | 246.9741 | 400.1273 | 826.3549 | 0 | 0 | 0 | 0 | 0 | 0 | 0 | 0 | 0 | 0 | 0 | 0 | 0 | 0 | 0 | 0 | 0 | 0 | 0 | 0 | 3.892 | 0.24916 | 0.34329 | 0.55618 | 1.1486 | 0 | 0 | 0 | 0 | 0 | 246.2
8110_G_1 | SERC_Delta_AECI | Missouri | 29 | Gentry | 75 | 8110 | 1 | Stanberry | 12283 | 1963 | 9999 | Combustion Turbine | [5 empty] | Fossil | G | 2030 | NaturalGas |  | 0.00031671 | 0 | 0.00022491 | 0.00054163 | 0 | 0 | 0 | 0 | 0 | 0 | 0 | 0 | 0 | 0 | 0 | 0 | 0.025785 | 0 | 0.018311 | 0.044096 | 0.01854 | 0 | 0.013166 | 0.031707 | 2.217e-11 | 0 | 1.5744e-11 | 3.7914e-11 | 0.00016801 | 0 | 0.00011931 | 0.00028732 | 0 | 0 | 0 | 0 | 0 | 0 | 0 | 0 | 0.047352 | 0.0001217 | 0 | 8.6428e-05 | 0.00020813 | 0.00091599 | 0 | 0.00050582 | 0.0014218 | 0 | 1.1
8110_G_2 | SERC_Delta_AECI | Missouri | 29 | Gentry | 75 | 8110 | 2 | Stanberry | 12283 | 1967 | 9999 | Combustion Turbine | [5 empty] | Fossil | G | 2030 | NaturalGas |  | 0.00031671 | 0 | 0.00022491 | 0.00054163 | 0 | 0 | 0 | 0 | 0 | 0 | 0 | 0 | 0 | 0 | 0 | 0 | 0.025785 | 0 | 0.018311 | 0.044096 | 0.01854 | 0 | 0.013166 | 0.031707 | 2.217e-11 | 0 | 1.5744e-11 | 3.7914e-11 | 0.00016801 | 0 | 0.00011931 | 0.00028732 | 0 | 0 | 0 | 0 | 0 | 0 | 0 | 0 | 0.047352 | 0.0001217 | 0 | 8.6428e-05 | 0.00020813 | 0.00091599 | 0 | 0.00050582 | 0.0014218 | 0 | 1.1
8110_G_IC5 | SERC_Delta_AECI | Missouri | 29 | Gentry | 75 | 8110 | IC5 | Stanberry | 12283 | 1958 | 9999 | Combustion Turbine | [5 empty] | Fossil | G | 2030 | Oil |  | 0 | 0 | 0 | 0 | 0 | 0 | 0 | 0 | 0 | 0 | 0 | 0 | 0 | 0 | 0 | 0 | 0 | 0 | 0 | 0 | 0 | 0 | 0 | 0 | 0 | 0 | 0 | 0 | 0 | 0 | 0 | 0 | 0 | 0 | 0 | 0 | 0 | 0 | 0 | 0 | 0.012914 | 0 | 0 | 0 | 0 | 0 | 0 | 0 | 0 | 0 | 0.3
8110_G_IC6 | SERC_Delta_AECI | Missouri | 29 | Gentry | 75 | 8110 | IC6 | Stanberry | 12283 | 1979 | 9999 | Combustion Turbine | [5 empty] | Fossil | G | 2030 | NaturalGas |  | 0.00051826 | 0 | 0.00036804 | 0.0008863 | 0 | 0 | 0 | 0 | 0 | 0 | 0 | 0 | 0 | 0 | 0 | 0 | 0.042193 | 0 | 0.029963 | 0.072156 | 0.030339 | 0 | 0.021545 | 0.051884 | 3.6278e-11 | 0 | 2.5763e-11 | 6.2041e-11 | 0.00027492 | 0 | 0.00019524 | 0.00047016 | 0 | 0 | 0 | 0 | 0 | 0 | 0 | 0 | 0.077484 | 0.00019915 | 0 | 0.00014143 | 0.00034058 | 0.0014989 | 0 | 0.0008277 | 0.0023266 | 0 | 1.8
812_G_1 | WECC_Idaho | Idaho | 16 | Owyhee | 73 | 812 | 1 | C J Strike | 0 | 1952 | 9999 | Hydro | [5 empty] | Non-Fossil | G | 2030 | Hydro |  | 0 | 0 | 0 | 0 | 0 | 0 | 0 | 0 | 0 | 0 | 0 | 0 | 0 | 0 | 0 | 0 | 23.517 | 32.4016 | 52.4944 | 108.4129 | 0 | 0 | 0 | 0 | 0 | 0 | 0 | 0 | 0 | 0 | 0 | 0 | 0 | 0 | 0 | 0 | 0 | 0 | 0 | 0 | 0.51061 | 0.032689 | 0.045038 | 0.072967 | 0.15069 | 0 | 0 | 0 | 0 | 0 | 32.3
812_G_2 | WECC_Idaho | Idaho | 16 | Owyhee | 73 | 812 | 2 | C J Strike | 0 | 1952 | 9999 | Hydro | [5 empty] | Non-Fossil | G | 2030 | Hydro |  | 0 | 0 | 0 | 0 | 0 | 0 | 0 | 0 | 0 | 0 | 0 | 0 | 0 | 0 | 0 | 0 | 22.7161 | 31.2981 | 50.7066 | 104.7209 | 0 | 0 | 0 | 0 | 0 | 0 | 0 | 0 | 0 | 0 | 0 | 0 | 0 | 0 | 0 | 0 | 0 | 0 | 0 | 0 | 0.49322 | 0.031575 | 0.043504 | 0.070482 | 0.14556 | 0 | 0 | 0 | 0 | 0 | 31.2
812_G_3 | WECC_Idaho | Idaho | 16 | Owyhee | 73 | 812 | 3 | C J Strike | 0 | 1952 | 9999 | Hydro | [5 empty] | Non-Fossil | G | 2030 | Hydro |  | 0 | 0 | 0 | 0 | 0 | 0 | 0 | 0 | 0 | 0 | 0 | 0 | 0 | 0 | 0 | 0 | 22.3521 | 30.7965 | 49.894 | 103.0426 | 0 | 0 | 0 | 0 | 0 | 0 | 0 | 0 | 0 | 0 | 0 | 0 | 0 | 0 | 0 | 0 | 0 | 0 | 0 | 0 | 0.48531 | 0.031069 | 0.042807 | 0.069353 | 0.14323 | 0 | 0 | 0 | 0 | 0 | 30.7
813_G_1 | WECC_Idaho | Idaho | 16 | Valley | 85 | 813 | 1 | Cascade Dam | 0 | 1984 | 9999 | Hydro | [5 empty] | Non-Fossil | G | 2030 | Hydro |  | 0 | 0 | 0 | 0 | 0 | 0 | 0 | 0 | 0 | 0 | 0 | 0 | 0 | 0 | 0 | 0 | 5.7556 | 8.4681 | 14.468 | 28.6918 | 0 | 0 | 0 | 0 | 0 | 0 | 0 | 0 | 0 | 0 | 0 | 0 | 0 | 0 | 0 | 0 | 0 | 0 | 0 | 0 | 0.11382 | 0.0080003 | 0.011771 | 0.020111 | 0.039882 | 0 | 0 | 0 | 0 | 0 | 7.2
813_G_2 | WECC_Idaho | Idaho | 16 | Valley | 85 | 813 | 2 | Cascade Dam | 0 | 1983 | 9999 | Hydro | [5 empty] | Non-Fossil | G | 2030 | Hydro |  | 0 | 0 | 0 | 0 | 0 | 0 | 0 | 0 | 0 | 0 | 0 | 0 | 0 | 0 | 0 | 0 | 5.7556 | 8.4681 | 14.468 | 28.6918 | 0 | 0 | 0 | 0 | 0 | 0 | 0 | 0 | 0 | 0 | 0 | 0 | 0 | 0 | 0 | 0 | 0 | 0 | 0 | 0 | 0.11382 | 0.0080003 | 0.011771 | 0.020111 | 0.039882 | 0 | 0 | 0 | 0 | 0 | 7.2
814_G_1 | WECC_Idaho | Idaho | 16 | Gooding | 47 | 814 | 1 | Clear Lake | 0 | 1937 | 9999 | Hydro | [5 empty] | Non-Fossil | G | 2030 | Hydro |  | 0 | 0 | 0 | 0 | 0 | 0 | 0 | 0 | 0 | 0 | 0 | 0 | 0 | 0 | 0 | 0 | 1.529 | 2.1066 | 3.4129 | 7.0485 | 0 | 0 | 0 | 0 | 0 | 0 | 0 | 0 | 0 | 0 | 0 | 0 | 0 | 0 | 0 | 0 | 0 | 0 | 0 | 0 | 0.033197 | 0.0021253 | 0.0029282 | 0.004744 | 0.0097974 | 0 | 0 | 0 | 0 | 0 | 2.1
815_G_1 | WECC_Idaho | Idaho | 16 | Gooding | 47 | 815 | 1 | Lower Malad | 0 | 1948 | 9999 | Hydro | [5 empty] | Non-Fossil | G | 2030 | Hydro |  | 0 | 0 | 0 | 0 | 0 | 0 | 0 | 0 | 0 | 0 | 0 | 0 | 0 | 0 | 0 | 0 | 12.2307 | 17.9948 | 30.7446 | 60.9701 | 0 | 0 | 0 | 0 | 0 | 0 | 0 | 0 | 0 | 0 | 0 | 0 | 0 | 0 | 0 | 0 | 0 | 0 | 0 | 0 | 0.24187 | 0.017001 | 0.025013 | 0.042735 | 0.084748 | 0 | 0 | 0 | 0 | 0 | 15.3
816_G_1 | WECC_Idaho | Idaho | 16 | Gooding | 47 | 816 | 1 | Lower Salmon | 0 | 1949 | 9999 | Hydro | [5 empty] | Non-Fossil | G | 2030 | Hydro |  | 0 | 0 | 0 | 0 | 0 | 0 | 0 | 0 | 0 | 0 | 0 | 0 | 0 | 0 | 0 | 0 | 14.469 | 21.288 | 36.371 | 72.128 | 0 | 0 | 0 | 0 | 0 | 0 | 0 | 0 | 0 | 0 | 0 | 0 | 0 | 0 | 0 | 0 | 0 | 0 | 0 | 0 | 0.28613 | 0.020112 | 0.02959 | 0.050556 | 0.10026 | 0 | 0 | 0 | 0 | 0 | 18.1
816_G_2 | WECC_Idaho | Idaho | 16 | Gooding | 47 | 816 | 2 | Lower Salmon | 0 | 1949 | 9999 | Hydro | [5 empty] | Non-Fossil | G | 2030 | Hydro |  | 0 | 0 | 0 | 0 | 0 | 0 | 0 | 0 | 0 | 0 | 0 | 0 | 0 | 0 | 0 | 0 | 14.3891 | 21.1703 | 36.1701 | 71.7295 | 0 | 0 | 0 | 0 | 0 | 0 | 0 | 0 | 0 | 0 | 0 | 0 | 0 | 0 | 0 | 0 | 0 | 0 | 0 | 0 | 0.28455 | 0.020001 | 0.029427 | 0.050276 | 0.099704 | 0 | 0 | 0 | 0 | 0 | 18
816_G_3 | WECC_Idaho | Idaho | 16 | Gooding | 47 | 816 | 3 | Lower Salmon | 0 | 1949 | 9999 | Hydro | [5 empty] | Non-Fossil | G | 2030 | Hydro |  | 0 | 0 | 0 | 0 | 0 | 0 | 0 | 0 | 0 | 0 | 0 | 0 | 0 | 0 | 0 | 0 | 14.1493 | 20.8175 | 35.5673 | 70.534 | 0 | 0 | 0 | 0 | 0 | 0 | 0 | 0 | 0 | 0 | 0 | 0 | 0 | 0 | 0 | 0 | 0 | 0 | 0 | 0 | 0.27981 | 0.019667 | 0.028936 | 0.049438 | 0.098042 | 0 | 0 | 0 | 0 | 0 | 17.7
816_G_4 | WECC_Idaho | Idaho | 16 | Gooding | 47 | 816 | 4 | Lower Salmon | 0 | 1949 | 9999 | Hydro | [5 empty] | Non-Fossil | G | 2030 | Hydro |  | 0 | 0 | 0 | 0 | 0 | 0 | 0 | 0 | 0 | 0 | 0 | 0 | 0 | 0 | 0 | 0 | 14.469 | 21.288 | 36.371 | 72.128 | 0 | 0 | 0 | 0 | 0 | 0 | 0 | 0 | 0 | 0 | 0 | 0 | 0 | 0 | 0 | 0 | 0 | 0 | 0 | 0 | 0.28613 | 0.020112 | 0.02959 | 0.050556 | 0.10026 | 0 | 0 | 0 | 0 | 0 | 18.1
817_G_1 | WECC_Idaho | Idaho | 16 | Lemhi | 59 | 817 | 1 | Salmon Diesel | 12619 | 1967 | 9999 | Combustion Turbine | [5 empty] | Fossil | G | 2030 | Oil |  | 0 | 0 | 0 | 0 | 0 | 0 | 0 | 0 | 0 | 0 | 0 | 0 | 0 | 0 | 0 | 0 | 0 | 0 | 0 | 0 | 0 | 0 | 0 | 0 | 0 | 0 | 0 | 0 | 0 | 0 | 0 | 0 | 0 | 0 | 0 | 0 | 0 | 0 | 0 | 0 | 0.11973 | 0 | 0 | 0 | 0 | 0 | 0 | 0 | 0 | 0 | 2.7
817_G_2 | WECC_Idaho | Idaho | 16 | Lemhi | 59 | 817 | 2 | Salmon Diesel | 12910 | 1967 | 9999 | Combustion Turbine | [5 empty] | Fossil | G | 2030 | Oil |  | 0 | 0 | 0 | 0 | 0 | 0 | 0 | 0 | 0 | 0 | 0 | 0 | 0 | 0 | 0 | 0 | 0 | 0 | 0 | 0 | 0 | 0 | 0 | 0 | 0 | 0 | 0 | 0 | 0 | 0 | 0 | 0 | 0 | 0 | 0 | 0 | 0 | 0 | 0 | 0 | 0.11973 | 0 | 0 | 0 | 0 | 0 | 0 | 0 | 0 | 0 | 2.7
818_G_3 | WECC_Idaho | Idaho | 16 | Jerome | 53 | 818 | 3 | Shoshone Falls | 0 | 1921 | 9999 | Hydro | [5 empty] | Non-Fossil | G | 2030 | Hydro |  | 0 | 0 | 0 | 0 | 0 | 0 | 0 | 0 | 0 | 0 | 0 | 0 | 0 | 0 | 0 | 0 | 10.2322 | 15.0545 | 25.7209 | 51.0077 | 0 | 0 | 0 | 0 | 0 | 0 | 0 | 0 | 0 | 0 | 0 | 0 | 0 | 0 | 0 | 0 | 0 | 0 | 0 | 0 | 0.20235 | 0.014223 | 0.020926 | 0.035752 | 0.070901 | 0 | 0 | 0 | 0 | 0 | 12.8
818_G_4 | WECC_Idaho | Idaho | 16 | Jerome | 53 | 818 | 4 | Shoshone Falls | 0 | 2020 | 9999 | Hydro | [5 empty] | Non-Fossil | G | 2030 | Hydro |  | 0 | 0 | 0 | 0 | 0 | 0 | 0 | 0 | 0 | 0 | 0 | 0 | 0 | 0 | 0 | 0 | 2.5581 | 3.7636 | 6.4302 | 12.7519 | 0 | 0 | 0 | 0 | 0 | 0 | 0 | 0 | 0 | 0 | 0 | 0 | 0 | 0 | 0 | 0 | 0 | 0 | 0 | 0 | 0.050586 | 0.0035557 | 0.0052314 | 0.008938 | 0.017725 | 0 | 0 | 0 | 0 | 0 | 3.2
819_G_1 | WECC_Idaho | Idaho | 16 | Ada | 1 | 819 | 1 | Swan Falls | 0 | 1994 | 9999 | Hydro | [5 empty] | Non-Fossil | G | 2030 | Hydro |  | 0 | 0 | 0 | 0 | 0 | 0 | 0 | 0 | 0 | 0 | 0 | 0 | 0 | 0 | 0 | 0 | 11.911 | 17.5243 | 29.9408 | 59.3761 | 0 | 0 | 0 | 0 | 0 | 0 | 0 | 0 | 0 | 0 | 0 | 0 | 0 | 0 | 0 | 0 | 0 | 0 | 0 | 0 | 0.23554 | 0.016556 | 0.024359 | 0.041618 | 0.082533 | 0 | 0 | 0 | 0 | 0 | 14.9
819_G_2 | WECC_Idaho | Idaho | 16 | Ada | 1 | 819 | 2 | Swan Falls | 0 | 1994 | 9999 | Hydro | [5 empty] | Non-Fossil | G | 2030 | Hydro |  | 0 | 0 | 0 | 0 | 0 | 0 | 0 | 0 | 0 | 0 | 0 | 0 | 0 | 0 | 0 | 0 | 11.5912 | 17.0539 | 29.137 | 57.7821 | 0 | 0 | 0 | 0 | 0 | 0 | 0 | 0 | 0 | 0 | 0 | 0 | 0 | 0 | 0 | 0 | 0 | 0 | 0 | 0 | 0.22922 | 0.016112 | 0.023705 | 0.0405 | 0.080317 | 0 | 0 | 0 | 0 | 0 | 14.5
820_G_3 | WECC_Idaho | Idaho | 16 | Gooding | 47 | 820 | 3 | Thousand Springs | 0 | 1920 | 9999 | Hydro | [5 empty] | Non-Fossil | G | 2030 | Hydro |  | 0 | 0 | 0 | 0 | 0 | 0 | 0 | 0 | 0 | 0 | 0 | 0 | 0 | 0 | 0 | 0 | 4.6597 | 6.4201 | 10.4014 | 21.4812 | 0 | 0 | 0 | 0 | 0 | 0 | 0 | 0 | 0 | 0 | 0 | 0 | 0 | 0 | 0 | 0 | 0 | 0 | 0 | 0 | 0.10117 | 0.006477 | 0.008924 | 0.014458 | 0.029859 | 0 | 0 | 0 | 0 | 0 | 6.4
821_G_1 | WECC_Idaho | Idaho | 16 | Twin Falls | 83 | 821 | 1 | Twin Falls (ID) | 0 | 1935 | 9999 | Hydro | [5 empty] | Non-Fossil | G | 2030 | Hydro |  | 0 | 0 | 0 | 0 | 0 | 0 | 0 | 0 | 0 | 0 | 0 | 0 | 0 | 0 | 0 | 0 | 8.0739 | 11.8789 | 20.2954 | 40.2482 | 0 | 0 | 0 | 0 | 0 | 0 | 0 | 0 | 0 | 0 | 0 | 0 | 0 | 0 | 0 | 0 | 0 | 0 | 0 | 0 | 0.15966 | 0.011223 | 0.016512 | 0.028211 | 0.055945 | 0 | 0 | 0 | 0 | 0 | 10.1
821_G_2 | WECC_Idaho | Idaho | 16 | Twin Falls | 83 | 821 | 2 | Twin Falls (ID) | 0 | 1995 | 9999 | Hydro | [5 empty] | Non-Fossil | G | 2030 | Hydro |  | 0 | 0 | 0 | 0 | 0 | 0 | 0 | 0 | 0 | 0 | 0 | 0 | 0 | 0 | 0 | 0 | 34.4539 | 50.6912 | 86.6073 | 171.7523 | 0 | 0 | 0 | 0 | 0 | 0 | 0 | 0 | 0 | 0 | 0 | 0 | 0 | 0 | 0 | 0 | 0 | 0 | 0 | 0 | 0.68133 | 0.047891 | 0.070461 | 0.12038 | 0.23874 | 0 | 0 | 0 | 0 | 0 | 43.1
8219_B_1 | WECC_Colorado | Colorado | 8 | El Paso | 41 | 8219 | 1 | Ray D Nixon | 10457 | 1980 | 9999 | Coal Steam | wall | dry | Baghouse + Dry Scrubber + Mercury Control | LNB + OFA | Dry Scrubber | Fossil | B | 2030 |  | Coal Retirement | 0 | 0 | 0 | 0 | 0 | 0 | 0 | 0 | 0 | 0 | 0 | 0 | 0 | 0 | 0 | 0 | 0 | 0 | 0 | 0 | 0 | 0 | 0 | 0 | 0 | 0 | 0 | 0 | 0 | 0 | 0 | 0 | 0 | 0 | 0 | 0 | 0 | 0 | 0 | 0 | 0 | 0 | 0 | 0 | 0 | 0 | 0 | 0 | 0 | 0 | 208 | Scrubber / Mercury Control | Dry Scrubber
8219_G_GT1 | WECC_Colorado | Colorado | 8 | El Paso | 41 | 8219 | GT1 | Ray D Nixon | 14912 | 1999 | 9999 | Combustion Turbine |  |  |  | DLNB |  | Fossil | G | 2030 | NaturalGas |  | 0 | 0 | 0 | 0 | 0 | 0 | 0 | 0 | 0 | 0 | 0 | 0 | 0 | 0 | 0 | 0 | 0 | 0 | 0 | 0 | 0 | 0 | 0 | 0 | 0 | 0 | 0 | 0 | 0 | 0 | 0 | 0 | 0 | 0 | 0 | 0 | 0 | 0 | 0 | 0 | 0.59176 | 0 | 0 | 0 | 0 | 0 | 0 | 0 | 0 | 0 | 30
8219_G_GT2 | WECC_Colorado | Colorado | 8 | El Paso | 41 | 8219 | GT2 | Ray D Nixon | 14921 | 1999 | 9999 | Combustion Turbine |  |  |  | DLNB |  | Fossil | G | 2030 | NaturalGas |  | 0 | 0 | 0 | 0 | 0 | 0 | 0 | 0 | 0 | 0 | 0 | 0 | 0 | 0 | 0 | 0 | 0 | 0 | 0 | 0 | 0 | 0 | 0 | 0 | 0 | 0 | 0 | 0 | 0 | 0 | 0 | 0 | 0 | 0 | 0 | 0 | 0 | 0 | 0 | 0 | 0.59176 | 0 | 0 | 0 | 0 | 0 | 0 | 0 | 0 | 0 | 30
822_G_1 | WECC_Idaho | Idaho | 16 | Twin Falls | 83 | 822 | 1 | Upper Salmon A | 0 | 1937 | 9999 | Hydro | [5 empty] | Non-Fossil | G | 2030 | Hydro |  | 0 | 0 | 0 | 0 | 0 | 0 | 0 | 0 | 0 | 0 | 0 | 0 | 0 | 0 | 0 | 0 | 7.5942 | 11.1732 | 19.0898 | 37.8572 | 0 | 0 | 0 | 0 | 0 | 0 | 0 | 0 | 0 | 0 | 0 | 0 | 0 | 0 | 0 | 0 | 0 | 0 | 0 | 0 | 0.15018 | 0.010556 | 0.015531 | 0.026535 | 0.052622 | 0 | 0 | 0 | 0 | 0 | 9.5
822_G_2 | WECC_Idaho | Idaho | 16 | Twin Falls | 83 | 822 | 2 | Upper Salmon A | 0 | 1937 | 9999 | Hydro | [5 empty] | Non-Fossil | G | 2030 | Hydro |  | 0 | 0 | 0 | 0 | 0 | 0 | 0 | 0 | 0 | 0 | 0 | 0 | 0 | 0 | 0 | 0 | 6.9547 | 10.2323 | 17.4822 | 34.6693 | 0 | 0 | 0 | 0 | 0 | 0 | 0 | 0 | 0 | 0 | 0 | 0 | 0 | 0 | 0 | 0 | 0 | 0 | 0 | 0 | 0.13753 | 0.0096671 | 0.014223 | 0.0243 | 0.04819 | 0 | 0 | 0 | 0 | 0 | 8.7
8222_B_B1 | MISO_MT, SD, ND | North Dakota | 38 | Mercer | 57 | 8222 | B1 | Coyote | 11481 | 1981 | 9999 | Coal Steam | cyclone | wet | Baghouse + Dry Scrubber + Mercury Control | OFA | Dry Scrubber | Fossil | B | 2030 | Coal |  | 1.2309 | 0 | 0 | 1.2309 | 0 | 0 | 0 | 0 | 0 | 0 | 0 | 0 | 1.2309 | 0 | 0 | 1.2309 | 107.2133 | 0 | 0 | 107.2133 | 132.9081 | 0 | 0 | 132.9081 | 0.00048057 | 0 | 0 | 0.00048057 | 0.28377 | 0 | 0 | 0.28377 | 0.43954 | 0 | 0 | 0.43954 | 0.00061546 | 0 | 0 | 0.00061546 | 4.4925 | 0.54769 | 0 | 0 | 0.54769 | 2.0583 | 0 | 0 | 2.0583 | 0 | 429 | Scrubber / Mercury Control | Dry Scrubber
8223_B_1 | WECC_Arizona | Arizona | 4 | Apache | 1 | 8223 | 1 | Springerville | 10417 | 1985 | 9999 | Coal Steam | tangential | dry | Baghouse + Dry Scrubber + Mercury Control | LNC3 | Dry Scrubber | Fossil | B | 2030 | Coal | Coal Retirement | 0.050949 | 0.069064 | 0.095764 | 0.21578 | 0 | 0 | 0 | 0 | 0.050949 | 0.069064 | 0.095764 | 0.21578 | 0 | 0 | 0 | 0 | 3.275 | 4.4394 | 6.1557 | 13.87 | 0.54591 | 0.74002 | 1.0261 | 2.312 | 1.4294e-05 | 1.9377e-05 | 2.6868e-05 | 6.0539e-05 | 0.0037422 | 0.0050727 | 0.0070339 | 0.015849 | 0.0020379 | 0.0027625 | 0.0038306 | 0.0086311 | 2.5474e-05 | 3.4532e-05 | 4.7882e-05 | 0.00010789 | 0.25364 | 0.035037 | 0.047494 | 0.065856 | 0.14839 | 0.11521 | 0.15618 | 0.21656 | 0.48796 | 0.5001 | 386.0088 | Scrubber / Mercury Control | Dry Scrubber
8223_B_2 | WECC_Arizona | Arizona | 4 | Apache | 1 | 8223 | 2 | Springerville | 10293 | 1990 | 9999 | Coal Steam | tangential | dry | Baghouse + Dry Scrubber + Mercury Control | LNC3 | Dry Scrubber | Fossil | B | 2030 | Coal |  | 3.6608 | 0 | 0 | 3.6608 | 0 | 0 | 0 | 0 | 3.6608 | 0 | 0 | 3.6608 | 0 | 0 | 0 | 0 | 355.656 | 0 | 0 | 355.656 | 382.9162 | 0 | 0 | 382.9162 | 0.0015825 | 0 | 0 | 0.0015825 | 0.26888 | 0 | 0 | 0.26888 | 0.38274 | 0 | 0 | 0.38274 | 0.0018304 | 0 | 0 | 0.0018304 | 21.5753 | 1.8164 | 0 | 0 | 1.8164 | 7.7591 | 0 | 0 | 7.7591 | 0 | 406 | Scrubber / Mercury Control | Dry Scrubber
8223_B_3 | WECC_Arizona | Arizona | 4 | Apache | 1 | 8223 | 3 | Springerville | 10191 | 2006 | 9999 | Coal Steam | wall | dry | Baghouse + Dry Scrubber + SCR + Mercury Control | AA + LNB | Dry Scrubber | Fossil | B | 2030 | Coal | Carbon Capture and Sequestration | 6.9619 | 9.4373 | 13.0585 | 29.4577 | 0 | 0 | 0 | 0 | 6.9619 | 9.4373 | 13.0585 | 29.4577 | 0 | 0 | 0 | 0 | 461.5258 | 625.6238 | 865.6812 | 1952.8307 | 72.822 | 101.1207 | 139.5623 | 313.5049 | 0.0030095 | 0.0026478 | 0.0038775 | 0.0095347 | 0.29365 | 0.39807 | 0.55081 | 1.2425 | 1.0124 | 0.37709 | 0.67041 | 2.0599 | 0.003481 | 0.0047187 | 0.0065292 | 0.014729 | 26.5406 | 5.2741 | 7.1493 | 9.8925 | 22.3159 | 14.756 | 21.3414 | 29.3304 | 65.4279 | 68.2357 | 281.7211 | Scrubber / SCR / Mercury Control / Carbon Capture and Sequestration | Dry Scrubber
8223_B_4 | WECC_Arizona | Arizona | 4 | Apache | 1 | 8223 | 4 | Springerville | 10260 | 2009 | 9999 | Coal Steam | wall | dry | Baghouse + Dry Scrubber + SCR + Mercury Control | AA + LNB | Dry Scrubber | Fossil | B | 2030 | Coal | Carbon Capture and Sequestration | 6.9755 | 9.4556 | 13.0838 | 29.5149 | 0 | 0 | 0 | 0 | 6.9755 | 9.4556 | 13.0838 | 29.5149 | 0 | 0 | 0 | 0 | 459.3122 | 622.6232 | 861.5292 | 1943.4646 | 72.9634 | 101.3171 | 139.8333 | 314.1138 | 0.0030153 | 0.0026529 | 0.003885 | 0.0095533 | 0.23835 | 0.3231 | 0.44707 | 1.0085 | 1.0144 | 0.37782 | 0.67171 | 2.0639 | 0.0034877 | 0.0047278 | 0.0065419 | 0.014757 | 26.4133 | 5.2488 | 7.115 | 9.8451 | 22.2088 | 14.7846 | 21.3829 | 29.3874 | 65.5549 | 67.9084 | 280.3699 | Scrubber / SCR / Mercury Control / Carbon Capture and Sequestration | Dry Scrubber
8223_G_SGSS | WECC_Arizona | Arizona | 4 | Apache | 1 | 8223 | SGSS | Springerville | 0 | 2001 | 9999 | Solar PV | [5 empty] | Non-Fossil | G | 2030 | Solar |  | 0 | 0 | 0 | 0 | 0 | 0 | 0 | 0 | 0 | 0 | 0 | 0 | 0 | 0 | 0 | 0 | 1.6011 | 3.0119 | 4.5619 | 9.1749 | 0 | 0 | 0 | 0 | 0 | 0 | 0 | 0 | 0 | 0 | 0 | 0 | 0 | 0 | 0 | 0 | 0 | 0 | 0 | 0 | 0.17486 | 0 | 0 | 0 | 0 | 0 | 0 | 0 | 0 | 0 | 3.7
8223_G_SGSS1 | WECC_Arizona | Arizona | 4 | Apache | 1 | 8223 | SGSS1 | Springerville | 0 | 2010 | 9999 | Solar PV | [5 empty] | Non-Fossil | G | 2030 | Solar |  | 0 | 0 | 0 | 0 | 0 | 0 | 0 | 0 | 0 | 0 | 0 | 0 | 0 | 0 | 0 | 0 | 0.6058 | 1.1397 | 1.7261 | 3.4716 | 0 | 0 | 0 | 0 | 0 | 0 | 0 | 0 | 0 | 0 | 0 | 0 | 0 | 0 | 0 | 0 | 0 | 0 | 0 | 0 | 0.066164 | 0 | 0 | 0 | 0 | 0 | 0 | 0 | 0 | 0 | 1.4
8223_G_WMS | WECC_Arizona | Arizona | 4 | Apache | 1 | 8223 | WMS | Springerville | 0 | 2014 | 9999 | Solar PV | [5 empty] | Non-Fossil | G | 2030 | Solar |  | 0 | 0 | 0 | 0 | 0 | 0 | 0 | 0 | 0 | 0 | 0 | 0 | 0 | 0 | 0 | 0 | 3.5916 | 6.7565 | 10.2335 | 20.5816 | 0 | 0 | 0 | 0 | 0 | 0 | 0 | 0 | 0 | 0 | 0 | 0 | 0 | 0 | 0 | 0 | 0 | 0 | 0 | 0 | 0.39226 | 0 | 0 | 0 | 0 | 0 | 0 | 0 | 0 | 0 | 8.3
8225_G_1 | PJM_PENELEC | Pennsylvania | 42 | Warren | 123 | 8225 | 1 | Seneca Generation LLC | 0 | 1970 | 9999 | Pumped Storage | [5 empty] | Non-Fossil | G | 2030 | Pumps |  | 0 | 0 | 0 | 0 | 0 | 0 | 0 | 0 | 0 | 0 | 0 | 0 | 0 | 0 | 0 | 0 | 28.1266 | 43.2009 | 60.9254 | 132.2529 | 0 | 0 | 0 | 0 | 0 | 0 | 0 | 0 | 0 | 0 | 0 | 0 | 0 | 0 | 0 | 0 | 0 | 0 | 0 | 0 | 4.3336 | 0.00042744 | 0.00065652 | 0.00092588 | 0.0020098 | 0 | 0 | 0 | 0 | 0 | 237
8225_G_2 | PJM_PENELEC | Pennsylvania | 42 | Warren | 123 | 8225 | 2 | Seneca Generation LLC | 0 | 1970 | 9999 | Pumped Storage | [5 empty] | Non-Fossil | G | 2030 | Pumps |  | 0 | 0 | 0 | 0 | 0 | 0 | 0 | 0 | 0 | 0 | 0 | 0 | 0 | 0 | 0 | 0 | 29.076 | 44.6592 | 62.9819 | 136.7171 | 0 | 0 | 0 | 0 | 0 | 0 | 0 | 0 | 0 | 0 | 0 | 0 | 0 | 0 | 0 | 0 | 0 | 0 | 0 | 0 | 4.4799 | 0.00044186 | 0.00067868 | 0.00095713 | 0.0020777 | 0 | 0 | 0 | 0 | 0 | 245
8225_G_3 | PJM_PENELEC | Pennsylvania | 42 | Warren | 123 | 8225 | 3 | Seneca Generation LLC | 0 | 1970 | 9999 | Pumped Storage | [5 empty] | Non-Fossil | G | 2030 | Pumps |  | 0 | 0 | 0 | 0 | 0 | 0 | 0 | 0 | 0 | 0 | 0 | 0 | 0 | 0 | 0 | 0 | 3.679 | 5.6508 | 7.9691 | 17.2989 | 0 | 0 | 0 | 0 | 0 | 0 | 0 | 0 | 0 | 0 | 0 | 0 | 0 | 0 | 0 | 0 | 0 | 0 | 0 | 0 | 0.56684 | 5.5909e-05 | 8.5874e-05 | 0.00012111 | 0.00026289 | 0 | 0 | 0 | 0 | 0 | 31
823_G_1 | WECC_Idaho | Idaho | 16 | Gooding | 47 | 823 | 1 | Upper Malad | 0 | 1948 | 9999 | Hydro | [5 empty] | Non-Fossil | G | 2030 | Hydro |  | 0 | 0 | 0 | 0 | 0 | 0 | 0 | 0 | 0 | 0 | 0 | 0 | 0 | 0 | 0 | 0 | 6.4751 | 9.5267 | 16.2765 | 32.2783 | 0 | 0 | 0 | 0 | 0 | 0 | 0 | 0 | 0 | 0 | 0 | 0 | 0 | 0 | 0 | 0 | 0 | 0 | 0 | 0 | 0.12805 | 0.0090004 | 0.013242 | 0.022624 | 0.044867 | 0 | 0 | 0 | 0 | 0 | 8.1
825_G_1 | WECC_Idaho | Idaho | 16 | Fremont | 43 | 825 | 1 | Ashton | 0 | 1917 | 9999 | Hydro | [5 empty] | Non-Fossil | G | 2030 | Hydro |  | 0 | 0 | 0 | 0 | 0 | 0 | 0 | 0 | 0 | 0 | 0 | 0 | 0 | 0 | 0 | 0 | 1.9658 | 2.7085 | 4.3881 | 9.0624 | 0 | 0 | 0 | 0 | 0 | 0 | 0 | 0 | 0 | 0 | 0 | 0 | 0 | 0 | 0 | 0 | 0 | 0 | 0 | 0 | 0.042682 | 0.0027325 | 0.0037648 | 0.0060994 | 0.012597 | 0 | 0 | 0 | 0 | 0 | 2.7
825_G_2 | WECC_Idaho | Idaho | 16 | Fremont | 43 | 825 | 2 | Ashton | 0 | 1925 | 9999 | Hydro | [5 empty] | Non-Fossil | G | 2030 | Hydro |  | 0 | 0 | 0 | 0 | 0 | 0 | 0 | 0 | 0 | 0 | 0 | 0 | 0 | 0 | 0 | 0 | 1.6018 | 2.2069 | 3.5755 | 7.3842 | 0 | 0 | 0 | 0 | 0 | 0 | 0 | 0 | 0 | 0 | 0 | 0 | 0 | 0 | 0 | 0 | 0 | 0 | 0 | 0 | 0.034778 | 0.0022265 | 0.0030676 | 0.0049699 | 0.010264 | 0 | 0 | 0 | 0 | 0 | 2.2
825_G_3 | WECC_Idaho | Idaho | 16 | Fremont | 43 | 825 | 3 | Ashton | 0 | 1925 | 9999 | Hydro | [5 empty] | Non-Fossil | G | 2030 | Hydro |  | 0 | 0 | 0 | 0 | 0 | 0 | 0 | 0 | 0 | 0 | 0 | 0 | 0 | 0 | 0 | 0 | 1.6018 | 2.2069 | 3.5755 | 7.3842 | 0 | 0 | 0 | 0 | 0 | 0 | 0 | 0 | 0 | 0 | 0 | 0 | 0 | 0 | 0 | 0 | 0 | 0 | 0 | 0 | 0.034778 | 0.0022265 | 0.0030676 | 0.0049699 | 0.010264 | 0 | 0 | 0 | 0 | 0 | 2.2
827_G_3 | WECC_Idaho | Idaho | 16 | Caribou | 29 | 827 | 3 | Grace | 0 | 1923 | 9999 | Hydro | [5 empty] | Non-Fossil | G | 2030 | Hydro |  | 0 | 0 | 0 | 0 | 0 | 0 | 0 | 0 | 0 | 0 | 0 | 0 | 0 | 0 | 0 | 0 | 8.0089 | 11.0346 | 17.8773 | 36.9208 | 0 | 0 | 0 | 0 | 0 | 0 | 0 | 0 | 0 | 0 | 0 | 0 | 0 | 0 | 0 | 0 | 0 | 0 | 0 | 0 | 0.17389 | 0.011132 | 0.015338 | 0.02485 | 0.05132 | 0 | 0 | 0 | 0 | 0 | 11
827_G_4 | WECC_Idaho | Idaho | 16 | Caribou | 29 | 827 | 4 | Grace | 0 | 1923 | 9999 | Hydro | [5 empty] | Non-Fossil | G | 2030 | Hydro |  | 0 | 0 | 0 | 0 | 0 | 0 | 0 | 0 | 0 | 0 | 0 | 0 | 0 | 0 | 0 | 0 | 8.0089 | 11.0346 | 17.8773 | 36.9208 | 0 | 0 | 0 | 0 | 0 | 0 | 0 | 0 | 0 | 0 | 0 | 0 | 0 | 0 | 0 | 0 | 0 | 0 | 0 | 0 | 0.17389 | 0.011132 | 0.015338 | 0.02485 | 0.05132 | 0 | 0 | 0 | 0 | 0 | 11
827_G_5 | WECC_Idaho | Idaho | 16 | Caribou | 29 | 827 | 5 | Grace | 0 | 1923 | 9999 | Hydro | [5 empty] | Non-Fossil | G | 2030 | Hydro |  | 0 | 0 | 0 | 0 | 0 | 0 | 0 | 0 | 0 | 0 | 0 | 0 | 0 | 0 | 0 | 0 | 8.0089 | 11.0346 | 17.8773 | 36.9208 | 0 | 0 | 0 | 0 | 0 | 0 | 0 | 0 | 0 | 0 | 0 | 0 | 0 | 0 | 0 | 0 | 0 | 0 | 0 | 0 | 0.17389 | 0.011132 | 0.015338 | 0.02485 | 0.05132 | 0 | 0 | 0 | 0 | 0 | 11
829_G_1 | WECC_Idaho | Idaho | 16 | Franklin | 41 | 829 | 1 | Oneida | 0 | 1915 | 9999 | Hydro | [5 empty] | Non-Fossil | G | 2030 | Hydro |  | 0 | 0 | 0 | 0 | 0 | 0 | 0 | 0 | 0 | 0 | 0 | 0 | 0 | 0 | 0 | 0 | 7.4344 | 10.938 | 18.6879 | 37.0602 | 0 | 0 | 0 | 0 | 0 | 0 | 0 | 0 | 0 | 0 | 0 | 0 | 0 | 0 | 0 | 0 | 0 | 0 | 0 | 0 | 0.14702 | 0.010334 | 0.015204 | 0.025976 | 0.051514 | 0 | 0 | 0 | 0 | 0 | 9.3
829_G_2 | WECC_Idaho | Idaho | 16 | Franklin | 41 | 829 | 2 | Oneida | 0 | 1916 | 9999 | Hydro | [5 empty] | Non-Fossil | G | 2030 | Hydro |  | 0 | 0 | 0 | 0 | 0 | 0 | 0 | 0 | 0 | 0 | 0 | 0 | 0 | 0 | 0 | 0 | 7.4344 | 10.938 | 18.6879 | 37.0602 | 0 | 0 | 0 | 0 | 0 | 0 | 0 | 0 | 0 | 0 | 0 | 0 | 0 | 0 | 0 | 0 | 0 | 0 | 0 | 0 | 0.14702 | 0.010334 | 0.015204 | 0.025976 | 0.051514 | 0 | 0 | 0 | 0 | 0 | 9.3
829_G_3 | WECC_Idaho | Idaho | 16 | Franklin | 41 | 829 | 3 | Oneida | 0 | 1920 | 9999 | Hydro | [5 empty] | Non-Fossil | G | 2030 | Hydro |  | 0 | 0 | 0 | 0 | 0 | 0 | 0 | 0 | 0 | 0 | 0 | 0 | 0 | 0 | 0 | 0 | 7.4344 | 10.938 | 18.6879 | 37.0602 | 0 | 0 | 0 | 0 | 0 | 0 | 0 | 0 | 0 | 0 | 0 | 0 | 0 | 0 | 0 | 0 | 0 | 0 | 0 | 0 | 0.14702 | 0.010334 | 0.015204 | 0.025976 | 0.051514 | 0 | 0 | 0 | 0 | 0 | 9.3
83001_G_1 | PJM_Dominion | Virginia | 51 | Loudoun | 107 | 83001 | 1 | Quest Diagnostics | 14397 | 2016 | 9999 | Combustion Turbine | [5 empty] | Fossil | G | 2030 | Oil |  | 0 | 0 | 0 | 0 | 0 | 0 | 0 | 0 | 0 | 0 | 0 | 0 | 0 | 0 | 0 | 0 | 0 | 0 | 0 | 0 | 0 | 0 | 0 | 0 | 0 | 0 | 0 | 0 | 0 | 0 | 0 | 0 | 0 | 0 | 0 | 0 | 0 | 0 | 0 | 0 | 0.07892 | 0 | 0 | 0 | 0 | 0 | 0 | 0 | 0 | 0 | 4
83002_G_1 | PJM_Dominion | Virginia | 51 | Prince William | 153 | 83002 | 1 | Micron Technology Incorporated | 11132 | 2016 | 9999 | Combustion Turbine | [5 empty] | Fossil | G | 2030 | Oil |  | 0 | 0 | 0 | 0 | 0 | 0 | 0 | 0 | 0 | 0 | 0 | 0 | 0 | 0 | 0 | 0 | 0 | 0 | 0 | 0 | 0 | 0 | 0 | 0 | 0 | 0 | 0 | 0 | 0 | 0 | 0 | 0 | 0 | 0 | 0 | 0 | 0 | 0 | 0 | 0 | 0.11838 | 0 | 0 | 0 | 0 | 0 | 0 | 0 | 0 | 0 | 6
83003_G_1 | PJM_Dominion | Virginia | 51 | Loudoun | 107 | 83003 | 1 | AOL | 11132 | 2016 | 9999 | Combustion Turbine | [5 empty] | Fossil | G | 2030 | Oil |  | 0 | 0 | 0 | 0 | 0 | 0 | 0 | 0 | 0 | 0 | 0 | 0 | 0 | 0 | 0 | 0 | 0 | 0 | 0 | 0 | 0 | 0 | 0 | 0 | 0 | 0 | 0 | 0 | 0 | 0 | 0 | 0 | 0 | 0 | 0 | 0 | 0 | 0 | 0 | 0 | 0.27622 | 0 | 0 | 0 | 0 | 0 | 0 | 0 | 0 | 0 | 14
83004_G_1 | PJM_Dominion | Virginia | 51 | Prince William | 153 | 83004 | 1 | AOL | 11132 | 2016 | 9999 | Combustion Turbine | [5 empty] | Fossil | G | 2030 | Oil |  | 0 | 0 | 0 | 0 | 0 | 0 | 0 | 0 | 0 | 0 | 0 | 0 | 0 | 0 | 0 | 0 | 0 | 0 | 0 | 0 | 0 | 0 | 0 | 0 | 0 | 0 | 0 | 0 | 0 | 0 | 0 | 0 | 0 | 0 | 0 | 0 | 0 | 0 | 0 | 0 | 0.49325 | 0 | 0 | 0 | 0 | 0 | 0 | 0 | 0 | 0 | 25
83005_G_1 | PJM_Dominion | Virginia | 51 | Loudoun | 107 | 83005 | 1 | MCI | 11132 | 2016 | 9999 | Combustion Turbine | [5 empty] | Fossil | G | 2030 | Oil |  | 0 | 0 | 0 | 0 | 0 | 0 | 0 | 0 | 0 | 0 | 0 | 0 | 0 | 0 | 0 | 0 | 0 | 0 | 0 | 0 | 0 | 0 | 0 | 0 | 0 | 0 | 0 | 0 | 0 | 0 | 0 | 0 | 0 | 0 | 0 | 0 | 0 | 0 | 0 | 0 | 0.63136 | 0 | 0 | 0 | 0 | 0 | 0 | 0 | 0 | 0 | 32
83006_G_1 | PJM_Dominion | Virginia | 51 | Fairfax | 59 | 83006 | 1 | AOL | 11132 | 2016 | 9999 | Combustion Turbine | [5 empty] | Fossil | G | 2030 | Oil |  | 0 | 0 | 0 | 0 | 0 | 0 | 0 | 0 | 0 | 0 | 0 | 0 | 0 | 0 | 0 | 0 | 0 | 0 | 0 | 0 | 0 | 0 | 0 | 0 | 0 | 0 | 0 | 0 | 0 | 0 | 0 | 0 | 0 | 0 | 0 | 0 | 0 | 0 | 0 | 0 | 0.86812 | 0 | 0 | 0 | 0 | 0 | 0 | 0 | 0 | 0 | 44
83007_G_1 | PJM_Dominion | Virginia | 51 | Loudoun | 107 | 83007 | 1 | DuPont Fabros | 11132 | 2016 | 9999 | Combustion Turbine | [5 empty] | Fossil | G | 2030 | Oil |  | 0 | 0 | 0 | 0 | 0 | 0 | 0 | 0 | 0 | 0 | 0 | 0 | 0 | 0 | 0 | 0 | 0 | 0 | 0 | 0 | 0 | 0 | 0 | 0 | 0 | 0 | 0 | 0 | 0 | 0 | 0 | 0 | 0 | 0 | 0 | 0 | 0 | 0 | 0 | 0 | 1.1838 | 0 | 0 | 0 | 0 | 0 | 0 | 0 | 0 | 0 | 60
831_G_1 | WECC_Idaho | Idaho | 16 | Caribou | 29 | 831 | 1 | Soda | 0 | 1924 | 9999 | Hydro | [5 empty] | Non-Fossil | G | 2030 | Hydro |  | 0 | 0 | 0 | 0 | 0 | 0 | 0 | 0 | 0 | 0 | 0 | 0 | 0 | 0 | 0 | 0 | 5.5334 | 7.6239 | 12.3516 | 25.5089 | 0 | 0 | 0 | 0 | 0 | 0 | 0 | 0 | 0 | 0 | 0 | 0 | 0 | 0 | 0 | 0 | 0 | 0 | 0 | 0 | 0.12014 | 0.0076914 | 0.010597 | 0.017169 | 0.035457 | 0 | 0 | 0 | 0 | 0 | 7.6
831_G_2 | WECC_Idaho | Idaho | 16 | Caribou | 29 | 831 | 2 | Soda | 0 | 1924 | 9999 | Hydro | [5 empty] | Non-Fossil | G | 2030 | Hydro |  | 0 | 0 | 0 | 0 | 0 | 0 | 0 | 0 | 0 | 0 | 0 | 0 | 0 | 0 | 0 | 0 | 5.5334 | 7.6239 | 12.3516 | 25.5089 | 0 | 0 | 0 | 0 | 0 | 0 | 0 | 0 | 0 | 0 | 0 | 0 | 0 | 0 | 0 | 0 | 0 | 0 | 0 | 0 | 0.12014 | 0.0076914 | 0.010597 | 0.017169 | 0.035457 | 0 | 0 | 0 | 0 | 0 | 7.6
833_G_1 | WECC_Pacific Northwest | Idaho | 16 | Bonner | 17 | 833 | 1 | Cabinet Gorge | 0 | 1953 | 9999 | Hydro | [5 empty] | Non-Fossil | G | 2030 | Hydro |  | 0 | 0 | 0 | 0 | 0 | 0 | 0 | 0 | 0 | 0 | 0 | 0 | 0 | 0 | 0 | 0 | 30.0044 | 52.856 | 94.1328 | 176.9932 | 0 | 0 | 0 | 0 | 0 | 0 | 0 | 0 | 0 | 0 | 0 | 0 | 0 | 0 | 0 | 0 | 0 | 0 | 0 | 0 | 0.7003 | 0.041706 | 0.07347 | 0.13084 | 0.24602 | 0 | 0 | 0 | 0 | 0 | 44.3
833_G_2 | WECC_Pacific Northwest | Idaho | 16 | Bonner | 17 | 833 | 2 | Cabinet Gorge | 0 | 1953 | 9999 | Hydro | [5 empty] | Non-Fossil | G | 2030 | Hydro |  | 0 | 0 | 0 | 0 | 0 | 0 | 0 | 0 | 0 | 0 | 0 | 0 | 0 | 0 | 0 | 0 | 50.0525 | 88.1729 | 157.0296 | 295.255 | 0 | 0 | 0 | 0 | 0 | 0 | 0 | 0 | 0 | 0 | 0 | 0 | 0 | 0 | 0 | 0 | 0 | 0 | 0 | 0 | 1.1682 | 0.069573 | 0.12256 | 0.21827 | 0.4104 | 0 | 0 | 0 | 0 | 0 | 73.9
833_G_3 | WECC_Pacific Northwest | Idaho | 16 | Bonner | 17 | 833 | 3 | Cabinet Gorge | 0 | 1952 | 9999 | Hydro | [5 empty] | Non-Fossil | G | 2030 | Hydro |  | 0 | 0 | 0 | 0 | 0 | 0 | 0 | 0 | 0 | 0 | 0 | 0 | 0 | 0 | 0 | 0 | 49.7138 | 87.5763 | 155.9672 | 293.2574 | 0 | 0 | 0 | 0 | 0 | 0 | 0 | 0 | 0 | 0 | 0 | 0 | 0 | 0 | 0 | 0 | 0 | 0 | 0 | 0 | 1.1603 | 0.069102 | 0.12173 | 0.21679 | 0.40763 | 0 | 0 | 0 | 0 | 0 | 73.4
833_G_4 | WECC_Pacific Northwest | Idaho | 16 | Bonner | 17 | 833 | 4 | Cabinet Gorge | 0 | 1952 | 9999 | Hydro | [5 empty] | Non-Fossil | G | 2030 | Hydro |  | 0 | 0 | 0 | 0 | 0 | 0 | 0 | 0 | 0 | 0 | 0 | 0 | 0 | 0 | 0 | 0 | 42.6699 | 75.1677 | 133.8683 | 251.7059 | 0 | 0 | 0 | 0 | 0 | 0 | 0 | 0 | 0 | 0 | 0 | 0 | 0 | 0 | 0 | 0 | 0 | 0 | 0 | 0 | 0.99592 | 0.059311 | 0.10448 | 0.18608 | 0.34987 | 0 | 0 | 0 | 0 | 0 | 63
835_G_1 | WECC_Pacific Northwest | Idaho | 16 | Kootenai | 55 | 835 | 1 | Post Falls | 0 | 1907 | 9999 | Hydro | [5 empty] | Non-Fossil | G | 2030 | Hydro |  | 0 | 0 | 0 | 0 | 0 | 0 | 0 | 0 | 0 | 0 | 0 | 0 | 0 | 0 | 0 | 0 | 1.8964 | 3.3408 | 5.9497 | 11.1869 | 0 | 0 | 0 | 0 | 0 | 0 | 0 | 0 | 0 | 0 | 0 | 0 | 0 | 0 | 0 | 0 | 0 | 0 | 0 | 0 | 0.044263 | 0.0026361 | 0.0046437 | 0.0082701 | 0.01555 | 0 | 0 | 0 | 0 | 0 | 2.8
835_G_2 | WECC_Pacific Northwest | Idaho | 16 | Kootenai | 55 | 835 | 2 | Post Falls | 0 | 1906 | 9999 | Hydro | [5 empty] | Non-Fossil | G | 2030 | Hydro |  | 0 | 0 | 0 | 0 | 0 | 0 | 0 | 0 | 0 | 0 | 0 | 0 | 0 | 0 | 0 | 0 | 1.8964 | 3.3408 | 5.9497 | 11.1869 | 0 | 0 | 0 | 0 | 0 | 0 | 0 | 0 | 0 | 0 | 0 | 0 | 0 | 0 | 0 | 0 | 0 | 0 | 0 | 0 | 0.044263 | 0.0026361 | 0.0046437 | 0.0082701 | 0.01555 | 0 | 0 | 0 | 0 | 0 | 2.8
835_G_3 | WECC_Pacific Northwest | Idaho | 16 | Kootenai | 55 | 835 | 3 | Post Falls | 0 | 1906 | 9999 | Hydro | [5 empty] | Non-Fossil | G | 2030 | Hydro |  | 0 | 0 | 0 | 0 | 0 | 0 | 0 | 0 | 0 | 0 | 0 | 0 | 0 | 0 | 0 | 0 | 1.8964 | 3.3408 | 5.9497 | 11.1869 | 0 | 0 | 0 | 0 | 0 | 0 | 0 | 0 | 0 | 0 | 0 | 0 | 0 | 0 | 0 | 0 | 0 | 0 | 0 | 0 | 0.044263 | 0.0026361 | 0.0046437 | 0.0082701 | 0.01555 | 0 | 0 | 0 | 0 | 0 | 2.8
835_G_4 | WECC_Pacific Northwest | Idaho | 16 | Kootenai | 55 | 835 | 4 | Post Falls | 0 | 1906 | 9999 | Hydro | [5 empty] | Non-Fossil | G | 2030 | Hydro |  | 0 | 0 | 0 | 0 | 0 | 0 | 0 | 0 | 0 | 0 | 0 | 0 | 0 | 0 | 0 | 0 | 1.8964 | 3.3408 | 5.9497 | 11.1869 | 0 | 0 | 0 | 0 | 0 | 0 | 0 | 0 | 0 | 0 | 0 | 0 | 0 | 0 | 0 | 0 | 0 | 0 | 0 | 0 | 0.044263 | 0.0026361 | 0.0046437 | 0.0082701 | 0.01555 | 0 | 0 | 0 | 0 | 0 | 2.8
835_G_5 | WECC_Pacific Northwest | Idaho | 16 | Kootenai | 55 | 835 | 5 | Post Falls | 0 | 1908 | 9999 | Hydro | [5 empty] | Non-Fossil | G | 2030 | Hydro |  | 0 | 0 | 0 | 0 | 0 | 0 | 0 | 0 | 0 | 0 | 0 | 0 | 0 | 0 | 0 | 0 | 1.8964 | 3.3408 | 5.9497 | 11.1869 | 0 | 0 | 0 | 0 | 0 | 0 | 0 | 0 | 0 | 0 | 0 | 0 | 0 | 0 | 0 | 0 | 0 | 0 | 0 | 0 | 0.044263 | 0.0026361 | 0.0046437 | 0.0082701 | 0.01555 | 0 | 0 | 0 | 0 | 0 | 2.8
835_G_6 | WECC_Pacific Northwest | Idaho | 16 | Kootenai | 55 | 835 | 6 | Post Falls | 0 | 1980 | 9999 | Hydro | [5 empty] | Non-Fossil | G | 2030 | Hydro |  | 0 | 0 | 0 | 0 | 0 | 0 | 0 | 0 | 0 | 0 | 0 | 0 | 0 | 0 | 0 | 0 | 2.3706 | 4.176 | 7.4371 | 13.9837 | 0 | 0 | 0 | 0 | 0 | 0 | 0 | 0 | 0 | 0 | 0 | 0 | 0 | 0 | 0 | 0 | 0 | 0 | 0 | 0 | 0.055329 | 0.0032951 | 0.0058046 | 0.010338 | 0.019437 | 0 | 0 | 0 | 0 | 0 | 3.5
839_G_7P | WECC_Northern California (not including BANC) | California | 6 | Nevada | 57 | 839 | 7P | Scott Flat | 0 | 1985 | 9999 | Hydro | [5 empty] | Non-Fossil | G | 2030 | Hydro |  | 0 | 0 | 0 | 0 | 0 | 0 | 0 | 0 | 0 | 0 | 0 | 0 | 0 | 0 | 0 | 0 | 0.44535 | 0.7102 | 1.3458 | 2.5014 | 0 | 0 | 0 | 0 | 0 | 0 | 0 | 0 | 0 | 0 | 0 | 0 | 0 | 0 | 0 | 0 | 0 | 0 | 0 | 0 | 0.014227 | 0.00061903 | 0.00098718 | 0.0018707 | 0.0034769 | 0 | 0 | 0 | 0 | 0 | 0.9
840_G_1 | WECC_Pacific Northwest | Idaho | 16 | Clearwater | 35 | 840 | 1 | Dworshak | 0 | 1975 | 9999 | Hydro | [5 empty] | Non-Fossil | G | 2030 | Hydro |  | 0 | 0 | 0 | 0 | 0 | 0 | 0 | 0 | 0 | 0 | 0 | 0 | 0 | 0 | 0 | 0 | 69.7619 | 122.8932 | 218.864 | 411.5192 | 0 | 0 | 0 | 0 | 0 | 0 | 0 | 0 | 0 | 0 | 0 | 0 | 0 | 0 | 0 | 0 | 0 | 0 | 0 | 0 | 1.6282 | 0.096969 | 0.17082 | 0.30422 | 0.57201 | 0 | 0 | 0 | 0 | 0 | 103
840_G_2 | WECC_Pacific Northwest | Idaho | 16 | Clearwater | 35 | 840 | 2 | Dworshak | 0 | 1975 | 9999 | Hydro | [5 empty] | Non-Fossil | G | 2030 | Hydro |  | 0 | 0 | 0 | 0 | 0 | 0 | 0 | 0 | 0 | 0 | 0 | 0 | 0 | 0 | 0 | 0 | 69.7619 | 122.8932 | 218.864 | 411.5192 | 0 | 0 | 0 | 0 | 0 | 0 | 0 | 0 | 0 | 0 | 0 | 0 | 0 | 0 | 0 | 0 | 0 | 0 | 0 | 0 | 1.6282 | 0.096969 | 0.17082 | 0.30422 | 0.57201 | 0 | 0 | 0 | 0 | 0 | 103
840_G_3 | WECC_Pacific Northwest | Idaho | 16 | Clearwater | 35 | 840 | 3 | Dworshak | 0 | 1974 | 9999 | Hydro | [5 empty] | Non-Fossil | G | 2030 | Hydro |  | 0 | 0 | 0 | 0 | 0 | 0 | 0 | 0 | 0 | 0 | 0 | 0 | 0 | 0 | 0 | 0 | 175.4208 | 309.0228 | 550.3474 | 1034.7909 | 0 | 0 | 0 | 0 | 0 | 0 | 0 | 0 | 0 | 0 | 0 | 0 | 0 | 0 | 0 | 0 | 0 | 0 | 0 | 0 | 4.0943 | 0.24383 | 0.42954 | 0.76498 | 1.4384 | 0 | 0 | 0 | 0 | 0 | 259
841_G_3 | WECC_Idaho | Idaho | 16 | Bonneville | 19 | 841 | 3 | City Power Plant | 0 | 1982 | 9999 | Hydro | [5 empty] | Non-Fossil | G | 2030 | Hydro |  | 0 | 0 | 0 | 0 | 0 | 0 | 0 | 0 | 0 | 0 | 0 | 0 | 0 | 0 | 0 | 0 | 5.8246 | 8.0252 | 13.0017 | 26.8515 | 0 | 0 | 0 | 0 | 0 | 0 | 0 | 0 | 0 | 0 | 0 | 0 | 0 | 0 | 0 | 0 | 0 | 0 | 0 | 0 | 0.12647 | 0.0080963 | 0.011155 | 0.018072 | 0.037324 | 0 | 0 | 0 | 0 | 0 | 8
843_G_1 | WECC_Idaho | Idaho | 16 | Bonneville | 19 | 843 | 1 | Lower No 2 | 0 | 1940 | 9999 | Hydro | [5 empty] | Non-Fossil | G | 2030 | Hydro |  | 0 | 0 | 0 | 0 | 0 | 0 | 0 | 0 | 0 | 0 | 0 | 0 | 0 | 0 | 0 | 0 | 2.1842 | 3.0094 | 4.8756 | 10.0693 | 0 | 0 | 0 | 0 | 0 | 0 | 0 | 0 | 0 | 0 | 0 | 0 | 0 | 0 | 0 | 0 | 0 | 0 | 0 | 0 | 0.047425 | 0.0030361 | 0.0041831 | 0.0067771 | 0.013996 | 0 | 0 | 0 | 0 | 0 | 3
844_G_4 | WECC_Idaho | Idaho | 16 | Bonneville | 19 | 844 | 4 | Upper Power Plant | 0 | 1982 | 9999 | Hydro | [5 empty] | Non-Fossil | G | 2030 | Hydro |  | 0 | 0 | 0 | 0 | 0 | 0 | 0 | 0 | 0 | 0 | 0 | 0 | 0 | 0 | 0 | 0 | 5.8246 | 8.0252 | 13.0017 | 26.8515 | 0 | 0 | 0 | 0 | 0 | 0 | 0 | 0 | 0 | 0 | 0 | 0 | 0 | 0 | 0 | 0 | 0 | 0 | 0 | 0 | 0.12647 | 0.0080963 | 0.011155 | 0.018072 | 0.037324 | 0 | 0 | 0 | 0 | 0 | 8
846_G_1 | WECC_Northern California (not including BANC) | California | 6 | Nevada | 57 | 846 | 1 | Combie South | 0 | 1984 | 9999 | Hydro | [5 empty] | Non-Fossil | G | 2030 | Hydro |  | 0 | 0 | 0 | 0 | 0 | 0 | 0 | 0 | 0 | 0 | 0 | 0 | 0 | 0 | 0 | 0 | 0.25201 | 0.39225 | 0.76928 | 1.4135 | 0 | 0 | 0 | 0 | 0 | 0 | 0 | 0 | 0 | 0 | 0 | 0 | 0 | 0 | 0 | 0 | 0 | 0 | 0 | 0 | 0.0079041 | 0.00035029 | 0.00054523 | 0.0010693 | 0.0019648 | 0 | 0 | 0 | 0 | 0 | 0.5
846_G_2 | WECC_Northern California (not including BANC) | California | 6 | Nevada | 57 | 846 | 2 | Combie South | 0 | 1984 | 9999 | Hydro | [5 empty] | Non-Fossil | G | 2030 | Hydro |  | 0 | 0 | 0 | 0 | 0 | 0 | 0 | 0 | 0 | 0 | 0 | 0 | 0 | 0 | 0 | 0 | 0.25201 | 0.39225 | 0.76928 | 1.4135 | 0 | 0 | 0 | 0 | 0 | 0 | 0 | 0 | 0 | 0 | 0 | 0 | 0 | 0 | 0 | 0 | 0 | 0 | 0 | 0 | 0.0079041 | 0.00035029 | 0.00054523 | 0.0010693 | 0.0019648 | 0 | 0 | 0 | 0 | 0 | 0.5
846_G_3 | WECC_Northern California (not including BANC) | California | 6 | Nevada | 57 | 846 | 3 | Combie South | 0 | 1984 | 9999 | Hydro | [5 empty] | Non-Fossil | G | 2030 | Hydro |  | 0 | 0 | 0 | 0 | 0 | 0 | 0 | 0 | 0 | 0 | 0 | 0 | 0 | 0 | 0 | 0 | 0.25201 | 0.39225 | 0.76928 | 1.4135 | 0 | 0 | 0 | 0 | 0 | 0 | 0 | 0 | 0 | 0 | 0 | 0 | 0 | 0 | 0 | 0 | 0 | 0 | 0 | 0 | 0.0079041 | 0.00035029 | 0.00054523 | 0.0010693 | 0.0019648 | 0 | 0 | 0 | 0 | 0 | 0.5
850_G_1 | WECC_Idaho | Idaho | 16 | Bonneville | 19 | 850 | 1 | Palisades Dam | 0 | 1957 | 9999 | Hydro | [5 empty] | Non-Fossil | G | 2030 | Hydro |  | 0 | 0 | 0 | 0 | 0 | 0 | 0 | 0 | 0 | 0 | 0 | 0 | 0 | 0 | 0 | 0 | 32.1084 | 44.2387 | 71.6719 | 148.0189 | 0 | 0 | 0 | 0 | 0 | 0 | 0 | 0 | 0 | 0 | 0 | 0 | 0 | 0 | 0 | 0 | 0 | 0 | 0 | 0 | 0.69714 | 0.044631 | 0.061492 | 0.099624 | 0.20575 | 0 | 0 | 0 | 0 | 0 | 44.1
850_G_2 | WECC_Idaho | Idaho | 16 | Bonneville | 19 | 850 | 2 | Palisades Dam | 0 | 1957 | 9999 | Hydro | [5 empty] | Non-Fossil | G | 2030 | Hydro |  | 0 | 0 | 0 | 0 | 0 | 0 | 0 | 0 | 0 | 0 | 0 | 0 | 0 | 0 | 0 | 0 | 32.1084 | 44.2387 | 71.6719 | 148.0189 | 0 | 0 | 0 | 0 | 0 | 0 | 0 | 0 | 0 | 0 | 0 | 0 | 0 | 0 | 0 | 0 | 0 | 0 | 0 | 0 | 0.69714 | 0.044631 | 0.061492 | 0.099624 | 0.20575 | 0 | 0 | 0 | 0 | 0 | 44.1
850_G_3 | WECC_Idaho | Idaho | 16 | Bonneville | 19 | 850 | 3 | Palisades Dam | 0 | 1957 | 9999 | Hydro | [5 empty] | Non-Fossil | G | 2030 | Hydro |  | 0 | 0 | 0 | 0 | 0 | 0 | 0 | 0 | 0 | 0 | 0 | 0 | 0 | 0 | 0 | 0 | 32.1084 | 44.2387 | 71.6719 | 148.0189 | 0 | 0 | 0 | 0 | 0 | 0 | 0 | 0 | 0 | 0 | 0 | 0 | 0 | 0 | 0 | 0 | 0 | 0 | 0 | 0 | 0.69714 | 0.044631 | 0.061492 | 0.099624 | 0.20575 | 0 | 0 | 0 | 0 | 0 | 44.1
850_G_4 | WECC_Idaho | Idaho | 16 | Bonneville | 19 | 850 | 4 | Palisades Dam | 0 | 1958 | 9999 | Hydro | [5 empty] | Non-Fossil | G | 2030 | Hydro |  | 0 | 0 | 0 | 0 | 0 | 0 | 0 | 0 | 0 | 0 | 0 | 0 | 0 | 0 | 0 | 0 | 32.1084 | 44.2387 | 71.6719 | 148.0189 | 0 | 0 | 0 | 0 | 0 | 0 | 0 | 0 | 0 | 0 | 0 | 0 | 0 | 0 | 0 | 0 | 0 | 0 | 0 | 0 | 0.69714 | 0.044631 | 0.061492 | 0.099624 | 0.20575 | 0 | 0 | 0 | 0 | 0 | 44.1
851_G_1 | WECC_Pacific Northwest | Idaho | 16 | Bonner | 17 | 851 | 1 | Albeni Falls | 0 | 1955 | 9999 | Hydro | [5 empty] | Non-Fossil | G | 2030 | Hydro |  | 0 | 0 | 0 | 0 | 0 | 0 | 0 | 0 | 0 | 0 | 0 | 0 | 0 | 0 | 0 | 0 | 9.4822 | 16.7039 | 29.7485 | 55.9346 | 0 | 0 | 0 | 0 | 0 | 0 | 0 | 0 | 0 | 0 | 0 | 0 | 0 | 0 | 0 | 0 | 0 | 0 | 0 | 0 | 0.22132 | 0.01318 | 0.023218 | 0.04135 | 0.077749 | 0 | 0 | 0 | 0 | 0 | 14
851_G_2 | WECC_Pacific Northwest | Idaho | 16 | Bonner | 17 | 851 | 2 | Albeni Falls | 0 | 1955 | 9999 | Hydro | [5 empty] | Non-Fossil | G | 2030 | Hydro |  | 0 | 0 | 0 | 0 | 0 | 0 | 0 | 0 | 0 | 0 | 0 | 0 | 0 | 0 | 0 | 0 | 9.4822 | 16.7039 | 29.7485 | 55.9346 | 0 | 0 | 0 | 0 | 0 | 0 | 0 | 0 | 0 | 0 | 0 | 0 | 0 | 0 | 0 | 0 | 0 | 0 | 0 | 0 | 0.22132 | 0.01318 | 0.023218 | 0.04135 | 0.077749 | 0 | 0 | 0 | 0 | 0 | 14
851_G_3 | WECC_Pacific Northwest | Idaho | 16 | Bonner | 17 | 851 | 3 | Albeni Falls | 0 | 1955 | 9999 | Hydro | [5 empty] | Non-Fossil | G | 2030 | Hydro |  | 0 | 0 | 0 | 0 | 0 | 0 | 0 | 0 | 0 | 0 | 0 | 0 | 0 | 0 | 0 | 0 | 9.4822 | 16.7039 | 29.7485 | 55.9346 | 0 | 0 | 0 | 0 | 0 | 0 | 0 | 0 | 0 | 0 | 0 | 0 | 0 | 0 | 0 | 0 | 0 | 0 | 0 | 0 | 0.22132 | 0.01318 | 0.023218 | 0.04135 | 0.077749 | 0 | 0 | 0 | 0 | 0 | 14
862_G_1 | MISO_Illinois | Illinois | 17 | Jackson | 77 | 862 | 1 | Grand Tower Energy Center LLC | 15000 | 2001 | 9999 | Combined Cycle |  |  |  | DLNB |  | Fossil | G | 2030 | NaturalGas |  | 0.0066305 | 0 | 0 | 0.0066305 | 0 | 0 | 0 | 0 | 0 | 0 | 0 | 0 | 0 | 0 | 0 | 0 | 0.44203 | 0 | 0 | 0.44203 | 0.38815 | 0 | 0 | 0.38815 | 4.6413e-10 | 0 | 0 | 4.6413e-10 | 0.00024019 | 0 | 0 | 0.00024019 | 0 | 0 | 0 | 0 | 0 | 0 | 0 | 0 | 6.17 | 0.0017799 | 0 | 0 | 0.0017799 | 0.018724 | 0 | 0 | 0.018724 | 0 | 161
862_G_2 | MISO_Illinois | Illinois | 17 | Jackson | 77 | 862 | 2 | Grand Tower Energy Center LLC | 15000 | 2001 | 9999 | Combined Cycle |  |  |  | DLNB |  | Fossil | G | 2030 | NaturalGas |  | 0.0065481 | 0 | 0 | 0.0065481 | 0 | 0 | 0 | 0 | 0 | 0 | 0 | 0 | 0 | 0 | 0 | 0 | 0.43654 | 0 | 0 | 0.43654 | 0.38333 | 0 | 0 | 0.38333 | 4.5837e-10 | 0 | 0 | 4.5837e-10 | 0.00023721 | 0 | 0 | 0.00023721 | 0 | 0 | 0 | 0 | 0 | 0 | 0 | 0 | 6.0933 | 0.0017578 | 0 | 0 | 0.0017578 | 0.018492 | 0 | 0 | 0.018492 | 0 | 159
862_G_3 | MISO_Illinois | Illinois | 17 | Jackson | 77 | 862 | 3 | Grand Tower Energy Center LLC | 15000 | 1951 | 9999 | Combined Cycle |  |  |  | DLNB |  | Fossil | G | 2030 | NaturalGas |  | 0.0035418 | 0 | 0 | 0.0035418 | 0 | 0 | 0 | 0 | 0 | 0 | 0 | 0 | 0 | 0 | 0 | 0 | 0.23612 | 0 | 0 | 0.23612 | 0.20733 | 0 | 0 | 0.20733 | 2.4792e-10 | 0 | 0 | 2.4792e-10 | 0.0001283 | 0 | 0 | 0.0001283 | 0 | 0 | 0 | 0 | 0 | 0 | 0 | 0 | 3.2958 | 0.00095077 | 0 | 0 | 0.00095077 | 0.010002 | 0 | 0 | 0.010002 | 0 | 86
862_G_4 | MISO_Illinois | Illinois | 17 | Jackson | 77 | 862 | 4 | Grand Tower Energy Center LLC | 15000 | 1958 | 9999 | Combined Cycle |  |  |  | DLNB |  | Fossil | G | 2030 | NaturalGas |  | 0.0043242 | 0 | 0 | 0.0043242 | 0 | 0 | 0 | 0 | 0 | 0 | 0 | 0 | 0 | 0 | 0 | 0 | 0.28828 | 0 | 0 | 0.28828 | 0.25314 | 0 | 0 | 0.25314 | 3.027e-10 | 0 | 0 | 3.027e-10 | 0.00015665 | 0 | 0 | 0.00015665 | 0 | 0 | 0 | 0 | 0 | 0 | 0 | 0 | 4.0239 | 0.0011608 | 0 | 0 | 0.0011608 | 0.012211 | 0 | 0 | 0.012211 | 0 | 105
869_G_2 | PJM_ComEd | Illinois | 17 | Grundy | 63 | 869 | 2 | Dresden Generating Station | 10456 | 1970 | 9999 | Nuclear | [5 empty] | Non-Fossil | G | 2030 |  | Nuke Retirement | 0 | 0 | 0 | 0 | 0 | 0 | 0 | 0 | 0 | 0 | 0 | 0 | 0 | 0 | 0 | 0 | 0 | 0 | 0 | 0 | 0 | 0 | 0 | 0 | 0 | 0 | 0 | 0 | 0 | 0 | 0 | 0 | 0 | 0 | 0 | 0 | 0 | 0 | 0 | 0 | 0 | 0 | 0 | 0 | 0 | 0 | 0 | 0 | 0 | 0 | 902
869_G_3 | PJM_ComEd | Illinois | 17 | Grundy | 63 | 869 | 3 | Dresden Generating Station | 10456 | 1971 | 9999 | Nuclear | [5 empty] | Non-Fossil | G | 2030 | Nuclear |  | 19.1534 | 25.9635 | 34.363 | 79.48 | 0 | 0 | 0 | 0 | 0 | 0 | 0 | 0 | 0 | 0 | 0 | 0 | 1831.8116 | 2483.1224 | 3286.44 | 7601.374 | 0 | 0 | 0 | 0 | 0 | 0 | 0 | 0 | 0 | 0 | 0 | 0 | 0 | 0 | 0 | 0 | 0 | 0 | 0 | 0 | 159.9352 | 0.20087 | 0.27229 | 0.36038 | 0.83355 | 13.2641 | 17.9803 | 23.7971 | 55.0414 | 0 | 895
874_B_5 | PJM_ComEd | Illinois | 17 | Will | 197 | 874 | 5 | Joliet 9 | 11615 | 1959 | 9999 | O/G Steam | cyclone | wet | SNCR | LNB + OFA |  | Fossil | B | 2030 |  | O/G Retirement | 0 | 0 | 0 | 0 | 0 | 0 | 0 | 0 | 0 | 0 | 0 | 0 | 0 | 0 | 0 | 0 | 0 | 0 | 0 | 0 | 0 | 0 | 0 | 0 | 0 | 0 | 0 | 0 | 0 | 0 | 0 | 0 | 0 | 0 | 0 | 0 | 0 | 0 | 0 | 0 | 0 | 0 | 0 | 0 | 0 | 0 | 0 | 0 | 0 | 0 | 314 | SNCR
879_B_51 | PJM_ComEd | Illinois | 17 | Tazewell | 179 | 879 | 51 | Powerton | 11380 | 1972 | 9999 | Coal Steam | cyclone | wet | ESPC + SNCR + Mercury Control + DSI | OFA |  | Fossil | B | 2030 |  | Coal Retirement | 0 | 0 | 0 | 0 | 0 | 0 | 0 | 0 | 0 | 0 | 0 | 0 | 0 | 0 | 0 | 0 | 0 | 0 | 0 | 0 | 0 | 0 | 0 | 0 | 0 | 0 | 0 | 0 | 0 | 0 | 0 | 0 | 0 | 0 | 0 | 0 | 0 | 0 | 0 | 0 | 0 | 0 | 0 | 0 | 0 | 0 | 0 | 0 | 0 | 0 | 384 | SNCR / Mercury Control / DSI
879_B_52 | PJM_ComEd | Illinois | 17 | Tazewell | 179 | 879 | 52 | Powerton | 11380 | 1972 | 9999 | Coal Steam | cyclone | wet | ESPC + SNCR + Mercury Control + DSI | OFA |  | Fossil | B | 2030 |  | Coal Retirement | 0 | 0 | 0 | 0 | 0 | 0 | 0 | 0 | 0 | 0 | 0 | 0 | 0 | 0 | 0 | 0 | 0 | 0 | 0 | 0 | 0 | 0 | 0 | 0 | 0 | 0 | 0 | 0 | 0 | 0 | 0 | 0 | 0 | 0 | 0 | 0 | 0 | 0 | 0 | 0 | 0 | 0 | 0 | 0 | 0 | 0 | 0 | 0 | 0 | 0 | 384 | SNCR / Mercury Control / DSI
879_B_61 | PJM_ComEd | Illinois | 17 | Tazewell | 179 | 879 | 61 | Powerton | 11525 | 1975 | 9999 | Coal Steam | cyclone | wet | ESPC + SNCR + Mercury Control + DSI | OFA |  | Fossil | B | 2030 |  | Coal Retirement | 0 | 0 | 0 | 0 | 0 | 0 | 0 | 0 | 0 | 0 | 0 | 0 | 0 | 0 | 0 | 0 | 0 | 0 | 0 | 0 | 0 | 0 | 0 | 0 | 0 | 0 | 0 | 0 | 0 | 0 | 0 | 0 | 0 | 0 | 0 | 0 | 0 | 0 | 0 | 0 | 0 | 0 | 0 | 0 | 0 | 0 | 0 | 0 | 0 | 0 | 384 | SNCR / Mercury Control / DSI
879_B_62 | PJM_ComEd | Illinois | 17 | Tazewell | 179 | 879 | 62 | Powerton | 11525 | 1975 | 9999 | Coal Steam | cyclone | wet | ESPC + SNCR + Mercury Control + DSI | OFA |  | Fossil | B | 2030 |  | Coal Retirement | 0 | 0 | 0 | 0 | 0 | 0 | 0 | 0 | 0 | 0 | 0 | 0 | 0 | 0 | 0 | 0 | 0 | 0 | 0 | 0 | 0 | 0 | 0 | 0 | 0 | 0 | 0 | 0 | 0 | 0 | 0 | 0 | 0 | 0 | 0 | 0 | 0 | 0 | 0 | 0 | 0 | 0 | 0 | 0 | 0 | 0 | 0 | 0 | 0 | 0 | 384 | SNCR / Mercury Control / DSI
88_G_1 | NY_Zone G-I (Downstate NY) | New York | 36 | Ulster | 111 | 88 | 1 | Ashokan | 0 | 1982 | 9999 | Hydro | [5 empty] | Non-Fossil | G | 2030 | Hydro |  | 0 | 0 | 0 | 0 | 0 | 0 | 0 | 0 | 0 | 0 | 0 | 0 | 0 | 0 | 0 | 0 | 1.0542 | 1.4276 | 1.7627 | 4.2446 | 0 | 0 | 0 | 0 | 0 | 0 | 0 | 0 | 0 | 0 | 0 | 0 | 0 | 0 | 0 | 0 | 0 | 0 | 0 | 0 | 0.036359 | 0.0014654 | 0.0019844 | 0.0024502 | 0.0059 | 0 | 0 | 0 | 0 | 0 | 2.3
88_G_2 | NY_Zone G-I (Downstate NY) | New York | 36 | Ulster | 111 | 88 | 2 | Ashokan | 0 | 1982 | 9999 | Hydro | [5 empty] | Non-Fossil | G | 2030 | Hydro |  | 0 | 0 | 0 | 0 | 0 | 0 | 0 | 0 | 0 | 0 | 0 | 0 | 0 | 0 | 0 | 0 | 1.0542 | 1.4276 | 1.7627 | 4.2446 | 0 | 0 | 0 | 0 | 0 | 0 | 0 | 0 | 0 | 0 | 0 | 0 | 0 | 0 | 0 | 0 | 0 | 0 | 0 | 0 | 0.036359 | 0.0014654 | 0.0019844 | 0.0024502 | 0.0059 | 0 | 0 | 0 | 0 | 0 | 2.3
880_G_1 | PJM_ComEd | Illinois | 17 | Rock Island | 161 | 880 | 1 | Quad Cities Generating Station | 10456 | 1972 | 9999 | Nuclear | [5 empty] | Non-Fossil | G | 2030 | Nuclear |  | 19.7715 | 26.8013 | 34.8621 | 81.435 | 0 | 0 | 0 | 0 | 0 | 0 | 0 | 0 | 0 | 0 | 0 | 0 | 1890.9221 | 2563.25 | 3334.176 | 7788.3482 | 0 | 0 | 0 | 0 | 0 | 0 | 0 | 0 | 0 | 0 | 0 | 0 | 0 | 0 | 0 | 0 | 0 | 0 | 0 | 0 | 176.3397 | 0.25659 | 0.34782 | 0.45244 | 1.0569 | 13.6921 | 18.5605 | 24.1427 | 56.3953 | 0 | 908
880_G_2 | PJM_ComEd | Illinois | 17 | Rock Island | 161 | 880 | 2 | Quad Cities Generating Station | 10456 | 1972 | 9999 | Nuclear | [5 empty] | Non-Fossil | G | 2030 | Nuclear |  | 19.1549 | 25.9655 | 34.5674 | 79.6877 | 0 | 0 | 0 | 0 | 0 | 0 | 0 | 0 | 0 | 0 | 0 | 0 | 1831.9485 | 2483.3079 | 3305.9874 | 7621.2438 | 0 | 0 | 0 | 0 | 0 | 0 | 0 | 0 | 0 | 0 | 0 | 0 | 0 | 0 | 0 | 0 | 0 | 0 | 0 | 0 | 180.5254 | 0.24859 | 0.33698 | 0.44861 | 1.0342 | 13.2651 | 17.9816 | 23.9386 | 55.1853 | 0 | 911
883_G_311 | PJM_ComEd | Illinois | 17 | Lake | 97 | 883 | 311 | Waukegan | 17378 | 1968 | 9999 | Combustion Turbine | [5 empty] | Fossil | G | 2030 |  | CT Retirement | 0 | 0 | 0 | 0 | 0 | 0 | 0 | 0 | 0 | 0 | 0 | 0 | 0 | 0 | 0 | 0 | 0 | 0 | 0 | 0 | 0 | 0 | 0 | 0 | 0 | 0 | 0 | 0 | 0 | 0 | 0 | 0 | 0 | 0 | 0 | 0 | 0 | 0 | 0 | 0 | 0 | 0 | 0 | 0 | 0 | 0 | 0 | 0 | 0 | 0 | 24.6
883_G_312 | PJM_ComEd | Illinois | 17 | Lake | 97 | 883 | 312 | Waukegan | 17378 | 1968 | 9999 | Combustion Turbine | [5 empty] | Fossil | G | 2030 |  | CT Retirement | 0 | 0 | 0 | 0 | 0 | 0 | 0 | 0 | 0 | 0 | 0 | 0 | 0 | 0 | 0 | 0 | 0 | 0 | 0 | 0 | 0 | 0 | 0 | 0 | 0 | 0 | 0 | 0 | 0 | 0 | 0 | 0 | 0 | 0 | 0 | 0 | 0 | 0 | 0 | 0 | 0 | 0 | 0 | 0 | 0 | 0 | 0 | 0 | 0 | 0 | 28.5
883_G_321 | PJM_ComEd | Illinois | 17 | Lake | 97 | 883 | 321 | Waukegan | 17376 | 1968 | 9999 | Combustion Turbine | [5 empty] | Fossil | G | 2030 |  | CT Retirement | 0 | 0 | 0 | 0 | 0 | 0 | 0 | 0 | 0 | 0 | 0 | 0 | 0 | 0 | 0 | 0 | 0 | 0 | 0 | 0 | 0 | 0 | 0 | 0 | 0 | 0 | 0 | 0 | 0 | 0 | 0 | 0 | 0 | 0 | 0 | 0 | 0 | 0 | 0 | 0 | 0 | 0 | 0 | 0 | 0 | 0 | 0 | 0 | 0 | 0 | 28
883_G_322 | PJM_ComEd | Illinois | 17 | Lake | 97 | 883 | 322 | Waukegan | 17376 | 1968 | 9999 | Combustion Turbine | [5 empty] | Fossil | G | 2030 |  | CT Retirement | 0 | 0 | 0 | 0 | 0 | 0 | 0 | 0 | 0 | 0 | 0 | 0 | 0 | 0 | 0 | 0 | 0 | 0 | 0 | 0 | 0 | 0 | 0 | 0 | 0 | 0 | 0 | 0 | 0 | 0 | 0 | 0 | 0 | 0 | 0 | 0 | 0 | 0 | 0 | 0 | 0 | 0 | 0 | 0 | 0 | 0 | 0 | 0 | 0 | 0 | 26.7
886_G_311 | PJM_ComEd | Illinois | 17 | Cook | 31 | 886 | 311 | Fisk Street | 17437 | 1968 | 9999 | Combustion Turbine | [5 empty] | Fossil | G | 2030 |  | CT Retirement | 0 | 0 | 0 | 0 | 0 | 0 | 0 | 0 | 0 | 0 | 0 | 0 | 0 | 0 | 0 | 0 | 0 | 0 | 0 | 0 | 0 | 0 | 0 | 0 | 0 | 0 | 0 | 0 | 0 | 0 | 0 | 0 | 0 | 0 | 0 | 0 | 0 | 0 | 0 | 0 | 0 | 0 | 0 | 0 | 0 | 0 | 0 | 0 | 0 | 0 | 25.4
886_G_312 | PJM_ComEd | Illinois | 17 | Cook | 31 | 886 | 312 | Fisk Street | 17440 | 1968 | 9999 | Combustion Turbine | [5 empty] | Fossil | G | 2030 |  | CT Retirement | 0 | 0 | 0 | 0 | 0 | 0 | 0 | 0 | 0 | 0 | 0 | 0 | 0 | 0 | 0 | 0 | 0 | 0 | 0 | 0 | 0 | 0 | 0 | 0 | 0 | 0 | 0 | 0 | 0 | 0 | 0 | 0 | 0 | 0 | 0 | 0 | 0 | 0 | 0 | 0 | 0 | 0 | 0 | 0 | 0 | 0 | 0 | 0 | 0 | 0 | 23.7
886_G_321 | PJM_ComEd | Illinois | 17 | Cook | 31 | 886 | 321 | Fisk Street | 17436 | 1968 | 9999 | Combustion Turbine | [5 empty] | Fossil | G | 2030 |  | CT Retirement | 0 | 0 | 0 | 0 | 0 | 0 | 0 | 0 | 0 | 0 | 0 | 0 | 0 | 0 | 0 | 0 | 0 | 0 | 0 | 0 | 0 | 0 | 0 | 0 | 0 | 0 | 0 | 0 | 0 | 0 | 0 | 0 | 0 | 0 | 0 | 0 | 0 | 0 | 0 | 0 | 0 | 0 | 0 | 0 | 0 | 0 | 0 | 0 | 0 | 0 | 25.4
886_G_322 | PJM_ComEd | Illinois | 17 | Cook | 31 | 886 | 322 | Fisk Street | 17436 | 1968 | 9999 | Combustion Turbine | [5 empty] | Fossil | G | 2030 |  | CT Retirement | 0 | 0 | 0 | 0 | 0 | 0 | 0 | 0 | 0 | 0 | 0 | 0 | 0 | 0 | 0 | 0 | 0 | 0 | 0 | 0 | 0 | 0 | 0 | 0 | 0 | 0 | 0 | 0 | 0 | 0 | 0 | 0 | 0 | 0 | 0 | 0 | 0 | 0 | 0 | 0 | 0 | 0 | 0 | 0 | 0 | 0 | 0 | 0 | 0 | 0 | 25.4
886_G_331 | PJM_ComEd | Illinois | 17 | Cook | 31 | 886 | 331 | Fisk Street | 17440 | 1968 | 9999 | Combustion Turbine | [5 empty] | Fossil | G | 2030 |  | CT Retirement | 0 | 0 | 0 | 0 | 0 | 0 | 0 | 0 | 0 | 0 | 0 | 0 | 0 | 0 | 0 | 0 | 0 | 0 | 0 | 0 | 0 | 0 | 0 | 0 | 0 | 0 | 0 | 0 | 0 | 0 | 0 | 0 | 0 | 0 | 0 | 0 | 0 | 0 | 0 | 0 | 0 | 0 | 0 | 0 | 0 | 0 | 0 | 0 | 0 | 0 | 23.7
886_G_332 | PJM_ComEd | Illinois | 17 | Cook | 31 | 886 | 332 | Fisk Street | 17436 | 1968 | 9999 | Combustion Turbine | [5 empty] | Fossil | G | 2030 |  | CT Retirement | 0 | 0 | 0 | 0 | 0 | 0 | 0 | 0 | 0 | 0 | 0 | 0 | 0 | 0 | 0 | 0 | 0 | 0 | 0 | 0 | 0 | 0 | 0 | 0 | 0 | 0 | 0 | 0 | 0 | 0 | 0 | 0 | 0 | 0 | 0 | 0 | 0 | 0 | 0 | 0 | 0 | 0 | 0 | 0 | 0 | 0 | 0 | 0 | 0 | 0 | 25.4
886_G_341 | PJM_ComEd | Illinois | 17 | Cook | 31 | 886 | 341 | Fisk Street | 17436 | 1968 | 9999 | Combustion Turbine | [5 empty] | Fossil | G | 2030 |  | CT Retirement | 0 | 0 | 0 | 0 | 0 | 0 | 0 | 0 | 0 | 0 | 0 | 0 | 0 | 0 | 0 | 0 | 0 | 0 | 0 | 0 | 0 | 0 | 0 | 0 | 0 | 0 | 0 | 0 | 0 | 0 | 0 | 0 | 0 | 0 | 0 | 0 | 0 | 0 | 0 | 0 | 0 | 0 | 0 | 0 | 0 | 0 | 0 | 0 | 0 | 0 | 25.4
886_G_342 | PJM_ComEd | Illinois | 17 | Cook | 31 | 886 | 342 | Fisk Street | 17438 | 1968 | 9999 | Combustion Turbine | [5 empty] | Fossil | G | 2030 |  | CT Retirement | 0 | 0 | 0 | 0 | 0 | 0 | 0 | 0 | 0 | 0 | 0 | 0 | 0 | 0 | 0 | 0 | 0 | 0 | 0 | 0 | 0 | 0 | 0 | 0 | 0 | 0 | 0 | 0 | 0 | 0 | 0 | 0 | 0 | 0 | 0 | 0 | 0 | 0 | 0 | 0 | 0 | 0 | 0 | 0 | 0 | 0 | 0 | 0 | 0 | 0 | 22.8
8902_G_A0 | WECC_Arizona | Arizona | 4 | Mohave | 15 | 8902 | A0 | Hoover Dam (AZ) | 0 | 1936 | 9999 | Hydro | [5 empty] | Non-Fossil | G | 2030 | Hydro |  | 0 | 0 | 0 | 0 | 0 | 0 | 0 | 0 | 0 | 0 | 0 | 0 | 0 | 0 | 0 | 0 | 1.5957 | 2.1661 | 3.0444 | 6.8062 | 0 | 0 | 0 | 0 | 0 | 0 | 0 | 0 | 0 | 0 | 0 | 0 | 0 | 0 | 0 | 0 | 0 | 0 | 0 | 0 | 0.042682 | 0.002218 | 0.0030109 | 0.0042317 | 0.0094606 | 0 | 0 | 0 | 0 | 0 | 2.7
8902_G_A1 | WECC_Arizona | Arizona | 4 | Mohave | 15 | 8902 | A1 | Hoover Dam (AZ) | 0 | 1941 | 9999 | Hydro | [5 empty] | Non-Fossil | G | 2030 | Hydro |  | 0 | 0 | 0 | 0 | 0 | 0 | 0 | 0 | 0 | 0 | 0 | 0 | 0 | 0 | 0 | 0 | 76.8302 | 104.2931 | 146.5806 | 327.7039 | 0 | 0 | 0 | 0 | 0 | 0 | 0 | 0 | 0 | 0 | 0 | 0 | 0 | 0 | 0 | 0 | 0 | 0 | 0 | 0 | 2.0551 | 0.10679 | 0.14497 | 0.20375 | 0.45551 | 0 | 0 | 0 | 0 | 0 | 130
8902_G_A2 | WECC_Arizona | Arizona | 4 | Mohave | 15 | 8902 | A2 | Hoover Dam (AZ) | 0 | 1942 | 9999 | Hydro | [5 empty] | Non-Fossil | G | 2030 | Hydro |  | 0 | 0 | 0 | 0 | 0 | 0 | 0 | 0 | 0 | 0 | 0 | 0 | 0 | 0 | 0 | 0 | 76.8302 | 104.2931 | 146.5806 | 327.7039 | 0 | 0 | 0 | 0 | 0 | 0 | 0 | 0 | 0 | 0 | 0 | 0 | 0 | 0 | 0 | 0 | 0 | 0 | 0 | 0 | 2.0551 | 0.10679 | 0.14497 | 0.20375 | 0.45551 | 0 | 0 | 0 | 0 | 0 | 130
8902_G_A3 | WECC_Arizona | Arizona | 4 | Mohave | 15 | 8902 | A3 | Hoover Dam (AZ) | 0 | 1952 | 9999 | Hydro | [5 empty] | Non-Fossil | G | 2030 | Hydro |  | 0 | 0 | 0 | 0 | 0 | 0 | 0 | 0 | 0 | 0 | 0 | 0 | 0 | 0 | 0 | 0 | 76.8302 | 104.2931 | 146.5806 | 327.7039 | 0 | 0 | 0 | 0 | 0 | 0 | 0 | 0 | 0 | 0 | 0 | 0 | 0 | 0 | 0 | 0 | 0 | 0 | 0 | 0 | 2.0551 | 0.10679 | 0.14497 | 0.20375 | 0.45551 | 0 | 0 | 0 | 0 | 0 | 130
8902_G_A4 | WECC_Arizona | Arizona | 4 | Mohave | 15 | 8902 | A4 | Hoover Dam (AZ) | 0 | 1952 | 9999 | Hydro | [5 empty] | Non-Fossil | G | 2030 | Hydro |  | 0 | 0 | 0 | 0 | 0 | 0 | 0 | 0 | 0 | 0 | 0 | 0 | 0 | 0 | 0 | 0 | 76.8302 | 104.2931 | 146.5806 | 327.7039 | 0 | 0 | 0 | 0 | 0 | 0 | 0 | 0 | 0 | 0 | 0 | 0 | 0 | 0 | 0 | 0 | 0 | 0 | 0 | 0 | 2.0551 | 0.10679 | 0.14497 | 0.20375 | 0.45551 | 0 | 0 | 0 | 0 | 0 | 130
8902_G_A5 | WECC_Arizona | Arizona | 4 | Mohave | 15 | 8902 | A5 | Hoover Dam (AZ) | 0 | 1943 | 9999 | Hydro | [5 empty] | Non-Fossil | G | 2030 | Hydro |  | 0 | 0 | 0 | 0 | 0 | 0 | 0 | 0 | 0 | 0 | 0 | 0 | 0 | 0 | 0 | 0 | 75.0572 | 101.8863 | 143.198 | 320.1415 | 0 | 0 | 0 | 0 | 0 | 0 | 0 | 0 | 0 | 0 | 0 | 0 | 0 | 0 | 0 | 0 | 0 | 0 | 0 | 0 | 2.0076 | 0.10433 | 0.14162 | 0.19905 | 0.445 | 0 | 0 | 0 | 0 | 0 | 127
8902_G_A6 | WECC_Arizona | Arizona | 4 | Mohave | 15 | 8902 | A6 | Hoover Dam (AZ) | 0 | 1939 | 9999 | Hydro | [5 empty] | Non-Fossil | G | 2030 | Hydro |  | 0 | 0 | 0 | 0 | 0 | 0 | 0 | 0 | 0 | 0 | 0 | 0 | 0 | 0 | 0 | 0 | 76.8302 | 104.2931 | 146.5806 | 327.7039 | 0 | 0 | 0 | 0 | 0 | 0 | 0 | 0 | 0 | 0 | 0 | 0 | 0 | 0 | 0 | 0 | 0 | 0 | 0 | 0 | 2.0551 | 0.10679 | 0.14497 | 0.20375 | 0.45551 | 0 | 0 | 0 | 0 | 0 | 130
8902_G_A7 | WECC_Arizona | Arizona | 4 | Mohave | 15 | 8902 | A7 | Hoover Dam (AZ) | 0 | 1939 | 9999 | Hydro | [5 empty] | Non-Fossil | G | 2030 | Hydro |  | 0 | 0 | 0 | 0 | 0 | 0 | 0 | 0 | 0 | 0 | 0 | 0 | 0 | 0 | 0 | 0 | 76.8302 | 104.2931 | 146.5806 | 327.7039 | 0 | 0 | 0 | 0 | 0 | 0 | 0 | 0 | 0 | 0 | 0 | 0 | 0 | 0 | 0 | 0 | 0 | 0 | 0 | 0 | 2.0551 | 0.10679 | 0.14497 | 0.20375 | 0.45551 | 0 | 0 | 0 | 0 | 0 | 130
8902_G_A8 | WECC_Arizona | Arizona | 4 | Mohave | 15 | 8902 | A8 | Hoover Dam (AZ) | 0 | 1937 | 9999 | Hydro | [5 empty] | Non-Fossil | G | 2030 | Hydro |  | 0 | 0 | 0 | 0 | 0 | 0 | 0 | 0 | 0 | 0 | 0 | 0 | 0 | 0 | 0 | 0 | 36.3466 | 49.3387 | 69.3439 | 155.0291 | 0 | 0 | 0 | 0 | 0 | 0 | 0 | 0 | 0 | 0 | 0 | 0 | 0 | 0 | 0 | 0 | 0 | 0 | 0 | 0 | 0.97221 | 0.050522 | 0.068581 | 0.096388 | 0.21549 | 0 | 0 | 0 | 0 | 0 | 61.5
8902_G_A9 | WECC_Arizona | Arizona | 4 | Mohave | 15 | 8902 | A9 | Hoover Dam (AZ) | 0 | 1952 | 9999 | Hydro | [5 empty] | Non-Fossil | G | 2030 | Hydro |  | 0 | 0 | 0 | 0 | 0 | 0 | 0 | 0 | 0 | 0 | 0 | 0 | 0 | 0 | 0 | 0 | 40.4836 | 54.9544 | 77.2367 | 172.6747 | 0 | 0 | 0 | 0 | 0 | 0 | 0 | 0 | 0 | 0 | 0 | 0 | 0 | 0 | 0 | 0 | 0 | 0 | 0 | 0 | 1.0829 | 0.056272 | 0.076387 | 0.10736 | 0.24002 | 0 | 0 | 0 | 0 | 0 | 68.5
8906_B_20 | NY_Zone J (NYC) | New York | 36 | Queens | 81 | 8906 | 20 | Astoria Generating Station | 14137 | 1954 | 9999 | O/G Steam | wall | dry |  | LNB |  | Fossil | B | 2030 | NaturalGas |  | 0 | 0 | 0 | 0 | 0 | 0 | 0 | 0 | 0 | 0 | 0 | 0 | 0 | 0 | 0 | 0 | 0 | 0 | 0 | 0 | 0 | 0 | 0 | 0 | 0 | 0 | 0 | 0 | 0 | 0 | 0 | 0 | 0 | 0 | 0 | 0 | 0 | 0 | 0 | 0 | 9.2215 | 0 | 0 | 0 | 0 | 0 | 0 | 0 | 0 | 0 | 173
8906_B_30 | NY_Zone J (NYC) | New York | 36 | Queens | 81 | 8906 | 30 | Astoria Generating Station | 12256 | 1958 | 9999 | O/G Steam | wall | dry |  | FR |  | Fossil | B | 2030 | NaturalGas |  | 0 | 0 | 0 | 0 | 0 | 0 | 0 | 0 | 0 | 0 | 0 | 0 | 0 | 0 | 0 | 0 | 0 | 0 | 0 | 0 | 0 | 0 | 0 | 0 | 0 | 0 | 0 | 0 | 0 | 0 | 0 | 0 | 0 | 0 | 0 | 0 | 0 | 0 | 0 | 0 | 20.1007 | 0 | 0 | 0 | 0 | 0 | 0 | 0 | 0 | 0 | 377
8906_B_50 | NY_Zone J (NYC) | New York | 36 | Queens | 81 | 8906 | 50 | Astoria Generating Station | 11763 | 1962 | 9999 | O/G Steam | tangential |  |  | LNB |  | Fossil | B | 2030 | NaturalGas |  | 0 | 0 | 0 | 0 | 0 | 0 | 0 | 0 | 0 | 0 | 0 | 0 | 0 | 0 | 0 | 0 | 0 | 0 | 0 | 0 | 0 | 0 | 0 | 0 | 0 | 0 | 0 | 0 | 0 | 0 | 0 | 0 | 0 | 0 | 0 | 0 | 0 | 0 | 0 | 0 | 20.1534 | 0 | 0 | 0 | 0 | 0 | 0 | 0 | 0 | 0 | 378
8906_G_1 | NY_Zone J (NYC) | New York | 36 | Queens | 81 | 8906 | 1 | Astoria Generating Station | 18734 | 1967 | 9999 | Combustion Turbine | [5 empty] | Fossil | G | 2030 | NaturalGas |  | 0 | 0 | 0.0018773 | 0.0018773 | 0 | 0 | 0 | 0 | 0 | 0 | 0 | 0 | 0 | 0 | 0 | 0 | 0 | 0 | 0.10021 | 0.10021 | 0 | 0 | 0.1099 | 0.1099 | 0 | 0 | 1.3141e-10 | 1.3141e-10 | 0 | 0 | 0.00020875 | 0.00020875 | 0 | 0 | 0 | 0 | 0 | 0 | 0 | 0 | 0.66445 | 0 | 0 | 0.00055715 | 0.00055715 | 0 | 0 | 0.0039222 | 0.0039222 | 0 | 14
899_G_GT1 | MISO_Iowa-MidAmerican | Illinois | 17 | Rock Island | 161 | 899 | GT1 | Moline | 25000 | 1970 | 9999 | Combustion Turbine | [5 empty] | Fossil | G | 2030 | NaturalGas |  | 0 | 0 | 0 | 0 | 0 | 0 | 0 | 0 | 0 | 0 | 0 | 0 | 0 | 0 | 0 | 0 | 0 | 0 | 0 | 0 | 0 | 0 | 0 | 0 | 0 | 0 | 0 | 0 | 0 | 0 | 0 | 0 | 0 | 0 | 0 | 0 | 0 | 0 | 0 | 0 | 0.68932 | 0 | 0 | 0 | 0 | 0 | 0 | 0 | 0 | 0 | 16
899_G_GT2 | MISO_Iowa-MidAmerican | Illinois | 17 | Rock Island | 161 | 899 | GT2 | Moline | 25000 | 1970 | 9999 | Combustion Turbine | [5 empty] | Fossil | G | 2030 | NaturalGas |  | 0 | 0 | 0 | 0 | 0 | 0 | 0 | 0 | 0 | 0 | 0 | 0 | 0 | 0 | 0 | 0 | 0 | 0 | 0 | 0 | 0 | 0 | 0 | 0 | 0 | 0 | 0 | 0 | 0 | 0 | 0 | 0 | 0 | 0 | 0 | 0 | 0 | 0 | 0 | 0 | 0.73671 | 0 | 0 | 0 | 0 | 0 | 0 | 0 | 0 | 0 | 17.1
899_G_GT3 | MISO_Iowa-MidAmerican | Illinois | 17 | Rock Island | 161 | 899 | GT3 | Moline | 25000 | 1970 | 9999 | Combustion Turbine | [5 empty] | Fossil | G | 2030 | NaturalGas |  | 0 | 0 | 0 | 0 | 0 | 0 | 0 | 0 | 0 | 0 | 0 | 0 | 0 | 0 | 0 | 0 | 0 | 0 | 0 | 0 | 0 | 0 | 0 | 0 | 0 | 0 | 0 | 0 | 0 | 0 | 0 | 0 | 0 | 0 | 0 | 0 | 0 | 0 | 0 | 0 | 0.7281 | 0 | 0 | 0 | 0 | 0 | 0 | 0 | 0 | 0 | 16.9
899_G_GT4 | MISO_Iowa-MidAmerican | Illinois | 17 | Rock Island | 161 | 899 | GT4 | Moline | 25000 | 1970 | 9999 | Combustion Turbine | [5 empty] | Fossil | G | 2030 | NaturalGas |  | 0 | 0 | 0 | 0 | 0 | 0 | 0 | 0 | 0 | 0 | 0 | 0 | 0 | 0 | 0 | 0 | 0 | 0 | 0 | 0 | 0 | 0 | 0 | 0 | 0 | 0 | 0 | 0 | 0 | 0 | 0 | 0 | 0 | 0 | 0 | 0 | 0 | 0 | 0 | 0 | 0.71948 | 0 | 0 | 0 | 0 | 0 | 0 | 0 | 0 | 0 | 16.7
899_G_HY1 | MISO_Iowa-MidAmerican | Illinois | 17 | Rock Island | 161 | 899 | HY1 | Moline | 0 | 1942 | 9999 | Hydro | [5 empty] | Non-Fossil | G | 2030 | Hydro |  | 0 | 0 | 0 | 0 | 0 | 0 | 0 | 0 | 0 | 0 | 0 | 0 | 0 | 0 | 0 | 0 | 0.32957 | 0.51013 | 0.68814 | 1.5278 | 0 | 0 | 0 | 0 | 0 | 0 | 0 | 0 | 0 | 0 | 0 | 0 | 0 | 0 | 0 | 0 | 0 | 0 | 0 | 0 | 0.012647 | 0.00045811 | 0.00070909 | 0.00095651 | 0.0021237 | 0 | 0 | 0 | 0 | 0 | 0.8
899_G_HY2 | MISO_Iowa-MidAmerican | Illinois | 17 | Rock Island | 161 | 899 | HY2 | Moline | 0 | 1942 | 9999 | Hydro | [5 empty] | Non-Fossil | G | 2030 | Hydro |  | 0 | 0 | 0 | 0 | 0 | 0 | 0 | 0 | 0 | 0 | 0 | 0 | 0 | 0 | 0 | 0 | 0.32957 | 0.51013 | 0.68814 | 1.5278 | 0 | 0 | 0 | 0 | 0 | 0 | 0 | 0 | 0 | 0 | 0 | 0 | 0 | 0 | 0 | 0 | 0 | 0 | 0 | 0 | 0.012647 | 0.00045811 | 0.00070909 | 0.00095651 | 0.0021237 | 0 | 0 | 0 | 0 | 0 | 0.8
899_G_HY3 | MISO_Iowa-MidAmerican | Illinois | 17 | Rock Island | 161 | 899 | HY3 | Moline | 0 | 1942 | 9999 | Hydro | [5 empty] | Non-Fossil | G | 2030 | Hydro |  | 0 | 0 | 0 | 0 | 0 | 0 | 0 | 0 | 0 | 0 | 0 | 0 | 0 | 0 | 0 | 0 | 0.32957 | 0.51013 | 0.68814 | 1.5278 | 0 | 0 | 0 | 0 | 0 | 0 | 0 | 0 | 0 | 0 | 0 | 0 | 0 | 0 | 0 | 0 | 0 | 0 | 0 | 0 | 0.012647 | 0.00045811 | 0.00070909 | 0.00095651 | 0.0021237 | 0 | 0 | 0 | 0 | 0 | 0.8
899_G_HY4 | MISO_Iowa-MidAmerican | Illinois | 17 | Rock Island | 161 | 899 | HY4 | Moline | 0 | 1942 | 9999 | Hydro | [5 empty] | Non-Fossil | G | 2030 | Hydro |  | 0 | 0 | 0 | 0 | 0 | 0 | 0 | 0 | 0 | 0 | 0 | 0 | 0 | 0 | 0 | 0 | 0.32957 | 0.51013 | 0.68814 | 1.5278 | 0 | 0 | 0 | 0 | 0 | 0 | 0 | 0 | 0 | 0 | 0 | 0 | 0 | 0 | 0 | 0 | 0 | 0 | 0 | 0 | 0.012647 | 0.00045811 | 0.00070909 | 0.00095651 | 0.0021237 | 0 | 0 | 0 | 0 | 0 | 0.8
9_G_1 | WECC_New Mexico | Texas | 48 | El Paso | 141 | 9 | 1 | Copper | 16930 | 1980 | 9999 | Combustion Turbine |  |  |  | H2O |  | Fossil | G | 2030 | NaturalGas |  | 0 | 0 | 0 | 0 | 0 | 0 | 0 | 0 | 0 | 0 | 0 | 0 | 0 | 0 | 0 | 0 | 0 | 0 | 0 | 0 | 0 | 0 | 0 | 0 | 0 | 0 | 0 | 0 | 0 | 0 | 0 | 0 | 0 | 0 | 0 | 0 | 0 | 0 | 0 | 0 | 2.972 | 0 | 0 | 0 | 0 | 0 | 0 | 0 | 0 | 0 | 64
903_G_1 | PJM_ComEd | Illinois | 17 | Winnebago | 201 | 903 | 1 | Rockton | 0 | 1929 | 9999 | Hydro | [5 empty] | Non-Fossil | G | 2030 | Hydro |  | 0 | 0 | 0 | 0 | 0 | 0 | 0 | 0 | 0 | 0 | 0 | 0 | 0 | 0 | 0 | 0 | 0.49068 | 0.74326 | 1.0667 | 2.3007 | 0 | 0 | 0 | 0 | 0 | 0 | 0 | 0 | 0 | 0 | 0 | 0 | 0 | 0 | 0 | 0 | 0 | 0 | 0 | 0 | 0.0094849 | 0.00068204 | 0.0010331 | 0.0014827 | 0.0031979 | 0 | 0 | 0 | 0 | 0 | 0.6
903_G_2 | PJM_ComEd | Illinois | 17 | Winnebago | 201 | 903 | 2 | Rockton | 0 | 1929 | 9999 | Hydro | [5 empty] | Non-Fossil | G | 2030 | Hydro |  | 0 | 0 | 0 | 0 | 0 | 0 | 0 | 0 | 0 | 0 | 0 | 0 | 0 | 0 | 0 | 0 | 0.4089 | 0.61938 | 0.88893 | 1.9172 | 0 | 0 | 0 | 0 | 0 | 0 | 0 | 0 | 0 | 0 | 0 | 0 | 0 | 0 | 0 | 0 | 0 | 0 | 0 | 0 | 0.0079041 | 0.00056837 | 0.00086094 | 0.0012356 | 0.0026649 | 0 | 0 | 0 | 0 | 0 | 0.5
9038_G_10 | ISONE_MA, VT, NH, RI (Rest of ISO New England) | Massachusetts | 25 | Middlesex | 17 | 9038 | 10 | Cherry Street | 11224 | 1962 | 9999 | Combustion Turbine | [5 empty] | Fossil | G | 2030 | NaturalGas |  | 0 | 1.0128e-11 | 3.3246e-10 | 3.4259e-10 | 0 | 0 | 0 | 0 | 0 | 0 | 0 | 0 | 0 | 0 | 0 | 0 | 0 | 9.0156e-10 | 2.9593e-08 | 3.0495e-08 | 0 | 5.9291e-10 | 1.9462e-08 | 2.0055e-08 | 0 | 7.0898e-19 | 2.3272e-17 | 2.3981e-17 | 0 | 1.6418e-11 | 5.3892e-10 | 5.5534e-10 | 0 | 0 | 0 | 0 | 0 | 0 | 0 | 0 | 4.5162e-08 | 0 | 4.2554e-12 | 1.3968e-10 | 1.4394e-10 | 0 | 2.8471e-11 | 6.4381e-10 | 6.7228e-10 | 0 | 1e-06
9038_G_11 | ISONE_MA, VT, NH, RI (Rest of ISO New England) | Massachusetts | 25 | Middlesex | 17 | 9038 | 11 | Cherry Street | 11224 | 1962 | 9999 | Combustion Turbine | [5 empty] | Fossil | G | 2030 | NaturalGas |  | 0 | 1.0128e-11 | 3.3246e-10 | 3.4259e-10 | 0 | 0 | 0 | 0 | 0 | 0 | 0 | 0 | 0 | 0 | 0 | 0 | 0 | 9.0156e-10 | 2.9593e-08 | 3.0495e-08 | 0 | 5.9291e-10 | 1.9462e-08 | 2.0055e-08 | 0 | 7.0898e-19 | 2.3272e-17 | 2.3981e-17 | 0 | 1.6624e-11 | 5.4569e-10 | 5.6232e-10 | 0 | 0 | 0 | 0 | 0 | 0 | 0 | 0 | 4.5162e-08 | 0 | 4.2554e-12 | 1.3968e-10 | 1.4394e-10 | 0 | 2.8471e-11 | 6.4381e-10 | 6.7228e-10 | 0 | 1e-06
9038_G_12 | ISONE_MA, VT, NH, RI (Rest of ISO New England) | Massachusetts | 25 | Middlesex | 17 | 9038 | 12 | Cherry Street | 11220 | 1972 | 9999 | Combustion Turbine | [5 empty] | Fossil | G | 2030 | NaturalGas |  | 0 | 4.9611e-05 | 0.0016285 | 0.0016781 | 0 | 0 | 0 | 0 | 0 | 0 | 0 | 0 | 0 | 0 | 0 | 0 | 0 | 0.0044176 | 0.14501 | 0.14943 | 0 | 0.0029042 | 0.09533 | 0.098234 | 0 | 3.4728e-12 | 1.1399e-10 | 1.1747e-10 | 0 | 8.0111e-05 | 0.0026296 | 0.0027097 | 0 | 0 | 0 | 0 | 0 | 0 | 0 | 0 | 0.22129 | 0 | 2.0851e-05 | 0.00068444 | 0.00070529 | 0 | 0.00013946 | 0.0031535 | 0.003293 | 0 | 4.9
9038_G_7 | ISONE_MA, VT, NH, RI (Rest of ISO New England) | Massachusetts | 25 | Middlesex | 17 | 9038 | 7 | Cherry Street | 11228 | 1951 | 9999 | Combustion Turbine | [5 empty] | Fossil | G | 2030 | Oil |  | 0 | 0 | 0 | 0 | 0 | 0 | 0 | 0 | 0 | 0 | 0 | 0 | 0 | 0 | 0 | 0 | 0 | 0 | 0 | 0 | 0 | 0 | 0 | 0 | 0 | 0 | 0 | 0 | 0 | 0 | 0 | 0 | 0 | 0 | 0 | 0 | 0 | 0 | 0 | 0 | 0.1129 | 0 | 0 | 0 | 0 | 0 | 0 | 0 | 0 | 0 | 2.5
9038_G_8 | ISONE_MA, VT, NH, RI (Rest of ISO New England) | Massachusetts | 25 | Middlesex | 17 | 9038 | 8 | Cherry Street | 11204 | 1956 | 9999 | Combustion Turbine | [5 empty] | Fossil | G | 2030 | NaturalGas |  | 0 | 3.4375e-05 | 0.0011283 | 0.0011627 | 0 | 0 | 0 | 0 | 0 | 0 | 0 | 0 | 0 | 0 | 0 | 0 | 0 | 0.0030653 | 0.10062 | 0.10368 | 0 | 0.0020123 | 0.066053 | 0.068065 | 0 | 2.4062e-12 | 7.8984e-11 | 8.139e-11 | 0 | 5.5038e-05 | 0.0018066 | 0.0018617 | 0 | 0 | 0 | 0 | 0 | 0 | 0 | 0 | 0.15355 | 0 | 1.4468e-05 | 0.00047492 | 0.00048938 | 0 | 9.6629e-05 | 0.0021851 | 0.0022817 | 0 | 3.4
905_G_1 | WECC_Southern California Edison | California | 6 | Los Angeles | 37 | 905 | 1 | Alamo | 0 | 1986 | 9999 | Hydro | [5 empty] | Non-Fossil | G | 2030 | Hydro |  | 0 | 0 | 0 | 0 | 0 | 0 | 0 | 0 | 0 | 0 | 0 | 0 | 0 | 0 | 0 | 0 | 8.3108 | 14.6466 | 31.6862 | 54.6435 | 0 | 0 | 0 | 0 | 0 | 0 | 0 | 0 | 0 | 0 | 0 | 0 | 0 | 0 | 0 | 0 | 0 | 0 | 0 | 0 | 0.26874 | 0.011552 | 0.020359 | 0.044044 | 0.075955 | 0 | 0 | 0 | 0 | 0 | 17
9095_G_6 | WECC_Pacific Northwest | Washington | 53 | Spokane | 63 | 9095 | 6 | Monroe Street | 0 | 1992 | 9999 | Hydro | [5 empty] | Non-Fossil | G | 2030 | Hydro |  | 0 | 0 | 0 | 0 | 0 | 0 | 0 | 0 | 0 | 0 | 0 | 0 | 0 | 0 | 0 | 0 | 12.2252 | 16.9193 | 21.3357 | 50.4802 | 0 | 0 | 0 | 0 | 0 | 0 | 0 | 0 | 0 | 0 | 0 | 0 | 0 | 0 | 0 | 0 | 0 | 0 | 0 | 0 | 0.23712 | 0.016993 | 0.023518 | 0.029657 | 0.070168 | 0 | 0 | 0 | 0 | 0 | 15
9096_G_1 | WECC_Pacific Northwest | Washington | 53 | Spokane | 63 | 9096 | 1 | Upper Falls | 0 | 1922 | 9999 | Hydro | [5 empty] | Non-Fossil | G | 2030 | Hydro |  | 0 | 0 | 0 | 0 | 0 | 0 | 0 | 0 | 0 | 0 | 0 | 0 | 0 | 0 | 0 | 0 | 8.3131 | 11.5051 | 14.5083 | 34.3266 | 0 | 0 | 0 | 0 | 0 | 0 | 0 | 0 | 0 | 0 | 0 | 0 | 0 | 0 | 0 | 0 | 0 | 0 | 0 | 0 | 0.16124 | 0.011555 | 0.015992 | 0.020167 | 0.047714 | 0 | 0 | 0 | 0 | 0 | 10.2
913_G_GT2 | MISO_Missouri | Illinois | 17 | Madison | 119 | 913 | GT2 | Venice | 11411 | 2002 | 9999 | Combustion Turbine | [5 empty] | Fossil | G | 2030 | NaturalGas |  | 0.0069706 | 0 | 0.090344 | 0.097314 | 0 | 0 | 0 | 0 | 0 | 0 | 0 | 0 | 0 | 0 | 0 | 0 | 0.61087 | 0 | 7.9172 | 8.5281 | 0.40806 | 0 | 5.2887 | 5.6968 | 4.8794e-10 | 0 | 6.3241e-09 | 6.812e-09 | 0.00048665 | 0 | 0.0063073 | 0.006794 | 0 | 0 | 0 | 0 | 0 | 0 | 0 | 0 | 0.94681 | 0.0028833 | 0 | 0.037369 | 0.040253 | 0.020036 | 0 | 0.19826 | 0.2183 | 0 | 48
913_G_GT3 | MISO_Missouri | Illinois | 17 | Madison | 119 | 913 | GT3 | Venice | 11411 | 2005 | 9999 | Combustion Turbine |  |  |  | DLNB + H2O |  | Fossil | G | 2030 | NaturalGas |  | 0.024556 | 0 | 0.41609 | 0.44064 | 0 | 0 | 0 | 0 | 0 | 0 | 0 | 0 | 0 | 0 | 0 | 0 | 2.152 | 0 | 36.4635 | 38.6155 | 1.4375 | 0 | 24.3576 | 25.7952 | 1.7189e-09 | 0 | 2.9126e-08 | 3.0845e-08 | 0.00057658 | 0 | 0.0097697 | 0.010346 | 0 | 0 | 0 | 0 | 0 | 0 | 0 | 0 | 3.3138 | 0.010157 | 0 | 0.17211 | 0.18227 | 0.070584 | 0 | 0.91311 | 0.98369 | 0 | 168
913_G_GT4 | MISO_Missouri | Illinois | 17 | Madison | 119 | 913 | GT4 | Venice | 11411 | 2005 | 9999 | Combustion Turbine |  |  |  | DLNB + H2O |  | Fossil | G | 2030 | NaturalGas |  | 0.024556 | 0 | 0.41609 | 0.44064 | 0 | 0 | 0 | 0 | 0 | 0 | 0 | 0 | 0 | 0 | 0 | 0 | 2.152 | 0 | 36.4635 | 38.6155 | 1.4375 | 0 | 24.3576 | 25.7952 | 1.7189e-09 | 0 | 2.9126e-08 | 3.0845e-08 | 0.00071177 | 0 | 0.01206 | 0.012772 | 0 | 0 | 0 | 0 | 0 | 0 | 0 | 0 | 3.3138 | 0.010157 | 0 | 0.17211 | 0.18227 | 0.070584 | 0 | 0.91311 | 0.98369 | 0 | 168
913_G_GT5 | MISO_Missouri | Illinois | 17 | Madison | 119 | 913 | GT5 | Venice | 11411 | 2005 | 9999 | Combustion Turbine |  |  |  | DLNB + H2O |  | Fossil | G | 2030 | NaturalGas |  | 0.015055 | 0 | 0.2551 | 0.27016 | 0 | 0 | 0 | 0 | 0 | 0 | 0 | 0 | 0 | 0 | 0 | 0 | 1.3194 | 0 | 22.3556 | 23.675 | 0.88134 | 0 | 14.9336 | 15.8149 | 1.0539e-09 | 0 | 1.7857e-08 | 1.8911e-08 | 0.00060771 | 0 | 0.010297 | 0.010905 | 0 | 0 | 0 | 0 | 0 | 0 | 0 | 0 | 2.0317 | 0.0062275 | 0 | 0.10552 | 0.11175 | 0.043275 | 0 | 0.55982 | 0.6031 | 0 | 103
917_G_1 | WECC_Pacific Northwest | Washington | 53 | Grant | 25 | 917 | 1 | Quincy Chute | 0 | 1985 | 9999 | Hydro | [5 empty] | Non-Fossil | G | 2030 | Hydro |  | 0 | 0 | 0 | 0 | 0 | 0 | 0 | 0 | 0 | 0 | 0 | 0 | 0 | 0 | 0 | 0 | 7.6611 | 10.6028 | 13.3704 | 31.6343 | 0 | 0 | 0 | 0 | 0 | 0 | 0 | 0 | 0 | 0 | 0 | 0 | 0 | 0 | 0 | 0 | 0 | 0 | 0 | 0 | 0.1486 | 0.010649 | 0.014738 | 0.018585 | 0.043972 | 0 | 0 | 0 | 0 | 0 | 9.4
925_G_2 | WECC_Utah | Utah | 49 | Sanpete | 39 | 925 | 2 | Hydro Plant No 3 | 0 | 1984 | 9999 | Hydro | [5 empty] | Non-Fossil | G | 2030 | Hydro |  | 0 | 0 | 0 | 0 | 0 | 0 | 0 | 0 | 0 | 0 | 0 | 0 | 0 | 0 | 0 | 0 | 0.42183 | 0.60153 | 0.93599 | 1.9594 | 0 | 0 | 0 | 0 | 0 | 0 | 0 | 0 | 0 | 0 | 0 | 0 | 0 | 0 | 0 | 0 | 0 | 0 | 0 | 0 | 0.0094849 | 0.00058635 | 0.00083613 | 0.001301 | 0.0027235 | 0 | 0 | 0 | 0 | 0 | 0.6
925_G_3 | WECC_Utah | Utah | 49 | Sanpete | 39 | 925 | 3 | Hydro Plant No 3 | 0 | 1984 | 9999 | Hydro | [5 empty] | Non-Fossil | G | 2030 | Hydro |  | 0 | 0 | 0 | 0 | 0 | 0 | 0 | 0 | 0 | 0 | 0 | 0 | 0 | 0 | 0 | 0 | 1.4061 | 2.0051 | 3.12 | 6.5312 | 0 | 0 | 0 | 0 | 0 | 0 | 0 | 0 | 0 | 0 | 0 | 0 | 0 | 0 | 0 | 0 | 0 | 0 | 0 | 0 | 0.031616 | 0.0019545 | 0.0027871 | 0.0043368 | 0.0090784 | 0 | 0 | 0 | 0 | 0 | 2
934_G_2 | MISO_Illinois | Illinois | 17 | Clinton | 27 | 934 | 2 | Breese | 12953 | 1982 | 9999 | Combustion Turbine | [5 empty] | Fossil | G | 2030 | NaturalGas |  | 0.00014014 | 0 | 0 | 0.00014014 | 0 | 0 | 0 | 0 | 0 | 0 | 0 | 0 | 0 | 0 | 0 | 0 | 0.010819 | 0 | 0 | 0.010819 | 0.0082035 | 0 | 0 | 0.0082035 | 9.8094e-12 | 0 | 0 | 9.8094e-12 | 3.7372e-05 | 0 | 0 | 3.7372e-05 | 0 | 0 | 0 | 0 | 0 | 0 | 0 | 0 | 0.12934 | 5.1064e-05 | 0 | 0 | 5.1064e-05 | 0.00039574 | 0 | 0 | 0.00039574 | 0 | 3
934_G_5 | MISO_Illinois | Illinois | 17 | Clinton | 27 | 934 | 5 | Breese | 12948 | 1992 | 9999 | Combustion Turbine | [5 empty] | Fossil | G | 2030 |  |  | 0 | 0 | 0 | 0 | 0 | 0 | 0 | 0 | 0 | 0 | 0 | 0 | 0 | 0 | 0 | 0 | 0 | 0 | 0 | 0 | 0 | 0 | 0 | 0 | 0 | 0 | 0 | 0 | 0 | 0 | 0 | 0 | 0 | 0 | 0 | 0 | 0 | 0 | 0 | 0 | 0.096449 | 0 | 0 | 0 | 0 | 0 | 0 | 0 | 0 | 0 | 2.5
934_G_6 | MISO_Illinois | Illinois | 17 | Clinton | 27 | 934 | 6 | Breese | 12948 | 1997 | 9999 | Combustion Turbine | [5 empty] | Fossil | G | 2030 | Oil |  | 0 | 0 | 0 | 0 | 0 | 0 | 0 | 0 | 0 | 0 | 0 | 0 | 0 | 0 | 0 | 0 | 0 | 0 | 0 | 0 | 0 | 0 | 0 | 0 | 0 | 0 | 0 | 0 | 0 | 0 | 0 | 0 | 0 | 0 | 0 | 0 | 0 | 0 | 0 | 0 | 0.096449 | 0 | 0 | 0 | 0 | 0 | 0 | 0 | 0 | 0 | 2.5
934_G_7 | MISO_Illinois | Illinois | 17 | Clinton | 27 | 934 | 7 | Breese | 12948 | 2008 | 9999 | Combustion Turbine | [5 empty] | Fossil | G | 2030 | Oil |  | 0 | 0 | 0 | 0 | 0 | 0 | 0 | 0 | 0 | 0 | 0 | 0 | 0 | 0 | 0 | 0 | 0 | 0 | 0 | 0 | 0 | 0 | 0 | 0 | 0 | 0 | 0 | 0 | 0 | 0 | 0 | 0 | 0 | 0 | 0 | 0 | 0 | 0 | 0 | 0 | 0.096449 | 0 | 0 | 0 | 0 | 0 | 0 | 0 | 0 | 0 | 2.5
934_G_8 | MISO_Illinois | Illinois | 17 | Clinton | 27 | 934 | 8 | Breese | 12455 | 2014 | 9999 | Combustion Turbine | [5 empty] | Fossil | G | 2030 |  |  | 0 | 0 | 0 | 0 | 0 | 0 | 0 | 0 | 0 | 0 | 0 | 0 | 0 | 0 | 0 | 0 | 0 | 0 | 0 | 0 | 0 | 0 | 0 | 0 | 0 | 0 | 0 | 0 | 0 | 0 | 0 | 0 | 0 | 0 | 0 | 0 | 0 | 0 | 0 | 0 | 0.096449 | 0 | 0 | 0 | 0 | 0 | 0 | 0 | 0 | 0 | 2.5
934_G_IC1 | MISO_Illinois | Illinois | 17 | Clinton | 27 | 934 | IC1 | Breese | 12979 | 1953 | 9999 | Combustion Turbine | [5 empty] | Fossil | G | 2030 |  |  | 0 | 0 | 0 | 0 | 0 | 0 | 0 | 0 | 0 | 0 | 0 | 0 | 0 | 0 | 0 | 0 | 0 | 0 | 0 | 0 | 0 | 0 | 0 | 0 | 0 | 0 | 0 | 0 | 0 | 0 | 0 | 0 | 0 | 0 | 0 | 0 | 0 | 0 | 0 | 0 | 0.03858 | 0 | 0 | 0 | 0 | 0 | 0 | 0 | 0 | 0 | 1
934_G_IC3 | MISO_Illinois | Illinois | 17 | Clinton | 27 | 934 | IC3 | Breese | 12963 | 1968 | 9999 | Combustion Turbine | [5 empty] | Fossil | G | 2030 | NaturalGas |  | 0.00014024 | 0 | 0 | 0.00014024 | 0 | 0 | 0 | 0 | 0 | 0 | 0 | 0 | 0 | 0 | 0 | 0 | 0.010819 | 0 | 0 | 0.010819 | 0.0082098 | 0 | 0 | 0.0082098 | 9.817e-12 | 0 | 0 | 9.817e-12 | 0.0002149 | 0 | 0 | 0.0002149 | 0 | 0 | 0 | 0 | 0 | 0 | 0 | 0 | 0.12934 | 5.1064e-05 | 0 | 0 | 5.1064e-05 | 0.00039604 | 0 | 0 | 0.00039604 | 0 | 3
935_G_1 | MISO_Illinois | Illinois | 17 | McDonough | 109 | 935 | 1 | Bushnell | 10944 | 1940 | 9999 | Combustion Turbine | [5 empty] | Fossil | G | 2030 | Oil |  | 0 | 0 | 0 | 0 | 0 | 0 | 0 | 0 | 0 | 0 | 0 | 0 | 0 | 0 | 0 | 0 | 0 | 0 | 0 | 0 | 0 | 0 | 0 | 0 | 0 | 0 | 0 | 0 | 0 | 0 | 0 | 0 | 0 | 0 | 0 | 0 | 0 | 0 | 0 | 0 | 0.0086226 | 0 | 0 | 0 | 0 | 0 | 0 | 0 | 0 | 0 | 0.2
935_G_2 | MISO_Illinois | Illinois | 17 | McDonough | 109 | 935 | 2 | Bushnell | 10944 | 1940 | 9999 | Combustion Turbine | [5 empty] | Fossil | G | 2030 | Oil |  | 0 | 0 | 0 | 0 | 0 | 0 | 0 | 0 | 0 | 0 | 0 | 0 | 0 | 0 | 0 | 0 | 0 | 0 | 0 | 0 | 0 | 0 | 0 | 0 | 0 | 0 | 0 | 0 | 0 | 0 | 0 | 0 | 0 | 0 | 0 | 0 | 0 | 0 | 0 | 0 | 0.0086226 | 0 | 0 | 0 | 0 | 0 | 0 | 0 | 0 | 0 | 0.2
935_G_3 | MISO_Illinois | Illinois | 17 | McDonough | 109 | 935 | 3 | Bushnell | 10745 | 1965 | 9999 | Combustion Turbine | [5 empty] | Fossil | G | 2030 | Oil |  | 0 | 0 | 0 | 0 | 0 | 0 | 0 | 0 | 0 | 0 | 0 | 0 | 0 | 0 | 0 | 0 | 0 | 0 | 0 | 0 | 0 | 0 | 0 | 0 | 0 | 0 | 0 | 0 | 0 | 0 | 0 | 0 | 0 | 0 | 0 | 0 | 0 | 0 | 0 | 0 | 0.094849 | 0 | 0 | 0 | 0 | 0 | 0 | 0 | 0 | 0 | 2.2
935_G_4 | MISO_Illinois | Illinois | 17 | McDonough | 109 | 935 | 4 | Bushnell | 10745 | 1965 | 9999 | Combustion Turbine | [5 empty] | Fossil | G | 2030 | Oil |  | 0 | 0 | 0 | 0 | 0 | 0 | 0 | 0 | 0 | 0 | 0 | 0 | 0 | 0 | 0 | 0 | 0 | 0 | 0 | 0 | 0 | 0 | 0 | 0 | 0 | 0 | 0 | 0 | 0 | 0 | 0 | 0 | 0 | 0 | 0 | 0 | 0 | 0 | 0 | 0 | 0.094849 | 0 | 0 | 0 | 0 | 0 | 0 | 0 | 0 | 0 | 2.2
935_G_5 | MISO_Illinois | Illinois | 17 | McDonough | 109 | 935 | 5 | Bushnell | 10745 | 1956 | 9999 | Combustion Turbine | [5 empty] | Fossil | G | 2030 | Oil |  | 0 | 0 | 0 | 0 | 0 | 0 | 0 | 0 | 0 | 0 | 0 | 0 | 0 | 0 | 0 | 0 | 0 | 0 | 0 | 0 | 0 | 0 | 0 | 0 | 0 | 0 | 0 | 0 | 0 | 0 | 0 | 0 | 0 | 0 | 0 | 0 | 0 | 0 | 0 | 0 | 0.043113 | 0 | 0 | 0 | 0 | 0 | 0 | 0 | 0 | 0 | 1
935_G_6 | MISO_Illinois | Illinois | 17 | McDonough | 109 | 935 | 6 | Bushnell | 10745 | 2000 | 9999 | Combustion Turbine | [5 empty] | Fossil | G | 2030 | Oil |  | 0 | 0 | 0 | 0 | 0 | 0 | 0 | 0 | 0 | 0 | 0 | 0 | 0 | 0 | 0 | 0 | 0 | 0 | 0 | 0 | 0 | 0 | 0 | 0 | 0 | 0 | 0 | 0 | 0 | 0 | 0 | 0 | 0 | 0 | 0 | 0 | 0 | 0 | 0 | 0 | 0.10778 | 0 | 0 | 0 | 0 | 0 | 0 | 0 | 0 | 0 | 2.5
935_G_7 | MISO_Illinois | Illinois | 17 | McDonough | 109 | 935 | 7 | Bushnell | 10745 | 2000 | 9999 | Combustion Turbine | [5 empty] | Fossil | G | 2030 | Oil |  | 0 | 0 | 0 | 0 | 0 | 0 | 0 | 0 | 0 | 0 | 0 | 0 | 0 | 0 | 0 | 0 | 0 | 0 | 0 | 0 | 0 | 0 | 0 | 0 | 0 | 0 | 0 | 0 | 0 | 0 | 0 | 0 | 0 | 0 | 0 | 0 | 0 | 0 | 0 | 0 | 0.10778 | 0 | 0 | 0 | 0 | 0 | 0 | 0 | 0 | 0 | 2.5
936_G_10 | MISO_Illinois | Illinois | 17 | Clinton | 27 | 936 | 10 | Carlyle | 12824 | 2003 | 9999 | Combustion Turbine | [5 empty] | Fossil | G | 2030 | Oil |  | 0 | 0 | 0 | 0 | 0 | 0 | 0 | 0 | 0 | 0 | 0 | 0 | 0 | 0 | 0 | 0 | 0 | 0 | 0 | 0 | 0 | 0 | 0 | 0 | 0 | 0 | 0 | 0 | 0 | 0 | 0 | 0 | 0 | 0 | 0 | 0 | 0 | 0 | 0 | 0 | 0.096449 | 0 | 0 | 0 | 0 | 0 | 0 | 0 | 0 | 0 | 2.5
936_G_11 | MISO_Illinois | Illinois | 17 | Clinton | 27 | 936 | 11 | Carlyle | 10745 | 2019 | 9999 | Combustion Turbine | [5 empty] | Fossil | G | 2030 | Oil |  | 0 | 0 | 0 | 0 | 0 | 0 | 0 | 0 | 0 | 0 | 0 | 0 | 0 | 0 | 0 | 0 | 0 | 0 | 0 | 0 | 0 | 0 | 0 | 0 | 0 | 0 | 0 | 0 | 0 | 0 | 0 | 0 | 0 | 0 | 0 | 0 | 0 | 0 | 0 | 0 | 0.12072 | 0 | 0 | 0 | 0 | 0 | 0 | 0 | 0 | 0 | 2.8
936_G_7 | MISO_Illinois | Illinois | 17 | Clinton | 27 | 936 | 7 | Carlyle | 12791 | 1964 | 9999 | Combustion Turbine | [5 empty] | Fossil | G | 2030 | NaturalGas |  | 9.2255e-05 | 0 | 0 | 9.2255e-05 | 0 | 0 | 0 | 0 | 0 | 0 | 0 | 0 | 0 | 0 | 0 | 0 | 0.0072125 | 0 | 0 | 0.0072125 | 0.0054006 | 0 | 0 | 0.0054006 | 6.4578e-12 | 0 | 0 | 6.4578e-12 | 7.6099e-05 | 0 | 0 | 7.6099e-05 | 0 | 0 | 0 | 0 | 0 | 0 | 0 | 0 | 0.086226 | 3.4043e-05 | 0 | 0 | 3.4043e-05 | 0.00026052 | 0 | 0 | 0.00026052 | 0 | 2
936_G_8 | MISO_Illinois | Illinois | 17 | Clinton | 27 | 936 | 8 | Carlyle | 12815 | 1998 | 9999 | Combustion Turbine | [5 empty] | Fossil | G | 2030 |  |  | 0 | 0 | 0 | 0 | 0 | 0 | 0 | 0 | 0 | 0 | 0 | 0 | 0 | 0 | 0 | 0 | 0 | 0 | 0 | 0 | 0 | 0 | 0 | 0 | 0 | 0 | 0 | 0 | 0 | 0 | 0 | 0 | 0 | 0 | 0 | 0 | 0 | 0 | 0 | 0 | 0.096449 | 0 | 0 | 0 | 0 | 0 | 0 | 0 | 0 | 0 | 2.5
936_G_9 | MISO_Illinois | Illinois | 17 | Clinton | 27 | 936 | 9 | Carlyle | 12815 | 1999 | 9999 | Combustion Turbine | [5 empty] | Fossil | G | 2030 |  |  | 0 | 0 | 0 | 0 | 0 | 0 | 0 | 0 | 0 | 0 | 0 | 0 | 0 | 0 | 0 | 0 | 0 | 0 | 0 | 0 | 0 | 0 | 0 | 0 | 0 | 0 | 0 | 0 | 0 | 0 | 0 | 0 | 0 | 0 | 0 | 0 | 0 | 0 | 0 | 0 | 0.096449 | 0 | 0 | 0 | 0 | 0 | 0 | 0 | 0 | 0 | 2.5
937_G_10 | MISO_Illinois | Illinois | 17 | White | 193 | 937 | 10 | Carmi | 10745 | 1958 | 9999 | Combustion Turbine | [5 empty] | Fossil | G | 2030 | NaturalGas |  | 0.00085248 | 0.000186 | 0.0087445 | 0.009783 | 0 | 0 | 0 | 0 | 0 | 0 | 0 | 0 | 0 | 0 | 0 | 0 | 0.079337 | 0.01731 | 0.81382 | 0.91047 | 0.049904 | 0.010888 | 0.5119 | 0.57269 | 5.9674e-11 | 1.302e-11 | 6.1211e-10 | 6.8481e-10 | 0.00070319 | 0.00015342 | 0.0072132 | 0.0080698 | 0 | 0 | 0 | 0 | 0 | 0 | 0 | 0 | 0.068981 | 0.00037447 | 8.1703e-05 | 0.0038412 | 0.0042974 | 0.0024074 | 0.00046476 | 0.018825 | 0.021697 | 0 | 1.6
937_G_11 | MISO_Illinois | Illinois | 17 | White | 193 | 937 | 11 | Carmi | 10745 | 1963 | 9999 | Combustion Turbine | [5 empty] | Fossil | G | 2030 | NaturalGas |  | 5.328e-10 | 1.1625e-10 | 5.4653e-09 | 6.1144e-09 | 0 | 0 | 0 | 0 | 0 | 0 | 0 | 0 | 0 | 0 | 0 | 0 | 4.9586e-08 | 1.0819e-08 | 5.0864e-07 | 5.6904e-07 | 3.119e-08 | 6.8051e-09 | 3.1994e-07 | 3.5793e-07 | 3.7296e-17 | 8.1373e-18 | 3.8257e-16 | 4.28e-16 | 4.395e-10 | 9.589e-11 | 4.5082e-09 | 5.0436e-09 | 0 | 0 | 0 | 0 | 0 | 0 | 0 | 0 | 4.3113e-08 | 2.3405e-10 | 5.1064e-11 | 2.4008e-09 | 2.6859e-09 | 1.5046e-09 | 2.9048e-10 | 1.1766e-08 | 1.3561e-08 | 0 | 1e-06
937_G_12 | MISO_Illinois | Illinois | 17 | White | 193 | 937 | 12 | Carmi | 10745 | 1967 | 9999 | Combustion Turbine | [5 empty] | Fossil | G | 2030 | NaturalGas |  | 0.00095904 | 0.00020925 | 0.0098376 | 0.011006 | 0 | 0 | 0 | 0 | 0 | 0 | 0 | 0 | 0 | 0 | 0 | 0 | 0.089255 | 0.019474 | 0.91555 | 1.0243 | 0.056142 | 0.012249 | 0.57589 | 0.64428 | 6.7133e-11 | 1.4647e-11 | 6.8863e-10 | 7.7041e-10 | 0.00079109 | 0.0001726 | 0.0081148 | 0.0090785 | 0 | 0 | 0 | 0 | 0 | 0 | 0 | 0 | 0.077604 | 0.00042128 | 9.1916e-05 | 0.0043214 | 0.0048346 | 0.0027083 | 0.00052286 | 0.021178 | 0.024409 | 0 | 1.8
937_G_13 | MISO_Illinois | Illinois | 17 | White | 193 | 937 | 13 | Carmi | 10745 | 1973 | 9999 | Combustion Turbine | [5 empty] | Fossil | G | 2030 | NaturalGas |  | 0.002291 | 0.00049986 | 0.023501 | 0.026292 | 0 | 0 | 0 | 0 | 0 | 0 | 0 | 0 | 0 | 0 | 0 | 0 | 0.21322 | 0.046521 | 2.1871 | 2.4469 | 0.13412 | 0.029262 | 1.3757 | 1.5391 | 1.6037e-10 | 3.499e-11 | 1.6451e-09 | 1.8404e-09 | 0.0018898 | 0.00041233 | 0.019385 | 0.021688 | 0 | 0 | 0 | 0 | 0 | 0 | 0 | 0 | 0.18539 | 0.0010064 | 0.00021958 | 0.010323 | 0.011549 | 0.0064698 | 0.001249 | 0.050592 | 0.058311 | 0 | 4.3
937_G_14 | MISO_Illinois | Illinois | 17 | White | 193 | 937 | 14 | Carmi | 10745 | 2013 | 9999 | Combustion Turbine | [5 empty] | Fossil | G | 2030 | Oil |  | 0 | 0 | 0 | 0 | 0 | 0 | 0 | 0 | 0 | 0 | 0 | 0 | 0 | 0 | 0 | 0 | 0 | 0 | 0 | 0 | 0 | 0 | 0 | 0 | 0 | 0 | 0 | 0 | 0 | 0 | 0 | 0 | 0 | 0 | 0 | 0 | 0 | 0 | 0 | 0 | 0.047425 | 0 | 0 | 0 | 0 | 0 | 0 | 0 | 0 | 0 | 1.1
937_G_7 | MISO_Illinois | Illinois | 17 | White | 193 | 937 | 7 | Carmi | 10745 | 1948 | 9999 | Combustion Turbine | [5 empty] | Fossil | G | 2030 | Oil |  | 0 | 0 | 0 | 0 | 0 | 0 | 0 | 0 | 0 | 0 | 0 | 0 | 0 | 0 | 0 | 0 | 0 | 0 | 0 | 0 | 0 | 0 | 0 | 0 | 0 | 0 | 0 | 0 | 0 | 0 | 0 | 0 | 0 | 0 | 0 | 0 | 0 | 0 | 0 | 0 | 0.038802 | 0 | 0 | 0 | 0 | 0 | 0 | 0 | 0 | 0 | 0.9
937_G_8 | MISO_Illinois | Illinois | 17 | White | 193 | 937 | 8 | Carmi | 10745 | 1951 | 9999 | Combustion Turbine | [5 empty] | Fossil | G | 2030 | NaturalGas |  | 0.00063936 | 0.0001395 | 0.0065584 | 0.0073372 | 0 | 0 | 0 | 0 | 0 | 0 | 0 | 0 | 0 | 0 | 0 | 0 | 0.059503 | 0.012982 | 0.61036 | 0.68285 | 0.037428 | 0.0081661 | 0.38393 | 0.42952 | 4.4755e-11 | 9.7648e-12 | 4.5909e-10 | 5.1361e-10 | 0.0005274 | 0.00011507 | 0.0054099 | 0.0060523 | 0 | 0 | 0 | 0 | 0 | 0 | 0 | 0 | 0.051736 | 0.00028085 | 6.1277e-05 | 0.0028809 | 0.0032231 | 0.0018055 | 0.00034857 | 0.014119 | 0.016273 | 0 | 1.2
937_G_9 | MISO_Illinois | Illinois | 17 | White | 193 | 937 | 9 | Carmi | 10745 | 1958 | 9999 | Combustion Turbine | [5 empty] | Fossil | G | 2030 | NaturalGas |  | 0.0007992 | 0.00017437 | 0.008198 | 0.0091715 | 0 | 0 | 0 | 0 | 0 | 0 | 0 | 0 | 0 | 0 | 0 | 0 | 0.074379 | 0.016228 | 0.76296 | 0.85356 | 0.046785 | 0.010208 | 0.47991 | 0.5369 | 5.5944e-11 | 1.2206e-11 | 5.7386e-10 | 6.4201e-10 | 0.00065924 | 0.00014384 | 0.0067623 | 0.0075654 | 0 | 0 | 0 | 0 | 0 | 0 | 0 | 0 | 0.06467 | 0.00035107 | 7.6597e-05 | 0.0036012 | 0.0040288 | 0.0022569 | 0.00043571 | 0.017648 | 0.020341 | 0 | 1.5
940_G_IC5 | MISO_Illinois | Illinois | 17 | Wayne | 191 | 940 | IC5 | Fairfield | 10745 | 1967 | 9999 | Combustion Turbine | [5 empty] | Fossil | G | 2030 | Oil |  | 0 | 0 | 0 | 0 | 0 | 0 | 0 | 0 | 0 | 0 | 0 | 0 | 0 | 0 | 0 | 0 | 0 | 0 | 0 | 0 | 0 | 0 | 0 | 0 | 0 | 0 | 0 | 0 | 0 | 0 | 0 | 0 | 0 | 0 | 0 | 0 | 0 | 0 | 0 | 0 | 4.3113e-08 | 0 | 0 | 0 | 0 | 0 | 0 | 0 | 0 | 0 | 1e-06
940_G_IC6 | MISO_Illinois | Illinois | 17 | Wayne | 191 | 940 | IC6 | Fairfield | 10745 | 1967 | 9999 | Combustion Turbine | [5 empty] | Fossil | G | 2030 | Oil |  | 0 | 0 | 0 | 0 | 0 | 0 | 0 | 0 | 0 | 0 | 0 | 0 | 0 | 0 | 0 | 0 | 0 | 0 | 0 | 0 | 0 | 0 | 0 | 0 | 0 | 0 | 0 | 0 | 0 | 0 | 0 | 0 | 0 | 0 | 0 | 0 | 0 | 0 | 0 | 0 | 4.3113e-08 | 0 | 0 | 0 | 0 | 0 | 0 | 0 | 0 | 0 | 1e-06
940_G_IC7 | MISO_Illinois | Illinois | 17 | Wayne | 191 | 940 | IC7 | Fairfield | 10745 | 1979 | 9999 | Combustion Turbine | [5 empty] | Fossil | G | 2030 | Oil |  | 0 | 0 | 0 | 0 | 0 | 0 | 0 | 0 | 0 | 0 | 0 | 0 | 0 | 0 | 0 | 0 | 0 | 0 | 0 | 0 | 0 | 0 | 0 | 0 | 0 | 0 | 0 | 0 | 0 | 0 | 0 | 0 | 0 | 0 | 0 | 0 | 0 | 0 | 0 | 0 | 4.3113e-08 | 0 | 0 | 0 | 0 | 0 | 0 | 0 | 0 | 0 | 1e-06
941_G_1 | MISO_Illinois | Illinois | 17 | DeWitt | 39 | 941 | 1 | Farmer City | 10745 | 1967 | 9999 | Combustion Turbine | [5 empty] | Fossil | G | 2030 | NaturalGas |  | 0.00069264 | 0.00015112 | 0.0071049 | 0.0079487 | 0 | 0 | 0 | 0 | 0 | 0 | 0 | 0 | 0 | 0 | 0 | 0 | 0.064462 | 0.014064 | 0.66123 | 0.73975 | 0.040547 | 0.0088466 | 0.41592 | 0.46531 | 4.8485e-11 | 1.0578e-11 | 4.9734e-10 | 5.5641e-10 | 0.00036743 | 8.0166e-05 | 0.003769 | 0.0042166 | 0 | 0 | 0 | 0 | 0 | 0 | 0 | 0 | 0.056047 | 0.00030426 | 6.6384e-05 | 0.003121 | 0.0034916 | 0.001956 | 0.00037762 | 0.015295 | 0.017629 | 0 | 1.3
941_G_2 | MISO_Illinois | Illinois | 17 | DeWitt | 39 | 941 | 2 | Farmer City | 10745 | 1963 | 9999 | Combustion Turbine | [5 empty] | Fossil | G | 2030 | Oil |  | 0 | 0 | 0 | 0 | 0 | 0 | 0 | 0 | 0 | 0 | 0 | 0 | 0 | 0 | 0 | 0 | 0 | 0 | 0 | 0 | 0 | 0 | 0 | 0 | 0 | 0 | 0 | 0 | 0 | 0 | 0 | 0 | 0 | 0 | 0 | 0 | 0 | 0 | 0 | 0 | 0.038802 | 0 | 0 | 0 | 0 | 0 | 0 | 0 | 0 | 0 | 0.9
941_G_4 | MISO_Illinois | Illinois | 17 | DeWitt | 39 | 941 | 4 | Farmer City | 10745 | 1951 | 9999 | Combustion Turbine | [5 empty] | Fossil | G | 2030 | Oil |  | 0 | 0 | 0 | 0 | 0 | 0 | 0 | 0 | 0 | 0 | 0 | 0 | 0 | 0 | 0 | 0 | 0 | 0 | 0 | 0 | 0 | 0 | 0 | 0 | 0 | 0 | 0 | 0 | 0 | 0 | 0 | 0 | 0 | 0 | 0 | 0 | 0 | 0 | 0 | 0 | 0.030179 | 0 | 0 | 0 | 0 | 0 | 0 | 0 | 0 | 0 | 0.7
941_G_5 | MISO_Illinois | Illinois | 17 | DeWitt | 39 | 941 | 5 | Farmer City | 10745 | 1974 | 9999 | Combustion Turbine | [5 empty] | Fossil | G | 2030 | NaturalGas |  | 0.0014918 | 0.00032549 | 0.015303 | 0.01712 | 0 | 0 | 0 | 0 | 0 | 0 | 0 | 0 | 0 | 0 | 0 | 0 | 0.13884 | 0.030292 | 1.4242 | 1.5933 | 0.087332 | 0.019054 | 0.89583 | 1.0022 | 1.0443e-10 | 2.2784e-11 | 1.0712e-09 | 1.1984e-09 | 0.00079138 | 0.00017267 | 0.0081178 | 0.0090818 | 0 | 0 | 0 | 0 | 0 | 0 | 0 | 0 | 0.12072 | 0.00065533 | 0.00014298 | 0.0067221 | 0.0075205 | 0.0042129 | 0.00081333 | 0.032944 | 0.03797 | 0 | 2.8
941_G_6 | MISO_Illinois | Illinois | 17 | DeWitt | 39 | 941 | 6 | Farmer City | 10745 | 2012 | 9999 | Combustion Turbine | [5 empty] | Fossil | G | 2030 | Oil |  | 0 | 0 | 0 | 0 | 0 | 0 | 0 | 0 | 0 | 0 | 0 | 0 | 0 | 0 | 0 | 0 | 0 | 0 | 0 | 0 | 0 | 0 | 0 | 0 | 0 | 0 | 0 | 0 | 0 | 0 | 0 | 0 | 0 | 0 | 0 | 0 | 0 | 0 | 0 | 0 | 0.086226 | 0 | 0 | 0 | 0 | 0 | 0 | 0 | 0 | 0 | 2
941_G_7 | MISO_Illinois | Illinois | 17 | DeWitt | 39 | 941 | 7 | Farmer City | 10745 | 2012 | 9999 | Combustion Turbine | [5 empty] | Fossil | G | 2030 | Oil |  | 0 | 0 | 0 | 0 | 0 | 0 | 0 | 0 | 0 | 0 | 0 | 0 | 0 | 0 | 0 | 0 | 0 | 0 | 0 | 0 | 0 | 0 | 0 | 0 | 0 | 0 | 0 | 0 | 0 | 0 | 0 | 0 | 0 | 0 | 0 | 0 | 0 | 0 | 0 | 0 | 0.086226 | 0 | 0 | 0 | 0 | 0 | 0 | 0 | 0 | 0 | 2
943_G_1 | MISO_Illinois | Illinois | 17 | St Clair | 163 | 943 | 1 | Freeburg | 10745 | 1948 | 9999 | Combustion Turbine | [5 empty] | Fossil | G | 2030 | Oil |  | 0 | 0 | 0 | 0 | 0 | 0 | 0 | 0 | 0 | 0 | 0 | 0 | 0 | 0 | 0 | 0 | 0 | 0 | 0 | 0 | 0 | 0 | 0 | 0 | 0 | 0 | 0 | 0 | 0 | 0 | 0 | 0 | 0 | 0 | 0 | 0 | 0 | 0 | 0 | 0 | 0.017245 | 0 | 0 | 0 | 0 | 0 | 0 | 0 | 0 | 0 | 0.4
943_G_10 | MISO_Illinois | Illinois | 17 | St Clair | 163 | 943 | 10 | Freeburg | 10745 | 2007 | 9999 | Combustion Turbine | [5 empty] | Fossil | G | 2030 | Oil |  | 0 | 0 | 0 | 0 | 0 | 0 | 0 | 0 | 0 | 0 | 0 | 0 | 0 | 0 | 0 | 0 | 0 | 0 | 0 | 0 | 0 | 0 | 0 | 0 | 0 | 0 | 0 | 0 | 0 | 0 | 0 | 0 | 0 | 0 | 0 | 0 | 0 | 0 | 0 | 0 | 0.077604 | 0 | 0 | 0 | 0 | 0 | 0 | 0 | 0 | 0 | 1.8
943_G_11 | MISO_Illinois | Illinois | 17 | St Clair | 163 | 943 | 11 | Freeburg | 10745 | 2007 | 9999 | Combustion Turbine | [5 empty] | Fossil | G | 2030 | Oil |  | 0 | 0 | 0 | 0 | 0 | 0 | 0 | 0 | 0 | 0 | 0 | 0 | 0 | 0 | 0 | 0 | 0 | 0 | 0 | 0 | 0 | 0 | 0 | 0 | 0 | 0 | 0 | 0 | 0 | 0 | 0 | 0 | 0 | 0 | 0 | 0 | 0 | 0 | 0 | 0 | 0.077604 | 0 | 0 | 0 | 0 | 0 | 0 | 0 | 0 | 0 | 1.8
943_G_12 | MISO_Illinois | Illinois | 17 | St Clair | 163 | 943 | 12 | Freeburg | 10745 | 2007 | 9999 | Combustion Turbine | [5 empty] | Fossil | G | 2030 | Oil |  | 0 | 0 | 0 | 0 | 0 | 0 | 0 | 0 | 0 | 0 | 0 | 0 | 0 | 0 | 0 | 0 | 0 | 0 | 0 | 0 | 0 | 0 | 0 | 0 | 0 | 0 | 0 | 0 | 0 | 0 | 0 | 0 | 0 | 0 | 0 | 0 | 0 | 0 | 0 | 0 | 0.077604 | 0 | 0 | 0 | 0 | 0 | 0 | 0 | 0 | 0 | 1.8
943_G_2 | MISO_Illinois | Illinois | 17 | St Clair | 163 | 943 | 2 | Freeburg | 10745 | 1948 | 9999 | Combustion Turbine | [5 empty] | Fossil | G | 2030 | Oil |  | 0 | 0 | 0 | 0 | 0 | 0 | 0 | 0 | 0 | 0 | 0 | 0 | 0 | 0 | 0 | 0 | 0 | 0 | 0 | 0 | 0 | 0 | 0 | 0 | 0 | 0 | 0 | 0 | 0 | 0 | 0 | 0 | 0 | 0 | 0 | 0 | 0 | 0 | 0 | 0 | 0.017245 | 0 | 0 | 0 | 0 | 0 | 0 | 0 | 0 | 0 | 0.4
943_G_3 | MISO_Illinois | Illinois | 17 | St Clair | 163 | 943 | 3 | Freeburg | 10745 | 1953 | 9999 | Combustion Turbine | [5 empty] | Fossil | G | 2030 | Oil |  | 0 | 0 | 0 | 0 | 0 | 0 | 0 | 0 | 0 | 0 | 0 | 0 | 0 | 0 | 0 | 0 | 0 | 0 | 0 | 0 | 0 | 0 | 0 | 0 | 0 | 0 | 0 | 0 | 0 | 0 | 0 | 0 | 0 | 0 | 0 | 0 | 0 | 0 | 0 | 0 | 0.025868 | 0 | 0 | 0 | 0 | 0 | 0 | 0 | 0 | 0 | 0.6
943_G_4 | MISO_Illinois | Illinois | 17 | St Clair | 163 | 943 | 4 | Freeburg | 10745 | 1959 | 9999 | Combustion Turbine | [5 empty] | Fossil | G | 2030 | Oil |  | 0 | 0 | 0 | 0 | 0 | 0 | 0 | 0 | 0 | 0 | 0 | 0 | 0 | 0 | 0 | 0 | 0 | 0 | 0 | 0 | 0 | 0 | 0 | 0 | 0 | 0 | 0 | 0 | 0 | 0 | 0 | 0 | 0 | 0 | 0 | 0 | 0 | 0 | 0 | 0 | 0.043113 | 0 | 0 | 0 | 0 | 0 | 0 | 0 | 0 | 0 | 1
943_G_6 | MISO_Illinois | Illinois | 17 | St Clair | 163 | 943 | 6 | Freeburg | 10745 | 1974 | 9999 | Combustion Turbine | [5 empty] | Fossil | G | 2030 | Oil |  | 0 | 0 | 0 | 0 | 0 | 0 | 0 | 0 | 0 | 0 | 0 | 0 | 0 | 0 | 0 | 0 | 0 | 0 | 0 | 0 | 0 | 0 | 0 | 0 | 0 | 0 | 0 | 0 | 0 | 0 | 0 | 0 | 0 | 0 | 0 | 0 | 0 | 0 | 0 | 0 | 0.077604 | 0 | 0 | 0 | 0 | 0 | 0 | 0 | 0 | 0 | 1.8
943_G_7 | MISO_Illinois | Illinois | 17 | St Clair | 163 | 943 | 7 | Freeburg | 10745 | 1986 | 9999 | Combustion Turbine | [5 empty] | Fossil | G | 2030 | Oil |  | 0 | 0 | 0 | 0 | 0 | 0 | 0 | 0 | 0 | 0 | 0 | 0 | 0 | 0 | 0 | 0 | 0 | 0 | 0 | 0 | 0 | 0 | 0 | 0 | 0 | 0 | 0 | 0 | 0 | 0 | 0 | 0 | 0 | 0 | 0 | 0 | 0 | 0 | 0 | 0 | 0.11209 | 0 | 0 | 0 | 0 | 0 | 0 | 0 | 0 | 0 | 2.6
943_G_8 | MISO_Illinois | Illinois | 17 | St Clair | 163 | 943 | 8 | Freeburg | 10745 | 1996 | 9999 | Combustion Turbine | [5 empty] | Fossil | G | 2030 | Oil |  | 0 | 0 | 0 | 0 | 0 | 0 | 0 | 0 | 0 | 0 | 0 | 0 | 0 | 0 | 0 | 0 | 0 | 0 | 0 | 0 | 0 | 0 | 0 | 0 | 0 | 0 | 0 | 0 | 0 | 0 | 0 | 0 | 0 | 0 | 0 | 0 | 0 | 0 | 0 | 0 | 0.077604 | 0 | 0 | 0 | 0 | 0 | 0 | 0 | 0 | 0 | 1.8
943_G_9 | MISO_Illinois | Illinois | 17 | St Clair | 163 | 943 | 9 | Freeburg | 10745 | 1996 | 9999 | Combustion Turbine | [5 empty] | Fossil | G | 2030 | Oil |  | 0 | 0 | 0 | 0 | 0 | 0 | 0 | 0 | 0 | 0 | 0 | 0 | 0 | 0 | 0 | 0 | 0 | 0 | 0 | 0 | 0 | 0 | 0 | 0 | 0 | 0 | 0 | 0 | 0 | 0 | 0 | 0 | 0 | 0 | 0 | 0 | 0 | 0 | 0 | 0 | 0.077604 | 0 | 0 | 0 | 0 | 0 | 0 | 0 | 0 | 0 | 1.8
944_G_1 | MISO_Iowa-MidAmerican | Illinois | 17 | Henry | 73 | 944 | 1 | Geneseo | 18000 | 1974 | 9999 | Combustion Turbine | [5 empty] | Fossil | G | 2030 | Oil |  | 0 | 0 | 0 | 0 | 0 | 0 | 0 | 0 | 0 | 0 | 0 | 0 | 0 | 0 | 0 | 0 | 0 | 0 | 0 | 0 | 0 | 0 | 0 | 0 | 0 | 0 | 0 | 0 | 0 | 0 | 0 | 0 | 0 | 0 | 0 | 0 | 0 | 0 | 0 | 0 | 0.18956 | 0 | 0 | 0 | 0 | 0 | 0 | 0 | 0 | 0 | 4.4
944_G_10 | MISO_Iowa-MidAmerican | Illinois | 17 | Henry | 73 | 944 | 10 | Geneseo | 0 | 2009 | 9999 | Onshore Wind | [5 empty] | Non-Fossil | G | 2030 | Wind |  | 0 | 0 | 0 | 0 | 0 | 0 | 0 | 0 | 0 | 0 | 0 | 0 | 0 | 0 | 0 | 0 | 1.5058 | 1.943 | 1.3376 | 4.7864 | 0 | 0 | 0 | 0 | 0 | 0 | 0 | 0 | 0 | 0 | 0 | 0 | 0 | 0 | 0 | 0 | 0 | 0 | 0 | 0 | 0.061074 | 0 | 0 | 0 | 0 | 0 | 0 | 0 | 0 | 0 | 1.5
944_G_11 | MISO_Iowa-MidAmerican | Illinois | 17 | Henry | 73 | 944 | 11 | Geneseo | 0 | 2009 | 9999 | Onshore Wind | [5 empty] | Non-Fossil | G | 2030 | Wind |  | 0 | 0 | 0 | 0 | 0 | 0 | 0 | 0 | 0 | 0 | 0 | 0 | 0 | 0 | 0 | 0 | 1.5058 | 1.943 | 1.3376 | 4.7864 | 0 | 0 | 0 | 0 | 0 | 0 | 0 | 0 | 0 | 0 | 0 | 0 | 0 | 0 | 0 | 0 | 0 | 0 | 0 | 0 | 0.061074 | 0 | 0 | 0 | 0 | 0 | 0 | 0 | 0 | 0 | 1.5
944_G_12 | MISO_Iowa-MidAmerican | Illinois | 17 | Henry | 73 | 944 | 12 | Geneseo | 0 | 2015 | 9999 | Solar PV | [5 empty] | Non-Fossil | G | 2030 | Solar |  | 0 | 0 | 0 | 0 | 0 | 0 | 0 | 0 | 0 | 0 | 0 | 0 | 0 | 0 | 0 | 0 | 0.246 | 0.4915 | 0.94555 | 1.6831 | 0 | 0 | 0 | 0 | 0 | 0 | 0 | 0 | 0 | 0 | 0 | 0 | 0 | 0 | 0 | 0 | 0 | 0 | 0 | 0 | 0.028439 | 0 | 0 | 0 | 0 | 0 | 0 | 0 | 0 | 0 | 0.9
944_G_2 | MISO_Iowa-MidAmerican | Illinois | 17 | Henry | 73 | 944 | 2 | Geneseo | 18000 | 1967 | 9999 | Combustion Turbine | [5 empty] | Fossil | G | 2030 | Oil |  | 0 | 0 | 0 | 0 | 0 | 0 | 0 | 0 | 0 | 0 | 0 | 0 | 0 | 0 | 0 | 0 | 0 | 0 | 0 | 0 | 0 | 0 | 0 | 0 | 0 | 0 | 0 | 0 | 0 | 0 | 0 | 0 | 0 | 0 | 0 | 0 | 0 | 0 | 0 | 0 | 0.12063 | 0 | 0 | 0 | 0 | 0 | 0 | 0 | 0 | 0 | 2.8
944_G_3 | MISO_Iowa-MidAmerican | Illinois | 17 | Henry | 73 | 944 | 3 | Geneseo | 18000 | 1966 | 9999 | Combustion Turbine | [5 empty] | Fossil | G | 2030 | Oil |  | 0 | 0 | 0 | 0 | 0 | 0 | 0 | 0 | 0 | 0 | 0 | 0 | 0 | 0 | 0 | 0 | 0 | 0 | 0 | 0 | 0 | 0 | 0 | 0 | 0 | 0 | 0 | 0 | 0 | 0 | 0 | 0 | 0 | 0 | 0 | 0 | 0 | 0 | 0 | 0 | 0.12063 | 0 | 0 | 0 | 0 | 0 | 0 | 0 | 0 | 0 | 2.8
944_G_4 | MISO_Iowa-MidAmerican | Illinois | 17 | Henry | 73 | 944 | 4 | Geneseo | 18000 | 1957 | 9999 | Combustion Turbine | [5 empty] | Fossil | G | 2030 | Oil |  | 0 | 0 | 0 | 0 | 0 | 0 | 0 | 0 | 0 | 0 | 0 | 0 | 0 | 0 | 0 | 0 | 0 | 0 | 0 | 0 | 0 | 0 | 0 | 0 | 0 | 0 | 0 | 0 | 0 | 0 | 0 | 0 | 0 | 0 | 0 | 0 | 0 | 0 | 0 | 0 | 0.056008 | 0 | 0 | 0 | 0 | 0 | 0 | 0 | 0 | 0 | 1.3
944_G_5A | MISO_Iowa-MidAmerican | Illinois | 17 | Henry | 73 | 944 | 5A | Geneseo | 18000 | 1990 | 9999 | Combustion Turbine | [5 empty] | Fossil | G | 2030 | Oil |  | 0 | 0 | 0 | 0 | 0 | 0 | 0 | 0 | 0 | 0 | 0 | 0 | 0 | 0 | 0 | 0 | 0 | 0 | 0 | 0 | 0 | 0 | 0 | 0 | 0 | 0 | 0 | 0 | 0 | 0 | 0 | 0 | 0 | 0 | 0 | 0 | 0 | 0 | 0 | 0 | 0.14648 | 0 | 0 | 0 | 0 | 0 | 0 | 0 | 0 | 0 | 3.4
944_G_6A | MISO_Iowa-MidAmerican | Illinois | 17 | Henry | 73 | 944 | 6A | Geneseo | 18000 | 2003 | 9999 | Combustion Turbine | [5 empty] | Fossil | G | 2030 | Oil |  | 0 | 0 | 0 | 0 | 0 | 0 | 0 | 0 | 0 | 0 | 0 | 0 | 0 | 0 | 0 | 0 | 0 | 0 | 0 | 0 | 0 | 0 | 0 | 0 | 0 | 0 | 0 | 0 | 0 | 0 | 0 | 0 | 0 | 0 | 0 | 0 | 0 | 0 | 0 | 0 | 0.1034 | 0 | 0 | 0 | 0 | 0 | 0 | 0 | 0 | 0 | 2.4
944_G_7 | MISO_Iowa-MidAmerican | Illinois | 17 | Henry | 73 | 944 | 7 | Geneseo | 18000 | 1961 | 9999 | Combustion Turbine | [5 empty] | Fossil | G | 2030 | Oil |  | 0 | 0 | 0 | 0 | 0 | 0 | 0 | 0 | 0 | 0 | 0 | 0 | 0 | 0 | 0 | 0 | 0 | 0 | 0 | 0 | 0 | 0 | 0 | 0 | 0 | 0 | 0 | 0 | 0 | 0 | 0 | 0 | 0 | 0 | 0 | 0 | 0 | 0 | 0 | 0 | 0.1034 | 0 | 0 | 0 | 0 | 0 | 0 | 0 | 0 | 0 | 2.4
944_G_9 | MISO_Iowa-MidAmerican | Illinois | 17 | Henry | 73 | 944 | 9 | Geneseo | 22905 | 1998 | 9999 | Combustion Turbine | [5 empty] | Fossil | G | 2030 | Oil |  | 0 | 0 | 0 | 0 | 0 | 0 | 0 | 0 | 0 | 0 | 0 | 0 | 0 | 0 | 0 | 0 | 0 | 0 | 0 | 0 | 0 | 0 | 0 | 0 | 0 | 0 | 0 | 0 | 0 | 0 | 0 | 0 | 0 | 0 | 0 | 0 | 0 | 0 | 0 | 0 | 0.074956 | 0 | 0 | 0 | 0 | 0 | 0 | 0 | 0 | 0 | 3.8
946_G_IC1 | MISO_Illinois | Illinois | 17 | Madison | 119 | 946 | IC1 | Highland | 10745 | 1993 | 9999 | Combustion Turbine | [5 empty] | Fossil | G | 2030 | Oil |  | 0 | 0 | 0 | 0 | 0 | 0 | 0 | 0 | 0 | 0 | 0 | 0 | 0 | 0 | 0 | 0 | 0 | 0 | 0 | 0 | 0 | 0 | 0 | 0 | 0 | 0 | 0 | 0 | 0 | 0 | 0 | 0 | 0 | 0 | 0 | 0 | 0 | 0 | 0 | 0 | 0.068981 | 0 | 0 | 0 | 0 | 0 | 0 | 0 | 0 | 0 | 1.6
946_G_IC2 | MISO_Illinois | Illinois | 17 | Madison | 119 | 946 | IC2 | Highland | 10745 | 1993 | 9999 | Combustion Turbine | [5 empty] | Fossil | G | 2030 | Oil |  | 0 | 0 | 0 | 0 | 0 | 0 | 0 | 0 | 0 | 0 | 0 | 0 | 0 | 0 | 0 | 0 | 0 | 0 | 0 | 0 | 0 | 0 | 0 | 0 | 0 | 0 | 0 | 0 | 0 | 0 | 0 | 0 | 0 | 0 | 0 | 0 | 0 | 0 | 0 | 0 | 0.068981 | 0 | 0 | 0 | 0 | 0 | 0 | 0 | 0 | 0 | 1.6
946_G_IC3 | MISO_Illinois | Illinois | 17 | Madison | 119 | 946 | IC3 | Highland | 10745 | 1993 | 9999 | Combustion Turbine | [5 empty] | Fossil | G | 2030 | Oil |  | 0 | 0 | 0 | 0 | 0 | 0 | 0 | 0 | 0 | 0 | 0 | 0 | 0 | 0 | 0 | 0 | 0 | 0 | 0 | 0 | 0 | 0 | 0 | 0 | 0 | 0 | 0 | 0 | 0 | 0 | 0 | 0 | 0 | 0 | 0 | 0 | 0 | 0 | 0 | 0 | 0.068981 | 0 | 0 | 0 | 0 | 0 | 0 | 0 | 0 | 0 | 1.6
946_G_IC5 | MISO_Illinois | Illinois | 17 | Madison | 119 | 946 | IC5 | Highland | 10745 | 1967 | 9999 | Combustion Turbine | [5 empty] | Fossil | G | 2030 | NaturalGas |  | 0.0010656 | 0.00023249 | 0.010931 | 0.012229 | 0 | 0 | 0 | 0 | 0 | 0 | 0 | 0 | 0 | 0 | 0 | 0 | 0.099172 | 0.021637 | 1.0173 | 1.1381 | 0.06238 | 0.01361 | 0.63988 | 0.71587 | 7.4592e-11 | 1.6275e-11 | 7.6514e-10 | 8.5601e-10 | 0.0019409 | 0.00042346 | 0.019909 | 0.022273 | 0 | 0 | 0 | 0 | 0 | 0 | 0 | 0 | 0.086226 | 0.00046809 | 0.00010213 | 0.0048015 | 0.0053718 | 0.0030092 | 0.00058095 | 0.023531 | 0.027121 | 0 | 2
946_G_IC6 | MISO_Illinois | Illinois | 17 | Madison | 119 | 946 | IC6 | Highland | 10745 | 1968 | 9999 | Combustion Turbine | [5 empty] | Fossil | G | 2030 | NaturalGas |  | 0.0010656 | 0.00023249 | 0.010931 | 0.012229 | 0 | 0 | 0 | 0 | 0 | 0 | 0 | 0 | 0 | 0 | 0 | 0 | 0.099172 | 0.021637 | 1.0173 | 1.1381 | 0.06238 | 0.01361 | 0.63988 | 0.71587 | 7.4592e-11 | 1.6275e-11 | 7.6514e-10 | 8.5601e-10 | 0.00087899 | 0.00019178 | 0.0090164 | 0.010087 | 0 | 0 | 0 | 0 | 0 | 0 | 0 | 0 | 0.086226 | 0.00046809 | 0.00010213 | 0.0048015 | 0.0053718 | 0.0030092 | 0.00058095 | 0.023531 | 0.027121 | 0 | 2
946_G_IC7 | MISO_Illinois | Illinois | 17 | Madison | 119 | 946 | IC7 | Highland | 10745 | 1971 | 9999 | Combustion Turbine | [5 empty] | Fossil | G | 2030 | NaturalGas |  | 0.0021312 | 0.00046499 | 0.021861 | 0.024457 | 0 | 0 | 0 | 0 | 0 | 0 | 0 | 0 | 0 | 0 | 0 | 0 | 0.19834 | 0.043275 | 2.0345 | 2.2762 | 0.12476 | 0.02722 | 1.2798 | 1.4317 | 1.4918e-10 | 3.2549e-11 | 1.5303e-09 | 1.712e-09 | 0.001758 | 0.00038356 | 0.018033 | 0.020174 | 0 | 0 | 0 | 0 | 0 | 0 | 0 | 0 | 0.17245 | 0.00093618 | 0.00020426 | 0.0096031 | 0.010744 | 0.0060184 | 0.0011619 | 0.047063 | 0.054243 | 0 | 4
946_G_IC8 | MISO_Illinois | Illinois | 17 | Madison | 119 | 946 | IC8 | Highland | 10745 | 1971 | 9999 | Combustion Turbine | [5 empty] | Fossil | G | 2030 | NaturalGas |  | 0.0021312 | 0.00046499 | 0.021861 | 0.024457 | 0 | 0 | 0 | 0 | 0 | 0 | 0 | 0 | 0 | 0 | 0 | 0 | 0.19834 | 0.043275 | 2.0345 | 2.2762 | 0.12476 | 0.02722 | 1.2798 | 1.4317 | 1.4918e-10 | 3.2549e-11 | 1.5303e-09 | 1.712e-09 | 0.001758 | 0.00038356 | 0.018033 | 0.020174 | 0 | 0 | 0 | 0 | 0 | 0 | 0 | 0 | 0.17245 | 0.00093618 | 0.00020426 | 0.0096031 | 0.010744 | 0.0060184 | 0.0011619 | 0.047063 | 0.054243 | 0 | 4
948_G_2 | MISO_Illinois | Illinois | 17 | Hamilton | 65 | 948 | 2 | McLeansboro | 10745 | 1950 | 9999 | Combustion Turbine | [5 empty] | Fossil | G | 2030 | Oil |  | 0 | 0 | 0 | 0 | 0 | 0 | 0 | 0 | 0 | 0 | 0 | 0 | 0 | 0 | 0 | 0 | 0 | 0 | 0 | 0 | 0 | 0 | 0 | 0 | 0 | 0 | 0 | 0 | 0 | 0 | 0 | 0 | 0 | 0 | 0 | 0 | 0 | 0 | 0 | 0 | 0.017245 | 0 | 0 | 0 | 0 | 0 | 0 | 0 | 0 | 0 | 0.4
948_G_5 | MISO_Illinois | Illinois | 17 | Hamilton | 65 | 948 | 5 | McLeansboro | 10745 | 1979 | 9999 | Combustion Turbine | [5 empty] | Fossil | G | 2030 | Oil |  | 0 | 0 | 0 | 0 | 0 | 0 | 0 | 0 | 0 | 0 | 0 | 0 | 0 | 0 | 0 | 0 | 0 | 0 | 0 | 0 | 0 | 0 | 0 | 0 | 0 | 0 | 0 | 0 | 0 | 0 | 0 | 0 | 0 | 0 | 0 | 0 | 0 | 0 | 0 | 0 | 0.077604 | 0 | 0 | 0 | 0 | 0 | 0 | 0 | 0 | 0 | 1.8
948_G_6 | MISO_Illinois | Illinois | 17 | Hamilton | 65 | 948 | 6 | McLeansboro | 10745 | 1979 | 9999 | Combustion Turbine | [5 empty] | Fossil | G | 2030 | Oil |  | 0 | 0 | 0 | 0 | 0 | 0 | 0 | 0 | 0 | 0 | 0 | 0 | 0 | 0 | 0 | 0 | 0 | 0 | 0 | 0 | 0 | 0 | 0 | 0 | 0 | 0 | 0 | 0 | 0 | 0 | 0 | 0 | 0 | 0 | 0 | 0 | 0 | 0 | 0 | 0 | 0.094849 | 0 | 0 | 0 | 0 | 0 | 0 | 0 | 0 | 0 | 2.2
948_G_7 | MISO_Illinois | Illinois | 17 | Hamilton | 65 | 948 | 7 | McLeansboro | 10745 | 1995 | 9999 | Combustion Turbine | [5 empty] | Fossil | G | 2030 | Oil |  | 0 | 0 | 0 | 0 | 0 | 0 | 0 | 0 | 0 | 0 | 0 | 0 | 0 | 0 | 0 | 0 | 0 | 0 | 0 | 0 | 0 | 0 | 0 | 0 | 0 | 0 | 0 | 0 | 0 | 0 | 0 | 0 | 0 | 0 | 0 | 0 | 0 | 0 | 0 | 0 | 0.043113 | 0 | 0 | 0 | 0 | 0 | 0 | 0 | 0 | 0 | 1
948_G_8 | MISO_Illinois | Illinois | 17 | Hamilton | 65 | 948 | 8 | McLeansboro | 10745 | 1994 | 9999 | Combustion Turbine | [5 empty] | Fossil | G | 2030 | Oil |  | 0 | 0 | 0 | 0 | 0 | 0 | 0 | 0 | 0 | 0 | 0 | 0 | 0 | 0 | 0 | 0 | 0 | 0 | 0 | 0 | 0 | 0 | 0 | 0 | 0 | 0 | 0 | 0 | 0 | 0 | 0 | 0 | 0 | 0 | 0 | 0 | 0 | 0 | 0 | 0 | 0.043113 | 0 | 0 | 0 | 0 | 0 | 0 | 0 | 0 | 0 | 1
948_G_9 | MISO_Illinois | Illinois | 17 | Hamilton | 65 | 948 | 9 | McLeansboro | 10745 | 2002 | 9999 | Combustion Turbine | [5 empty] | Fossil | G | 2030 | Oil |  | 0 | 0 | 0 | 0 | 0 | 0 | 0 | 0 | 0 | 0 | 0 | 0 | 0 | 0 | 0 | 0 | 0 | 0 | 0 | 0 | 0 | 0 | 0 | 0 | 0 | 0 | 0 | 0 | 0 | 0 | 0 | 0 | 0 | 0 | 0 | 0 | 0 | 0 | 0 | 0 | 0.086226 | 0 | 0 | 0 | 0 | 0 | 0 | 0 | 0 | 0 | 2
949_G_10 | MISO_Illinois | Illinois | 17 | Clark | 23 | 949 | 10 | Marshall (IL) | 10745 | 2002 | 9999 | Combustion Turbine | [5 empty] | Fossil | G | 2030 | Oil |  | 0 | 0 | 0 | 0 | 0 | 0 | 0 | 0 | 0 | 0 | 0 | 0 | 0 | 0 | 0 | 0 | 0 | 0 | 0 | 0 | 0 | 0 | 0 | 0 | 0 | 0 | 0 | 0 | 0 | 0 | 0 | 0 | 0 | 0 | 0 | 0 | 0 | 0 | 0 | 0 | 0.077604 | 0 | 0 | 0 | 0 | 0 | 0 | 0 | 0 | 0 | 1.8
949_G_11 | MISO_Illinois | Illinois | 17 | Clark | 23 | 949 | 11 | Marshall (IL) | 10745 | 2002 | 9999 | Combustion Turbine | [5 empty] | Fossil | G | 2030 | Oil |  | 0 | 0 | 0 | 0 | 0 | 0 | 0 | 0 | 0 | 0 | 0 | 0 | 0 | 0 | 0 | 0 | 0 | 0 | 0 | 0 | 0 | 0 | 0 | 0 | 0 | 0 | 0 | 0 | 0 | 0 | 0 | 0 | 0 | 0 | 0 | 0 | 0 | 0 | 0 | 0 | 0.077604 | 0 | 0 | 0 | 0 | 0 | 0 | 0 | 0 | 0 | 1.8
949_G_12 | MISO_Illinois | Illinois | 17 | Clark | 23 | 949 | 12 | Marshall (IL) | 10745 | 2007 | 9999 | Combustion Turbine | [5 empty] | Fossil | G | 2030 | Oil |  | 0 | 0 | 0 | 0 | 0 | 0 | 0 | 0 | 0 | 0 | 0 | 0 | 0 | 0 | 0 | 0 | 0 | 0 | 0 | 0 | 0 | 0 | 0 | 0 | 0 | 0 | 0 | 0 | 0 | 0 | 0 | 0 | 0 | 0 | 0 | 0 | 0 | 0 | 0 | 0 | 0.077604 | 0 | 0 | 0 | 0 | 0 | 0 | 0 | 0 | 0 | 1.8
949_G_13 | MISO_Illinois | Illinois | 17 | Clark | 23 | 949 | 13 | Marshall (IL) | 10745 | 2007 | 9999 | Combustion Turbine | [5 empty] | Fossil | G | 2030 | Oil |  | 0 | 0 | 0 | 0 | 0 | 0 | 0 | 0 | 0 | 0 | 0 | 0 | 0 | 0 | 0 | 0 | 0 | 0 | 0 | 0 | 0 | 0 | 0 | 0 | 0 | 0 | 0 | 0 | 0 | 0 | 0 | 0 | 0 | 0 | 0 | 0 | 0 | 0 | 0 | 0 | 0.077604 | 0 | 0 | 0 | 0 | 0 | 0 | 0 | 0 | 0 | 1.8
949_G_5 | MISO_Illinois | Illinois | 17 | Clark | 23 | 949 | 5 | Marshall (IL) | 10745 | 2002 | 9999 | Combustion Turbine | [5 empty] | Fossil | G | 2030 | Oil |  | 0 | 0 | 0 | 0 | 0 | 0 | 0 | 0 | 0 | 0 | 0 | 0 | 0 | 0 | 0 | 0 | 0 | 0 | 0 | 0 | 0 | 0 | 0 | 0 | 0 | 0 | 0 | 0 | 0 | 0 | 0 | 0 | 0 | 0 | 0 | 0 | 0 | 0 | 0 | 0 | 0.10778 | 0 | 0 | 0 | 0 | 0 | 0 | 0 | 0 | 0 | 2.5
949_G_6 | MISO_Illinois | Illinois | 17 | Clark | 23 | 949 | 6 | Marshall (IL) | 10745 | 2002 | 9999 | Combustion Turbine | [5 empty] | Fossil | G | 2030 | Oil |  | 0 | 0 | 0 | 0 | 0 | 0 | 0 | 0 | 0 | 0 | 0 | 0 | 0 | 0 | 0 | 0 | 0 | 0 | 0 | 0 | 0 | 0 | 0 | 0 | 0 | 0 | 0 | 0 | 0 | 0 | 0 | 0 | 0 | 0 | 0 | 0 | 0 | 0 | 0 | 0 | 0.077604 | 0 | 0 | 0 | 0 | 0 | 0 | 0 | 0 | 0 | 1.8
949_G_7 | MISO_Illinois | Illinois | 17 | Clark | 23 | 949 | 7 | Marshall (IL) | 10745 | 2002 | 9999 | Combustion Turbine | [5 empty] | Fossil | G | 2030 | Oil |  | 0 | 0 | 0 | 0 | 0 | 0 | 0 | 0 | 0 | 0 | 0 | 0 | 0 | 0 | 0 | 0 | 0 | 0 | 0 | 0 | 0 | 0 | 0 | 0 | 0 | 0 | 0 | 0 | 0 | 0 | 0 | 0 | 0 | 0 | 0 | 0 | 0 | 0 | 0 | 0 | 0.077604 | 0 | 0 | 0 | 0 | 0 | 0 | 0 | 0 | 0 | 1.8
949_G_8 | MISO_Illinois | Illinois | 17 | Clark | 23 | 949 | 8 | Marshall (IL) | 10745 | 2002 | 9999 | Combustion Turbine | [5 empty] | Fossil | G | 2030 | Oil |  | 0 | 0 | 0 | 0 | 0 | 0 | 0 | 0 | 0 | 0 | 0 | 0 | 0 | 0 | 0 | 0 | 0 | 0 | 0 | 0 | 0 | 0 | 0 | 0 | 0 | 0 | 0 | 0 | 0 | 0 | 0 | 0 | 0 | 0 | 0 | 0 | 0 | 0 | 0 | 0 | 0.077604 | 0 | 0 | 0 | 0 | 0 | 0 | 0 | 0 | 0 | 1.8
949_G_9 | MISO_Illinois | Illinois | 17 | Clark | 23 | 949 | 9 | Marshall (IL) | 10745 | 2002 | 9999 | Combustion Turbine | [5 empty] | Fossil | G | 2030 | Oil |  | 0 | 0 | 0 | 0 | 0 | 0 | 0 | 0 | 0 | 0 | 0 | 0 | 0 | 0 | 0 | 0 | 0 | 0 | 0 | 0 | 0 | 0 | 0 | 0 | 0 | 0 | 0 | 0 | 0 | 0 | 0 | 0 | 0 | 0 | 0 | 0 | 0 | 0 | 0 | 0 | 0.077604 | 0 | 0 | 0 | 0 | 0 | 0 | 0 | 0 | 0 | 1.8
955_G_11 | PJM_ComEd | Illinois | 17 | LaSalle | 99 | 955 | 11 | Peru (IL) | 12969 | 2011 | 9999 | Combustion Turbine | [5 empty] | Fossil | G | 2030 |  |  | 0 | 0 | 0 | 0 | 0 | 0 | 0 | 0 | 0 | 0 | 0 | 0 | 0 | 0 | 0 | 0 | 0 | 0 | 0 | 0 | 0 | 0 | 0 | 0 | 0 | 0 | 0 | 0 | 0 | 0 | 0 | 0 | 0 | 0 | 0 | 0 | 0 | 0 | 0 | 0 | 0.049643 | 0 | 0 | 0 | 0 | 0 | 0 | 0 | 0 | 0 | 2.7
955_G_12 | PJM_ComEd | Illinois | 17 | LaSalle | 99 | 955 | 12 | Peru (IL) | 12981 | 2011 | 9999 | Combustion Turbine | [5 empty] | Fossil | G | 2030 |  |  | 0 | 0 | 0 | 0 | 0 | 0 | 0 | 0 | 0 | 0 | 0 | 0 | 0 | 0 | 0 | 0 | 0 | 0 | 0 | 0 | 0 | 0 | 0 | 0 | 0 | 0 | 0 | 0 | 0 | 0 | 0 | 0 | 0 | 0 | 0 | 0 | 0 | 0 | 0 | 0 | 0.049643 | 0 | 0 | 0 | 0 | 0 | 0 | 0 | 0 | 0 | 2.7
955_G_13 | PJM_ComEd | Illinois | 17 | LaSalle | 99 | 955 | 13 | Peru (IL) | 12981 | 2011 | 9999 | Combustion Turbine | [5 empty] | Fossil | G | 2030 |  |  | 0 | 0 | 0 | 0 | 0 | 0 | 0 | 0 | 0 | 0 | 0 | 0 | 0 | 0 | 0 | 0 | 0 | 0 | 0 | 0 | 0 | 0 | 0 | 0 | 0 | 0 | 0 | 0 | 0 | 0 | 0 | 0 | 0 | 0 | 0 | 0 | 0 | 0 | 0 | 0 | 0.049643 | 0 | 0 | 0 | 0 | 0 | 0 | 0 | 0 | 0 | 2.7
955_G_14 | PJM_ComEd | Illinois | 17 | LaSalle | 99 | 955 | 14 | Peru (IL) | 12981 | 2011 | 9999 | Combustion Turbine | [5 empty] | Fossil | G | 2030 |  |  | 0 | 0 | 0 | 0 | 0 | 0 | 0 | 0 | 0 | 0 | 0 | 0 | 0 | 0 | 0 | 0 | 0 | 0 | 0 | 0 | 0 | 0 | 0 | 0 | 0 | 0 | 0 | 0 | 0 | 0 | 0 | 0 | 0 | 0 | 0 | 0 | 0 | 0 | 0 | 0 | 0.049643 | 0 | 0 | 0 | 0 | 0 | 0 | 0 | 0 | 0 | 2.7
955_G_15 | PJM_ComEd | Illinois | 17 | LaSalle | 99 | 955 | 15 | Peru (IL) | 12981 | 2011 | 9999 | Combustion Turbine | [5 empty] | Fossil | G | 2030 |  |  | 0 | 0 | 0 | 0 | 0 | 0 | 0 | 0 | 0 | 0 | 0 | 0 | 0 | 0 | 0 | 0 | 0 | 0 | 0 | 0 | 0 | 0 | 0 | 0 | 0 | 0 | 0 | 0 | 0 | 0 | 0 | 0 | 0 | 0 | 0 | 0 | 0 | 0 | 0 | 0 | 0.049643 | 0 | 0 | 0 | 0 | 0 | 0 | 0 | 0 | 0 | 2.7
955_G_16 | PJM_ComEd | Illinois | 17 | LaSalle | 99 | 955 | 16 | Peru (IL) | 12981 | 2011 | 9999 | Combustion Turbine | [5 empty] | Fossil | G | 2030 | Oil |  | 0 | 0 | 0 | 0 | 0 | 0 | 0 | 0 | 0 | 0 | 0 | 0 | 0 | 0 | 0 | 0 | 0 | 0 | 0 | 0 | 0 | 0 | 0 | 0 | 0 | 0 | 0 | 0 | 0 | 0 | 0 | 0 | 0 | 0 | 0 | 0 | 0 | 0 | 0 | 0 | 0.049643 | 0 | 0 | 0 | 0 | 0 | 0 | 0 | 0 | 0 | 2.7
955_G_17 | PJM_ComEd | Illinois | 17 | LaSalle | 99 | 955 | 17 | Peru (IL) | 12981 | 2011 | 9999 | Combustion Turbine | [5 empty] | Fossil | G | 2030 |  |  | 0 | 0 | 0 | 0 | 0 | 0 | 0 | 0 | 0 | 0 | 0 | 0 | 0 | 0 | 0 | 0 | 0 | 0 | 0 | 0 | 0 | 0 | 0 | 0 | 0 | 0 | 0 | 0 | 0 | 0 | 0 | 0 | 0 | 0 | 0 | 0 | 0 | 0 | 0 | 0 | 0.049643 | 0 | 0 | 0 | 0 | 0 | 0 | 0 | 0 | 0 | 2.7
955_G_GT1 | MISO_Illinois | Illinois | 17 | LaSalle | 99 | 955 | GT1 | Peru (IL) | 22350 | 1968 | 9999 | Combustion Turbine | [5 empty] | Fossil | G | 2030 | Oil |  | 0 | 0 | 0 | 0 | 0 | 0 | 0 | 0 | 0 | 0 | 0 | 0 | 0 | 0 | 0 | 0 | 0 | 0 | 0 | 0 | 0 | 0 | 0 | 0 | 0 | 0 | 0 | 0 | 0 | 0 | 0 | 0 | 0 | 0 | 0 | 0 | 0 | 0 | 0 | 0 | 0.37077 | 0 | 0 | 0 | 0 | 0 | 0 | 0 | 0 | 0 | 8.6
955_G_HC1 | MISO_Illinois | Illinois | 17 | LaSalle | 99 | 955 | HC1 | Peru (IL) | 0 | 1996 | 9999 | Hydro | [5 empty] | Non-Fossil | G | 2030 | Hydro |  | 0 | 0 | 0 | 0 | 0 | 0 | 0 | 0 | 0 | 0 | 0 | 0 | 0 | 0 | 0 | 0 | 2.0802 | 3.1173 | 3.9386 | 9.1362 | 0 | 0 | 0 | 0 | 0 | 0 | 0 | 0 | 0 | 0 | 0 | 0 | 0 | 0 | 0 | 0 | 0 | 0 | 0 | 0 | 0.026874 | 0.0028915 | 0.0043331 | 0.0054747 | 0.012699 | 0 | 0 | 0 | 0 | 0 | 1.7
955_G_HC2 | MISO_Illinois | Illinois | 17 | LaSalle | 99 | 955 | HC2 | Peru (IL) | 0 | 1996 | 9999 | Hydro | [5 empty] | Non-Fossil | G | 2030 | Hydro |  | 0 | 0 | 0 | 0 | 0 | 0 | 0 | 0 | 0 | 0 | 0 | 0 | 0 | 0 | 0 | 0 | 2.0802 | 3.1173 | 3.9386 | 9.1362 | 0 | 0 | 0 | 0 | 0 | 0 | 0 | 0 | 0 | 0 | 0 | 0 | 0 | 0 | 0 | 0 | 0 | 0 | 0 | 0 | 0.026874 | 0.0028915 | 0.0043331 | 0.0054747 | 0.012699 | 0 | 0 | 0 | 0 | 0 | 1.7
955_G_HC3 | MISO_Illinois | Illinois | 17 | LaSalle | 99 | 955 | HC3 | Peru (IL) | 0 | 1996 | 9999 | Hydro | [5 empty] | Non-Fossil | G | 2030 | Hydro |  | 0 | 0 | 0 | 0 | 0 | 0 | 0 | 0 | 0 | 0 | 0 | 0 | 0 | 0 | 0 | 0 | 2.0802 | 3.1173 | 3.9386 | 9.1362 | 0 | 0 | 0 | 0 | 0 | 0 | 0 | 0 | 0 | 0 | 0 | 0 | 0 | 0 | 0 | 0 | 0 | 0 | 0 | 0 | 0.026874 | 0.0028915 | 0.0043331 | 0.0054747 | 0.012699 | 0 | 0 | 0 | 0 | 0 | 1.7
955_G_HC4 | MISO_Illinois | Illinois | 17 | LaSalle | 99 | 955 | HC4 | Peru (IL) | 0 | 1996 | 9999 | Hydro | [5 empty] | Non-Fossil | G | 2030 | Hydro |  | 0 | 0 | 0 | 0 | 0 | 0 | 0 | 0 | 0 | 0 | 0 | 0 | 0 | 0 | 0 | 0 | 2.0802 | 3.1173 | 3.9386 | 9.1362 | 0 | 0 | 0 | 0 | 0 | 0 | 0 | 0 | 0 | 0 | 0 | 0 | 0 | 0 | 0 | 0 | 0 | 0 | 0 | 0 | 0.026874 | 0.0028915 | 0.0043331 | 0.0054747 | 0.012699 | 0 | 0 | 0 | 0 | 0 | 1.7
956_G_1 | FRCC | Florida | 12 | Leon | 73 | 956 | 1 | C H Corn Hydroelectric Facility | 0 | 1985 | 9999 | Hydro | [5 empty] | Non-Fossil | G | 2030 | Hydro |  | 0 | 0 | 0 | 0 | 0 | 0 | 0 | 0 | 0 | 0 | 0 | 0 | 0 | 0 | 0 | 0 | 1.1053e-06 | 1.3168e-06 | 1.4087e-06 | 3.8308e-06 | 0 | 0 | 0 | 0 | 0 | 0 | 0 | 0 | 0 | 0 | 0 | 0 | 0 | 0 | 0 | 0 | 0 | 0 | 0 | 0 | 1.5808e-08 | 1.5364e-09 | 1.8303e-09 | 1.9581e-09 | 5.3248e-09 | 0 | 0 | 0 | 0 | 0 | 1e-06
956_G_2 | FRCC | Florida | 12 | Leon | 73 | 956 | 2 | C H Corn Hydroelectric Facility | 0 | 1985 | 9999 | Hydro | [5 empty] | Non-Fossil | G | 2030 | Hydro |  | 0 | 0 | 0 | 0 | 0 | 0 | 0 | 0 | 0 | 0 | 0 | 0 | 0 | 0 | 0 | 0 | 1.1053e-06 | 1.3168e-06 | 1.4087e-06 | 3.8308e-06 | 0 | 0 | 0 | 0 | 0 | 0 | 0 | 0 | 0 | 0 | 0 | 0 | 0 | 0 | 0 | 0 | 0 | 0 | 0 | 0 | 1.5808e-08 | 1.5364e-09 | 1.8303e-09 | 1.9581e-09 | 5.3248e-09 | 0 | 0 | 0 | 0 | 0 | 1e-06
956_G_3 | FRCC | Florida | 12 | Leon | 73 | 956 | 3 | C H Corn Hydroelectric Facility | 0 | 1986 | 9999 | Hydro | [5 empty] | Non-Fossil | G | 2030 | Hydro |  | 0 | 0 | 0 | 0 | 0 | 0 | 0 | 0 | 0 | 0 | 0 | 0 | 0 | 0 | 0 | 0 | 1.1053e-06 | 1.3168e-06 | 1.4087e-06 | 3.8308e-06 | 0 | 0 | 0 | 0 | 0 | 0 | 0 | 0 | 0 | 0 | 0 | 0 | 0 | 0 | 0 | 0 | 0 | 0 | 0 | 0 | 1.5808e-08 | 1.5364e-09 | 1.8303e-09 | 1.9581e-09 | 5.3248e-09 | 0 | 0 | 0 | 0 | 0 | 1e-06
957_G_1 | MISO_Illinois | Illinois | 17 | Bureau | 11 | 957 | 1 | Princeton (IL) | 16049 | 1953 | 9999 | Combustion Turbine | [5 empty] | Fossil | G | 2030 | NaturalGas |  | 0.00013312 | 0 | 0 | 0.00013312 | 0 | 0 | 0 | 0 | 0 | 0 | 0 | 0 | 0 | 0 | 0 | 0 | 0.0082944 | 0 | 0 | 0.0082944 | 0.0077926 | 0 | 0 | 0.0077926 | 9.3181e-12 | 0 | 0 | 9.3181e-12 | 7.0615e-05 | 0 | 0 | 7.0615e-05 | 0 | 0 | 0 | 0 | 0 | 0 | 0 | 0 | 0.09916 | 3.9149e-05 | 0 | 0 | 3.9149e-05 | 0.00037591 | 0 | 0 | 0.00037591 | 0 | 2.3
957_G_2 | MISO_Illinois | Illinois | 17 | Bureau | 11 | 957 | 2 | Princeton (IL) | 16036 | 1958 | 9999 | Combustion Turbine | [5 empty] | Fossil | G | 2030 | NaturalGas |  | 0.00017349 | 0 | 0 | 0.00017349 | 0 | 0 | 0 | 0 | 0 | 0 | 0 | 0 | 0 | 0 | 0 | 0 | 0.010819 | 0 | 0 | 0.010819 | 0.010156 | 0 | 0 | 0.010156 | 1.2144e-11 | 0 | 0 | 1.2144e-11 | 9.2032e-05 | 0 | 0 | 9.2032e-05 | 0 | 0 | 0 | 0 | 0 | 0 | 0 | 0 | 0.12934 | 5.1064e-05 | 0 | 0 | 5.1064e-05 | 0.00048993 | 0 | 0 | 0.00048993 | 0 | 3
957_G_3 | MISO_Illinois | Illinois | 17 | Bureau | 11 | 957 | 3 | Princeton (IL) | 16029 | 1965 | 9999 | Combustion Turbine | [5 empty] | Fossil | G | 2030 | NaturalGas |  | 0.00019654 | 0 | 0 | 0.00019654 | 0 | 0 | 0 | 0 | 0 | 0 | 0 | 0 | 0 | 0 | 0 | 0 | 0.012261 | 0 | 0 | 0.012261 | 0.011505 | 0 | 0 | 0.011505 | 1.3757e-11 | 0 | 0 | 1.3757e-11 | 0.00010426 | 0 | 0 | 0.00010426 | 0 | 0 | 0 | 0 | 0 | 0 | 0 | 0 | 0.14658 | 5.7873e-05 | 0 | 0 | 5.7873e-05 | 0.00055501 | 0 | 0 | 0.00055501 | 0 | 3.4
957_G_4 | MISO_Illinois | Illinois | 17 | Bureau | 11 | 957 | 4 | Princeton (IL) | 16029 | 1965 | 9999 | Combustion Turbine | [5 empty] | Fossil | G | 2030 | NaturalGas |  | 0.00019654 | 0 | 0 | 0.00019654 | 0 | 0 | 0 | 0 | 0 | 0 | 0 | 0 | 0 | 0 | 0 | 0 | 0.012261 | 0 | 0 | 0.012261 | 0.011505 | 0 | 0 | 0.011505 | 1.3757e-11 | 0 | 0 | 1.3757e-11 | 0.00010426 | 0 | 0 | 0.00010426 | 0 | 0 | 0 | 0 | 0 | 0 | 0 | 0 | 0.14658 | 5.7873e-05 | 0 | 0 | 5.7873e-05 | 0.00055501 | 0 | 0 | 0.00055501 | 0 | 3.4
957_G_5 | MISO_Illinois | Illinois | 17 | Bureau | 11 | 957 | 5 | Princeton (IL) | 16047 | 1971 | 9999 | Combustion Turbine | [5 empty] | Fossil | G | 2030 | NaturalGas |  | 0.00025463 | 0 | 0 | 0.00025463 | 0 | 0 | 0 | 0 | 0 | 0 | 0 | 0 | 0 | 0 | 0 | 0 | 0.015867 | 0 | 0 | 0.015867 | 0.014906 | 0 | 0 | 0.014906 | 1.7824e-11 | 0 | 0 | 1.7824e-11 | 0.00013507 | 0 | 0 | 0.00013507 | 0 | 0 | 0 | 0 | 0 | 0 | 0 | 0 | 0.1897 | 7.4894e-05 | 0 | 0 | 7.4894e-05 | 0.00071905 | 0 | 0 | 0.00071905 | 0 | 4.4
957_G_6 | MISO_Illinois | Illinois | 17 | Bureau | 11 | 957 | 6 | Princeton (IL) | 16038 | 1971 | 9999 | Combustion Turbine | [5 empty] | Fossil | G | 2030 | NaturalGas |  | 0.0003181 | 0 | 0 | 0.0003181 | 0 | 0 | 0 | 0 | 0 | 0 | 0 | 0 | 0 | 0 | 0 | 0 | 0.019834 | 0 | 0 | 0.019834 | 0.018622 | 0 | 0 | 0.018622 | 2.2267e-11 | 0 | 0 | 2.2267e-11 | 0.00016875 | 0 | 0 | 0.00016875 | 0 | 0 | 0 | 0 | 0 | 0 | 0 | 0 | 0.23712 | 9.3618e-05 | 0 | 0 | 9.3618e-05 | 0.00089831 | 0 | 0 | 0.00089831 | 0 | 5.5
957_G_7 | MISO_Illinois | Illinois | 17 | Bureau | 11 | 957 | 7 | Princeton (IL) | 16038 | 1976 | 9999 | Combustion Turbine | [5 empty] | Fossil | G | 2030 | NaturalGas |  | 0.00040486 | 0 | 0 | 0.00040486 | 0 | 0 | 0 | 0 | 0 | 0 | 0 | 0 | 0 | 0 | 0 | 0 | 0.025244 | 0 | 0 | 0.025244 | 0.0237 | 0 | 0 | 0.0237 | 2.834e-11 | 0 | 0 | 2.834e-11 | 0.00021477 | 0 | 0 | 0.00021477 | 0 | 0 | 0 | 0 | 0 | 0 | 0 | 0 | 0.30179 | 0.00011915 | 0 | 0 | 0.00011915 | 0.0011433 | 0 | 0 | 0.0011433 | 0 | 7
957_G_8 | MISO_Illinois | Illinois | 17 | Bureau | 11 | 957 | 8 | Princeton (IL) | 16041 | 1976 | 9999 | Combustion Turbine | [5 empty] | Fossil | G | 2030 | NaturalGas |  | 0.00050328 | 0 | 0 | 0.00050328 | 0 | 0 | 0 | 0 | 0 | 0 | 0 | 0 | 0 | 0 | 0 | 0 | 0.031374 | 0 | 0 | 0.031374 | 0.029462 | 0 | 0 | 0.029462 | 3.5229e-11 | 0 | 0 | 3.5229e-11 | 0.00013557 | 0 | 0 | 0.00013557 | 0 | 0 | 0 | 0 | 0 | 0 | 0 | 0 | 0.37508 | 0.00014809 | 0 | 0 | 0.00014809 | 0.0014212 | 0 | 0 | 0.0014212 | 0 | 8.7
958_G_10 | MISO_Illinois | Illinois | 17 | Champaign | 19 | 958 | 10 | Rantoul | 10745 | 2000 | 9999 | Combustion Turbine | [5 empty] | Fossil | G | 2030 | Oil |  | 0 | 0 | 0 | 0 | 0 | 0 | 0 | 0 | 0 | 0 | 0 | 0 | 0 | 0 | 0 | 0 | 0 | 0 | 0 | 0 | 0 | 0 | 0 | 0 | 0 | 0 | 0 | 0 | 0 | 0 | 0 | 0 | 0 | 0 | 0 | 0 | 0 | 0 | 0 | 0 | 0.077604 | 0 | 0 | 0 | 0 | 0 | 0 | 0 | 0 | 0 | 1.8
958_G_11 | MISO_Illinois | Illinois | 17 | Champaign | 19 | 958 | 11 | Rantoul | 10745 | 2000 | 9999 | Combustion Turbine | [5 empty] | Fossil | G | 2030 | Oil |  | 0 | 0 | 0 | 0 | 0 | 0 | 0 | 0 | 0 | 0 | 0 | 0 | 0 | 0 | 0 | 0 | 0 | 0 | 0 | 0 | 0 | 0 | 0 | 0 | 0 | 0 | 0 | 0 | 0 | 0 | 0 | 0 | 0 | 0 | 0 | 0 | 0 | 0 | 0 | 0 | 0.077604 | 0 | 0 | 0 | 0 | 0 | 0 | 0 | 0 | 0 | 1.8
958_G_12 | MISO_Illinois | Illinois | 17 | Champaign | 19 | 958 | 12 | Rantoul | 10745 | 2000 | 9999 | Combustion Turbine | [5 empty] | Fossil | G | 2030 | Oil |  | 0 | 0 | 0 | 0 | 0 | 0 | 0 | 0 | 0 | 0 | 0 | 0 | 0 | 0 | 0 | 0 | 0 | 0 | 0 | 0 | 0 | 0 | 0 | 0 | 0 | 0 | 0 | 0 | 0 | 0 | 0 | 0 | 0 | 0 | 0 | 0 | 0 | 0 | 0 | 0 | 0.077604 | 0 | 0 | 0 | 0 | 0 | 0 | 0 | 0 | 0 | 1.8
958_G_13 | MISO_Illinois | Illinois | 17 | Champaign | 19 | 958 | 13 | Rantoul | 10745 | 2000 | 9999 | Combustion Turbine | [5 empty] | Fossil | G | 2030 | Oil |  | 0 | 0 | 0 | 0 | 0 | 0 | 0 | 0 | 0 | 0 | 0 | 0 | 0 | 0 | 0 | 0 | 0 | 0 | 0 | 0 | 0 | 0 | 0 | 0 | 0 | 0 | 0 | 0 | 0 | 0 | 0 | 0 | 0 | 0 | 0 | 0 | 0 | 0 | 0 | 0 | 0.077604 | 0 | 0 | 0 | 0 | 0 | 0 | 0 | 0 | 0 | 1.8
958_G_14 | MISO_Illinois | Illinois | 17 | Champaign | 19 | 958 | 14 | Rantoul | 10745 | 2000 | 9999 | Combustion Turbine | [5 empty] | Fossil | G | 2030 | Oil |  | 0 | 0 | 0 | 0 | 0 | 0 | 0 | 0 | 0 | 0 | 0 | 0 | 0 | 0 | 0 | 0 | 0 | 0 | 0 | 0 | 0 | 0 | 0 | 0 | 0 | 0 | 0 | 0 | 0 | 0 | 0 | 0 | 0 | 0 | 0 | 0 | 0 | 0 | 0 | 0 | 0.077604 | 0 | 0 | 0 | 0 | 0 | 0 | 0 | 0 | 0 | 1.8
958_G_15 | MISO_Illinois | Illinois | 17 | Champaign | 19 | 958 | 15 | Rantoul | 10745 | 2001 | 9999 | Combustion Turbine | [5 empty] | Fossil | G | 2030 | Oil |  | 0 | 0 | 0 | 0 | 0 | 0 | 0 | 0 | 0 | 0 | 0 | 0 | 0 | 0 | 0 | 0 | 0 | 0 | 0 | 0 | 0 | 0 | 0 | 0 | 0 | 0 | 0 | 0 | 0 | 0 | 0 | 0 | 0 | 0 | 0 | 0 | 0 | 0 | 0 | 0 | 0.077604 | 0 | 0 | 0 | 0 | 0 | 0 | 0 | 0 | 0 | 1.8
958_G_16 | MISO_Illinois | Illinois | 17 | Champaign | 19 | 958 | 16 | Rantoul | 10745 | 2001 | 9999 | Combustion Turbine | [5 empty] | Fossil | G | 2030 | Oil |  | 0 | 0 | 0 | 0 | 0 | 0 | 0 | 0 | 0 | 0 | 0 | 0 | 0 | 0 | 0 | 0 | 0 | 0 | 0 | 0 | 0 | 0 | 0 | 0 | 0 | 0 | 0 | 0 | 0 | 0 | 0 | 0 | 0 | 0 | 0 | 0 | 0 | 0 | 0 | 0 | 0.077604 | 0 | 0 | 0 | 0 | 0 | 0 | 0 | 0 | 0 | 1.8
958_G_9 | MISO_Illinois | Illinois | 17 | Champaign | 19 | 958 | 9 | Rantoul | 10745 | 2000 | 9999 | Combustion Turbine | [5 empty] | Fossil | G | 2030 | Oil |  | 0 | 0 | 0 | 0 | 0 | 0 | 0 | 0 | 0 | 0 | 0 | 0 | 0 | 0 | 0 | 0 | 0 | 0 | 0 | 0 | 0 | 0 | 0 | 0 | 0 | 0 | 0 | 0 | 0 | 0 | 0 | 0 | 0 | 0 | 0 | 0 | 0 | 0 | 0 | 0 | 0.077604 | 0 | 0 | 0 | 0 | 0 | 0 | 0 | 0 | 0 | 1.8
959_G_1 | MISO_Illinois | Illinois | 17 | Randolph | 157 | 959 | 1 | Red Bud | 10745 | 1968 | 9999 | Combustion Turbine | [5 empty] | Fossil | G | 2030 | Oil |  | 0 | 0 | 0 | 0 | 0 | 0 | 0 | 0 | 0 | 0 | 0 | 0 | 0 | 0 | 0 | 0 | 0 | 0 | 0 | 0 | 0 | 0 | 0 | 0 | 0 | 0 | 0 | 0 | 0 | 0 | 0 | 0 | 0 | 0 | 0 | 0 | 0 | 0 | 0 | 0 | 0.094849 | 0 | 0 | 0 | 0 | 0 | 0 | 0 | 0 | 0 | 2.2
959_G_2 | MISO_Illinois | Illinois | 17 | Randolph | 157 | 959 | 2 | Red Bud | 10745 | 1959 | 9999 | Combustion Turbine | [5 empty] | Fossil | G | 2030 | Oil |  | 0 | 0 | 0 | 0 | 0 | 0 | 0 | 0 | 0 | 0 | 0 | 0 | 0 | 0 | 0 | 0 | 0 | 0 | 0 | 0 | 0 | 0 | 0 | 0 | 0 | 0 | 0 | 0 | 0 | 0 | 0 | 0 | 0 | 0 | 0 | 0 | 0 | 0 | 0 | 0 | 0.038802 | 0 | 0 | 0 | 0 | 0 | 0 | 0 | 0 | 0 | 0.9
959_G_3 | MISO_Illinois | Illinois | 17 | Randolph | 157 | 959 | 3 | Red Bud | 10745 | 1964 | 9999 | Combustion Turbine | [5 empty] | Fossil | G | 2030 | Oil |  | 0 | 0 | 0 | 0 | 0 | 0 | 0 | 0 | 0 | 0 | 0 | 0 | 0 | 0 | 0 | 0 | 0 | 0 | 0 | 0 | 0 | 0 | 0 | 0 | 0 | 0 | 0 | 0 | 0 | 0 | 0 | 0 | 0 | 0 | 0 | 0 | 0 | 0 | 0 | 0 | 0.094849 | 0 | 0 | 0 | 0 | 0 | 0 | 0 | 0 | 0 | 2.2
959_G_4 | MISO_Illinois | Illinois | 17 | Randolph | 157 | 959 | 4 | Red Bud | 10745 | 1973 | 9999 | Combustion Turbine | [5 empty] | Fossil | G | 2030 | Oil |  | 0 | 0 | 0 | 0 | 0 | 0 | 0 | 0 | 0 | 0 | 0 | 0 | 0 | 0 | 0 | 0 | 0 | 0 | 0 | 0 | 0 | 0 | 0 | 0 | 0 | 0 | 0 | 0 | 0 | 0 | 0 | 0 | 0 | 0 | 0 | 0 | 0 | 0 | 0 | 0 | 0.12934 | 0 | 0 | 0 | 0 | 0 | 0 | 0 | 0 | 0 | 3
959_G_7 | MISO_Illinois | Illinois | 17 | Randolph | 157 | 959 | 7 | Red Bud | 10745 | 2002 | 9999 | Combustion Turbine | [5 empty] | Fossil | G | 2030 | Oil |  | 0 | 0 | 0 | 0 | 0 | 0 | 0 | 0 | 0 | 0 | 0 | 0 | 0 | 0 | 0 | 0 | 0 | 0 | 0 | 0 | 0 | 0 | 0 | 0 | 0 | 0 | 0 | 0 | 0 | 0 | 0 | 0 | 0 | 0 | 0 | 0 | 0 | 0 | 0 | 0 | 0.12934 | 0 | 0 | 0 | 0 | 0 | 0 | 0 | 0 | 0 | 3
959_G_8 | MISO_Illinois | Illinois | 17 | Randolph | 157 | 959 | 8 | Red Bud | 10745 | 2002 | 9999 | Combustion Turbine | [5 empty] | Fossil | G | 2030 | Oil |  | 0 | 0 | 0 | 0 | 0 | 0 | 0 | 0 | 0 | 0 | 0 | 0 | 0 | 0 | 0 | 0 | 0 | 0 | 0 | 0 | 0 | 0 | 0 | 0 | 0 | 0 | 0 | 0 | 0 | 0 | 0 | 0 | 0 | 0 | 0 | 0 | 0 | 0 | 0 | 0 | 0.12934 | 0 | 0 | 0 | 0 | 0 | 0 | 0 | 0 | 0 | 3
960_G_1 | PJM_ComEd | Illinois | 17 | Ogle | 141 | 960 | 1 | North Ninth Street | 10745 | 1940 | 9999 | Combustion Turbine | [5 empty] | Fossil | G | 2030 | Oil |  | 0 | 0 | 0 | 0 | 0 | 0 | 0 | 0 | 0 | 0 | 0 | 0 | 0 | 0 | 0 | 0 | 0 | 0 | 0 | 0 | 0 | 0 | 0 | 0 | 0 | 0 | 0 | 0 | 0 | 0 | 0 | 0 | 0 | 0 | 0 | 0 | 0 | 0 | 0 | 0 | 0.025994 | 0 | 0 | 0 | 0 | 0 | 0 | 0 | 0 | 0 | 0.6
960_G_10 | PJM_ComEd | Illinois | 17 | Ogle | 141 | 960 | 10 | North Ninth Street | 10745 | 1989 | 9999 | Combustion Turbine | [5 empty] | Fossil | G | 2030 | NaturalGas |  | 0.00056186 | 0 | 0.0036369 | 0.0041988 | 0 | 0 | 0 | 0 | 0 | 0 | 0 | 0 | 0 | 0 | 0 | 0 | 0.052291 | 0 | 0.33847 | 0.39077 | 0.032891 | 0 | 0.2129 | 0.2458 | 3.933e-11 | 0 | 2.5458e-10 | 2.9391e-10 | 0.00056635 | 0 | 0.003666 | 0.0042323 | 0 | 0 | 0 | 0 | 0 | 0 | 0 | 0 | 0.086646 | 0.00024681 | 0 | 0.0015976 | 0.0018444 | 0.0016212 | 0 | 0.0078575 | 0.0094787 | 0 | 2
960_G_3 | PJM_ComEd | Illinois | 17 | Ogle | 141 | 960 | 3 | North Ninth Street | 10745 | 1956 | 9999 | Combustion Turbine | [5 empty] | Fossil | G | 2030 | NaturalGas |  | 0.00056186 | 0 | 0.0036369 | 0.0041988 | 0 | 0 | 0 | 0 | 0 | 0 | 0 | 0 | 0 | 0 | 0 | 0 | 0.052291 | 0 | 0.33847 | 0.39077 | 0.032891 | 0 | 0.2129 | 0.2458 | 3.933e-11 | 0 | 2.5458e-10 | 2.9391e-10 | 0.00095842 | 0 | 0.0062038 | 0.0071622 | 0 | 0 | 0 | 0 | 0 | 0 | 0 | 0 | 0.086646 | 0.00024681 | 0 | 0.0015976 | 0.0018444 | 0.0016212 | 0 | 0.0078575 | 0.0094787 | 0 | 2
960_G_4 | PJM_ComEd | Illinois | 17 | Ogle | 141 | 960 | 4 | North Ninth Street | 10745 | 1946 | 9999 | Combustion Turbine | [5 empty] | Fossil | G | 2030 | Oil |  | 0 | 0 | 0 | 0 | 0 | 0 | 0 | 0 | 0 | 0 | 0 | 0 | 0 | 0 | 0 | 0 | 0 | 0 | 0 | 0 | 0 | 0 | 0 | 0 | 0 | 0 | 0 | 0 | 0 | 0 | 0 | 0 | 0 | 0 | 0 | 0 | 0 | 0 | 0 | 0 | 0.030326 | 0 | 0 | 0 | 0 | 0 | 0 | 0 | 0 | 0 | 0.7
960_G_6 | PJM_ComEd | Illinois | 17 | Ogle | 141 | 960 | 6 | North Ninth Street | 10745 | 1954 | 9999 | Combustion Turbine | [5 empty] | Fossil | G | 2030 | NaturalGas |  | 0.00056186 | 0 | 0.0036369 | 0.0041988 | 0 | 0 | 0 | 0 | 0 | 0 | 0 | 0 | 0 | 0 | 0 | 0 | 0.052291 | 0 | 0.33847 | 0.39077 | 0.032891 | 0 | 0.2129 | 0.2458 | 3.933e-11 | 0 | 2.5458e-10 | 2.9391e-10 | 0.00029805 | 0 | 0.0019293 | 0.0022273 | 0 | 0 | 0 | 0 | 0 | 0 | 0 | 0 | 0.086646 | 0.00024681 | 0 | 0.0015976 | 0.0018444 | 0.0016212 | 0 | 0.0078575 | 0.0094787 | 0 | 2
960_G_7 | PJM_ComEd | Illinois | 17 | Ogle | 141 | 960 | 7 | North Ninth Street | 10745 | 1967 | 9999 | Combustion Turbine | [5 empty] | Fossil | G | 2030 | NaturalGas |  | 0.00098326 | 0 | 0.0063646 | 0.0073479 | 0 | 0 | 0 | 0 | 0 | 0 | 0 | 0 | 0 | 0 | 0 | 0 | 0.091508 | 0 | 0.59233 | 0.68384 | 0.05756 | 0 | 0.37258 | 0.43014 | 6.8828e-11 | 0 | 4.4552e-10 | 5.1435e-10 | 0.0019411 | 0 | 0.012564 | 0.014505 | 0 | 0 | 0 | 0 | 0 | 0 | 0 | 0 | 0.15163 | 0.00043192 | 0 | 0.0027958 | 0.0032277 | 0.0028371 | 0 | 0.013751 | 0.016588 | 0 | 3.5
960_G_8 | PJM_ComEd | Illinois | 17 | Ogle | 141 | 960 | 8 | North Ninth Street | 10745 | 1949 | 9999 | Combustion Turbine | [5 empty] | Fossil | G | 2030 | Oil |  | 0 | 0 | 0 | 0 | 0 | 0 | 0 | 0 | 0 | 0 | 0 | 0 | 0 | 0 | 0 | 0 | 0 | 0 | 0 | 0 | 0 | 0 | 0 | 0 | 0 | 0 | 0 | 0 | 0 | 0 | 0 | 0 | 0 | 0 | 0 | 0 | 0 | 0 | 0 | 0 | 0.021662 | 0 | 0 | 0 | 0 | 0 | 0 | 0 | 0 | 0 | 0.5
960_G_9 | PJM_ComEd | Illinois | 17 | Ogle | 141 | 960 | 9 | North Ninth Street | 10745 | 1989 | 9999 | Combustion Turbine | [5 empty] | Fossil | G | 2030 | NaturalGas |  | 0.00084279 | 0 | 0.0054554 | 0.0062982 | 0 | 0 | 0 | 0 | 0 | 0 | 0 | 0 | 0 | 0 | 0 | 0 | 0.078436 | 0 | 0.50771 | 0.58615 | 0.049337 | 0 | 0.31936 | 0.36869 | 5.8995e-11 | 0 | 3.8188e-10 | 4.4087e-10 | 0.00044047 | 0 | 0.0028512 | 0.0032916 | 0 | 0 | 0 | 0 | 0 | 0 | 0 | 0 | 0.12997 | 0.00037022 | 0 | 0.0023964 | 0.0027666 | 0.0024318 | 0 | 0.011786 | 0.014218 | 0 | 3
960_G_SOL1 | PJM_ComEd | Illinois | 17 | Ogle | 141 | 960 | SOL1 | North Ninth Street | 0 | 2014 | 9999 | Solar PV | [5 empty] | Non-Fossil | G | 2030 | Solar |  | 0 | 0 | 0 | 0 | 0 | 0 | 0 | 0 | 0 | 0 | 0 | 0 | 0 | 0 | 0 | 0 | 0.06918 | 0.14931 | 0.25472 | 0.47321 | 0 | 0 | 0 | 0 | 0 | 0 | 0 | 0 | 0 | 0 | 0 | 0 | 0 | 0 | 0 | 0 | 0 | 0 | 0 | 0 | 0.012878 | 0 | 0 | 0 | 0 | 0 | 0 | 0 | 0 | 0 | 0.3
961_G_1 | PJM_ComEd | Illinois | 17 | Ogle | 141 | 961 | 1 | South Main Street | 14565 | 1967 | 9999 | Combustion Turbine | [5 empty] | Fossil | G | 2030 | Oil |  | 0 | 0 | 0 | 0 | 0 | 0 | 0 | 0 | 0 | 0 | 0 | 0 | 0 | 0 | 0 | 0 | 0 | 0 | 0 | 0 | 0 | 0 | 0 | 0 | 0 | 0 | 0 | 0 | 0 | 0 | 0 | 0 | 0 | 0 | 0 | 0 | 0 | 0 | 0 | 0 | 0.069317 | 0 | 0 | 0 | 0 | 0 | 0 | 0 | 0 | 0 | 1.6
961_G_13 | PJM_ComEd | Illinois | 17 | Ogle | 141 | 961 | 13 | South Main Street | 14149 | 2014 | 9999 | Combustion Turbine | [5 empty] | Fossil | G | 2030 |  |  | 0 | 0 | 0 | 0 | 0 | 0 | 0 | 0 | 0 | 0 | 0 | 0 | 0 | 0 | 0 | 0 | 0 | 0 | 0 | 0 | 0 | 0 | 0 | 0 | 0 | 0 | 0 | 0 | 0 | 0 | 0 | 0 | 0 | 0 | 0 | 0 | 0 | 0 | 0 | 0 | 0.033095 | 0 | 0 | 0 | 0 | 0 | 0 | 0 | 0 | 0 | 1.8
961_G_14 | PJM_ComEd | Illinois | 17 | Ogle | 141 | 961 | 14 | South Main Street | 14149 | 2014 | 9999 | Combustion Turbine | [5 empty] | Fossil | G | 2030 |  |  | 0 | 0 | 0 | 0 | 0 | 0 | 0 | 0 | 0 | 0 | 0 | 0 | 0 | 0 | 0 | 0 | 0 | 0 | 0 | 0 | 0 | 0 | 0 | 0 | 0 | 0 | 0 | 0 | 0 | 0 | 0 | 0 | 0 | 0 | 0 | 0 | 0 | 0 | 0 | 0 | 0.033095 | 0 | 0 | 0 | 0 | 0 | 0 | 0 | 0 | 0 | 1.8
961_G_15 | PJM_ComEd | Illinois | 17 | Ogle | 141 | 961 | 15 | South Main Street | 14149 | 2014 | 9999 | Combustion Turbine | [5 empty] | Fossil | G | 2030 |  |  | 0 | 0 | 0 | 0 | 0 | 0 | 0 | 0 | 0 | 0 | 0 | 0 | 0 | 0 | 0 | 0 | 0 | 0 | 0 | 0 | 0 | 0 | 0 | 0 | 0 | 0 | 0 | 0 | 0 | 0 | 0 | 0 | 0 | 0 | 0 | 0 | 0 | 0 | 0 | 0 | 0.033095 | 0 | 0 | 0 | 0 | 0 | 0 | 0 | 0 | 0 | 1.8
961_G_16 | PJM_ComEd | Illinois | 17 | Ogle | 141 | 961 | 16 | South Main Street | 14448 | 2016 | 9999 | Combustion Turbine | [5 empty] | Fossil | G | 2030 | Oil |  | 0 | 0 | 0 | 0 | 0 | 0 | 0 | 0 | 0 | 0 | 0 | 0 | 0 | 0 | 0 | 0 | 0 | 0 | 0 | 0 | 0 | 0 | 0 | 0 | 0 | 0 | 0 | 0 | 0 | 0 | 0 | 0 | 0 | 0 | 0 | 0 | 0 | 0 | 0 | 0 | 0.033095 | 0 | 0 | 0 | 0 | 0 | 0 | 0 | 0 | 0 | 1.8
961_G_17 | PJM_ComEd | Illinois | 17 | Ogle | 141 | 961 | 17 | South Main Street | 14446 | 2016 | 9999 | Combustion Turbine | [5 empty] | Fossil | G | 2030 |  |  | 0 | 0 | 0 | 0 | 0 | 0 | 0 | 0 | 0 | 0 | 0 | 0 | 0 | 0 | 0 | 0 | 0 | 0 | 0 | 0 | 0 | 0 | 0 | 0 | 0 | 0 | 0 | 0 | 0 | 0 | 0 | 0 | 0 | 0 | 0 | 0 | 0 | 0 | 0 | 0 | 0.033095 | 0 | 0 | 0 | 0 | 0 | 0 | 0 | 0 | 0 | 1.8
961_G_18 | PJM_ComEd | Illinois | 17 | Ogle | 141 | 961 | 18 | South Main Street | 14446 | 2016 | 9999 | Combustion Turbine | [5 empty] | Fossil | G | 2030 |  |  | 0 | 0 | 0 | 0 | 0 | 0 | 0 | 0 | 0 | 0 | 0 | 0 | 0 | 0 | 0 | 0 | 0 | 0 | 0 | 0 | 0 | 0 | 0 | 0 | 0 | 0 | 0 | 0 | 0 | 0 | 0 | 0 | 0 | 0 | 0 | 0 | 0 | 0 | 0 | 0 | 0.033095 | 0 | 0 | 0 | 0 | 0 | 0 | 0 | 0 | 0 | 1.8
961_G_2 | PJM_ComEd | Illinois | 17 | Ogle | 141 | 961 | 2 | South Main Street | 14291 | 1967 | 9999 | Combustion Turbine | [5 empty] | Fossil | G | 2030 | Oil |  | 0 | 0 | 0 | 0 | 0 | 0 | 0 | 0 | 0 | 0 | 0 | 0 | 0 | 0 | 0 | 0 | 0 | 0 | 0 | 0 | 0 | 0 | 0 | 0 | 0 | 0 | 0 | 0 | 0 | 0 | 0 | 0 | 0 | 0 | 0 | 0 | 0 | 0 | 0 | 0 | 0.086646 | 0 | 0 | 0 | 0 | 0 | 0 | 0 | 0 | 0 | 2
963_B_41 | MISO_Illinois | Illinois | 17 | Sangamon | 167 | 963 | 41 | Dallman | 11450 | 2009 | 9999 | Coal Steam | wall | wet | Baghouse + Wet Scrubber + SCR + Mercury Control | LNB + OFA | Wet Scrubber | Fossil | B | 2030 | Coal |  | 3.8116 | 5.1669 | 6.132 | 15.1105 | 3.8116 | 5.1669 | 6.132 | 15.1105 | 0 | 0 | 0 | 0 | 0 | 0 | 0 | 0 | 332.8948 | 451.2573 | 535.5446 | 1319.6967 | 394.934 | 535.355 | 635.3502 | 1565.6392 | 0.00051766 | 0.00070172 | 0.00083279 | 0.0020522 | 0.12628 | 0.17118 | 0.20315 | 0.50061 | 0.21279 | 0.28845 | 0.34233 | 0.84358 | 0.0019549 | 0.0026499 | 0.0031449 | 0.0077497 | 12.3417 | 2.2457 | 3.0441 | 3.6127 | 8.9025 | 4.9166 | 6.6647 | 7.9096 | 19.491 | 0 | 208 | Scrubber / SCR / Mercury Control | Wet Scrubber
964_G_D1 | MISO_Illinois | Illinois | 17 | Sangamon | 167 | 964 | D1 | Lakeside | 11082 | 2002 | 9999 | Combustion Turbine | [5 empty] | Fossil | G | 2030 | Oil |  | 0 | 0 | 0 | 0 | 0 | 0 | 0 | 0 | 0 | 0 | 0 | 0 | 0 | 0 | 0 | 0 | 0 | 0 | 0 | 0 | 0 | 0 | 0 | 0 | 0 | 0 | 0 | 0 | 0 | 0 | 0 | 0 | 0 | 0 | 0 | 0 | 0 | 0 | 0 | 0 | 0.033533 | 0 | 0 | 0 | 0 | 0 | 0 | 0 | 0 | 0 | 1.7
964_G_D2 | MISO_Illinois | Illinois | 17 | Sangamon | 167 | 964 | D2 | Lakeside | 12408 | 2002 | 9999 | Combustion Turbine | [5 empty] | Fossil | G | 2030 | Oil |  | 0 | 0 | 0 | 0 | 0 | 0 | 0 | 0 | 0 | 0 | 0 | 0 | 0 | 0 | 0 | 0 | 0 | 0 | 0 | 0 | 0 | 0 | 0 | 0 | 0 | 0 | 0 | 0 | 0 | 0 | 0 | 0 | 0 | 0 | 0 | 0 | 0 | 0 | 0 | 0 | 0.033533 | 0 | 0 | 0 | 0 | 0 | 0 | 0 | 0 | 0 | 1.7
964_G_D3 | MISO_Illinois | Illinois | 17 | Sangamon | 167 | 964 | D3 | Lakeside | 12408 | 2002 | 9999 | Combustion Turbine | [5 empty] | Fossil | G | 2030 | Oil |  | 0 | 0 | 0 | 0 | 0 | 0 | 0 | 0 | 0 | 0 | 0 | 0 | 0 | 0 | 0 | 0 | 0 | 0 | 0 | 0 | 0 | 0 | 0 | 0 | 0 | 0 | 0 | 0 | 0 | 0 | 0 | 0 | 0 | 0 | 0 | 0 | 0 | 0 | 0 | 0 | 0.033533 | 0 | 0 | 0 | 0 | 0 | 0 | 0 | 0 | 0 | 1.7
965_G_1 | MISO_Illinois | Illinois | 17 | Sangamon | 167 | 965 | 1 | Reynolds | 19716 | 1970 | 9999 | Combustion Turbine | [5 empty] | Fossil | G | 2030 | Oil |  | 0 | 0 | 0 | 0 | 0 | 0 | 0 | 0 | 0 | 0 | 0 | 0 | 0 | 0 | 0 | 0 | 0 | 0 | 0 | 0 | 0 | 0 | 0 | 0 | 0 | 0 | 0 | 0 | 0 | 0 | 0 | 0 | 0 | 0 | 0 | 0 | 0 | 0 | 0 | 0 | 0.60358 | 0 | 0 | 0 | 0 | 0 | 0 | 0 | 0 | 0 | 14
969_G_1 | MISO_Illinois | Illinois | 17 | Moultrie | 139 | 969 | 1 | Sullivan (IL) | 19444 | 1974 | 9999 | Combustion Turbine | [5 empty] | Fossil | G | 2030 |  |  | 0 | 0 | 0 | 0 | 0 | 0 | 0 | 0 | 0 | 0 | 0 | 0 | 0 | 0 | 0 | 0 | 0 | 0 | 0 | 0 | 0 | 0 | 0 | 0 | 0 | 0 | 0 | 0 | 0 | 0 | 0 | 0 | 0 | 0 | 0 | 0 | 0 | 0 | 0 | 0 | 0.16589 | 0 | 0 | 0 | 0 | 0 | 0 | 0 | 0 | 0 | 4.3
969_G_10 | MISO_Illinois | Illinois | 17 | Moultrie | 139 | 969 | 10 | Sullivan (IL) | 19444 | 1971 | 9999 | Combustion Turbine | [5 empty] | Fossil | G | 2030 | Oil |  | 0 | 0 | 0 | 0 | 0 | 0 | 0 | 0 | 0 | 0 | 0 | 0 | 0 | 0 | 0 | 0 | 0 | 0 | 0 | 0 | 0 | 0 | 0 | 0 | 0 | 0 | 0 | 0 | 0 | 0 | 0 | 0 | 0 | 0 | 0 | 0 | 0 | 0 | 0 | 0 | 0.084875 | 0 | 0 | 0 | 0 | 0 | 0 | 0 | 0 | 0 | 2.2
969_G_11 | MISO_Illinois | Illinois | 17 | Moultrie | 139 | 969 | 11 | Sullivan (IL) | 19444 | 1996 | 9999 | Combustion Turbine | [5 empty] | Fossil | G | 2030 | Oil |  | 0 | 0 | 0 | 0 | 0 | 0 | 0 | 0 | 0 | 0 | 0 | 0 | 0 | 0 | 0 | 0 | 0 | 0 | 0 | 0 | 0 | 0 | 0 | 0 | 0 | 0 | 0 | 0 | 0 | 0 | 0 | 0 | 0 | 0 | 0 | 0 | 0 | 0 | 0 | 0 | 0.077159 | 0 | 0 | 0 | 0 | 0 | 0 | 0 | 0 | 0 | 2
969_G_12 | MISO_Illinois | Illinois | 17 | Moultrie | 139 | 969 | 12 | Sullivan (IL) | 19444 | 1996 | 9999 | Combustion Turbine | [5 empty] | Fossil | G | 2030 |  |  | 0 | 0 | 0 | 0 | 0 | 0 | 0 | 0 | 0 | 0 | 0 | 0 | 0 | 0 | 0 | 0 | 0 | 0 | 0 | 0 | 0 | 0 | 0 | 0 | 0 | 0 | 0 | 0 | 0 | 0 | 0 | 0 | 0 | 0 | 0 | 0 | 0 | 0 | 0 | 0 | 0.03858 | 0 | 0 | 0 | 0 | 0 | 0 | 0 | 0 | 0 | 1
969_G_13 | MISO_Illinois | Illinois | 17 | Moultrie | 139 | 969 | 13 | Sullivan (IL) | 10745 | 2012 | 9999 | Combustion Turbine | [5 empty] | Fossil | G | 2030 | Oil |  | 0 | 0 | 0 | 0 | 0 | 0 | 0 | 0 | 0 | 0 | 0 | 0 | 0 | 0 | 0 | 0 | 0 | 0 | 0 | 0 | 0 | 0 | 0 | 0 | 0 | 0 | 0 | 0 | 0 | 0 | 0 | 0 | 0 | 0 | 0 | 0 | 0 | 0 | 0 | 0 | 0.09916 | 0 | 0 | 0 | 0 | 0 | 0 | 0 | 0 | 0 | 2.3
969_G_14 | MISO_Illinois | Illinois | 17 | Moultrie | 139 | 969 | 14 | Sullivan (IL) | 10745 | 2012 | 9999 | Combustion Turbine | [5 empty] | Fossil | G | 2030 | Oil |  | 0 | 0 | 0 | 0 | 0 | 0 | 0 | 0 | 0 | 0 | 0 | 0 | 0 | 0 | 0 | 0 | 0 | 0 | 0 | 0 | 0 | 0 | 0 | 0 | 0 | 0 | 0 | 0 | 0 | 0 | 0 | 0 | 0 | 0 | 0 | 0 | 0 | 0 | 0 | 0 | 0.09916 | 0 | 0 | 0 | 0 | 0 | 0 | 0 | 0 | 0 | 2.3
969_G_15 | MISO_Illinois | Illinois | 17 | Moultrie | 139 | 969 | 15 | Sullivan (IL) | 10745 | 2012 | 9999 | Combustion Turbine | [5 empty] | Fossil | G | 2030 | Oil |  | 0 | 0 | 0 | 0 | 0 | 0 | 0 | 0 | 0 | 0 | 0 | 0 | 0 | 0 | 0 | 0 | 0 | 0 | 0 | 0 | 0 | 0 | 0 | 0 | 0 | 0 | 0 | 0 | 0 | 0 | 0 | 0 | 0 | 0 | 0 | 0 | 0 | 0 | 0 | 0 | 0.09916 | 0 | 0 | 0 | 0 | 0 | 0 | 0 | 0 | 0 | 2.3
969_G_2 | MISO_Illinois | Illinois | 17 | Moultrie | 139 | 969 | 2 | Sullivan (IL) | 19444 | 1961 | 9999 | Combustion Turbine | [5 empty] | Fossil | G | 2030 |  |  | 0 | 0 | 0 | 0 | 0 | 0 | 0 | 0 | 0 | 0 | 0 | 0 | 0 | 0 | 0 | 0 | 0 | 0 | 0 | 0 | 0 | 0 | 0 | 0 | 0 | 0 | 0 | 0 | 0 | 0 | 0 | 0 | 0 | 0 | 0 | 0 | 0 | 0 | 0 | 0 | 0.077159 | 0 | 0 | 0 | 0 | 0 | 0 | 0 | 0 | 0 | 2
969_G_3 | MISO_Illinois | Illinois | 17 | Moultrie | 139 | 969 | 3 | Sullivan (IL) | 19444 | 1956 | 9999 | Combustion Turbine | [5 empty] | Fossil | G | 2030 |  |  | 0 | 0 | 0 | 0 | 0 | 0 | 0 | 0 | 0 | 0 | 0 | 0 | 0 | 0 | 0 | 0 | 0 | 0 | 0 | 0 | 0 | 0 | 0 | 0 | 0 | 0 | 0 | 0 | 0 | 0 | 0 | 0 | 0 | 0 | 0 | 0 | 0 | 0 | 0 | 0 | 0.050154 | 0 | 0 | 0 | 0 | 0 | 0 | 0 | 0 | 0 | 1.3
969_G_4 | MISO_Illinois | Illinois | 17 | Moultrie | 139 | 969 | 4 | Sullivan (IL) | 19444 | 1951 | 9999 | Combustion Turbine | [5 empty] | Fossil | G | 2030 | Oil |  | 0 | 0 | 0 | 0 | 0 | 0 | 0 | 0 | 0 | 0 | 0 | 0 | 0 | 0 | 0 | 0 | 0 | 0 | 0 | 0 | 0 | 0 | 0 | 0 | 0 | 0 | 0 | 0 | 0 | 0 | 0 | 0 | 0 | 0 | 0 | 0 | 0 | 0 | 0 | 0 | 0.034722 | 0 | 0 | 0 | 0 | 0 | 0 | 0 | 0 | 0 | 0.9
969_G_5 | MISO_Illinois | Illinois | 17 | Moultrie | 139 | 969 | 5 | Sullivan (IL) | 19444 | 1948 | 9999 | Combustion Turbine | [5 empty] | Fossil | G | 2030 |  |  | 0 | 0 | 0 | 0 | 0 | 0 | 0 | 0 | 0 | 0 | 0 | 0 | 0 | 0 | 0 | 0 | 0 | 0 | 0 | 0 | 0 | 0 | 0 | 0 | 0 | 0 | 0 | 0 | 0 | 0 | 0 | 0 | 0 | 0 | 0 | 0 | 0 | 0 | 0 | 0 | 0.042438 | 0 | 0 | 0 | 0 | 0 | 0 | 0 | 0 | 0 | 1.1
969_G_6 | MISO_Illinois | Illinois | 17 | Moultrie | 139 | 969 | 6 | Sullivan (IL) | 19444 | 1946 | 9999 | Combustion Turbine | [5 empty] | Fossil | G | 2030 |  |  | 0 | 0 | 0 | 0 | 0 | 0 | 0 | 0 | 0 | 0 | 0 | 0 | 0 | 0 | 0 | 0 | 0 | 0 | 0 | 0 | 0 | 0 | 0 | 0 | 0 | 0 | 0 | 0 | 0 | 0 | 0 | 0 | 0 | 0 | 0 | 0 | 0 | 0 | 0 | 0 | 0.023148 | 0 | 0 | 0 | 0 | 0 | 0 | 0 | 0 | 0 | 0.6
969_G_9 | MISO_Illinois | Illinois | 17 | Moultrie | 139 | 969 | 9 | Sullivan (IL) | 19444 | 1971 | 9999 | Combustion Turbine | [5 empty] | Fossil | G | 2030 |  |  | 0 | 0 | 0 | 0 | 0 | 0 | 0 | 0 | 0 | 0 | 0 | 0 | 0 | 0 | 0 | 0 | 0 | 0 | 0 | 0 | 0 | 0 | 0 | 0 | 0 | 0 | 0 | 0 | 0 | 0 | 0 | 0 | 0 | 0 | 0 | 0 | 0 | 0 | 0 | 0 | 0.084875 | 0 | 0 | 0 | 0 | 0 | 0 | 0 | 0 | 0 | 2.2
971_G_1 | MISO_Illinois | Illinois | 17 | Monroe | 133 | 971 | 1 | Waterloo | 25000 | 1970 | 9999 | Combustion Turbine | [5 empty] | Fossil | G | 2030 | NaturalGas |  | 0.00024342 | 0 | 0 | 0.00024342 | 0 | 0 | 0 | 0 | 0 | 0 | 0 | 0 | 0 | 0 | 0 | 0 | 0.0097369 | 0 | 0 | 0.0097369 | 0.01425 | 0 | 0 | 0.01425 | 1.7039e-11 | 0 | 0 | 1.7039e-11 | 0.00020079 | 0 | 0 | 0.00020079 | 0 | 0 | 0 | 0 | 0 | 0 | 0 | 0 | 0.11641 | 4.5958e-05 | 0 | 0 | 4.5958e-05 | 0.00068741 | 0 | 0 | 0.00068741 | 0 | 2.7
971_G_10 | MISO_Illinois | Illinois | 17 | Monroe | 133 | 971 | 10 | Waterloo | 10745 | 1996 | 9999 | Combustion Turbine | [5 empty] | Fossil | G | 2030 | Oil |  | 0 | 0 | 0 | 0 | 0 | 0 | 0 | 0 | 0 | 0 | 0 | 0 | 0 | 0 | 0 | 0 | 0 | 0 | 0 | 0 | 0 | 0 | 0 | 0 | 0 | 0 | 0 | 0 | 0 | 0 | 0 | 0 | 0 | 0 | 0 | 0 | 0 | 0 | 0 | 0 | 0.077604 | 0 | 0 | 0 | 0 | 0 | 0 | 0 | 0 | 0 | 1.8
971_G_11 | MISO_Illinois | Illinois | 17 | Monroe | 133 | 971 | 11 | Waterloo | 10745 | 1996 | 9999 | Combustion Turbine | [5 empty] | Fossil | G | 2030 | Oil |  | 0 | 0 | 0 | 0 | 0 | 0 | 0 | 0 | 0 | 0 | 0 | 0 | 0 | 0 | 0 | 0 | 0 | 0 | 0 | 0 | 0 | 0 | 0 | 0 | 0 | 0 | 0 | 0 | 0 | 0 | 0 | 0 | 0 | 0 | 0 | 0 | 0 | 0 | 0 | 0 | 0.077604 | 0 | 0 | 0 | 0 | 0 | 0 | 0 | 0 | 0 | 1.8
971_G_12 | MISO_Illinois | Illinois | 17 | Monroe | 133 | 971 | 12 | Waterloo | 12299 | 2002 | 9999 | Combustion Turbine | [5 empty] | Fossil | G | 2030 | NaturalGas |  | 0.0011229 | 0 | 0.013291 | 0.014414 | 0 | 0 | 0 | 0 | 0 | 0 | 0 | 0 | 0 | 0 | 0 | 0 | 0.091298 | 0 | 1.0806 | 1.1719 | 0.065733 | 0 | 0.77804 | 0.84377 | 7.8601e-11 | 0 | 9.3035e-10 | 1.0089e-09 | 9.198e-05 | 0 | 0.0010887 | 0.0011807 | 0 | 0 | 0 | 0 | 0 | 0 | 0 | 0 | 0.13019 | 0.00048435 | 0 | 0.0057329 | 0.0062172 | 0.0031709 | 0 | 0.028612 | 0.031783 | 0 | 6.6
971_G_13 | MISO_Illinois | Illinois | 17 | Monroe | 133 | 971 | 13 | Waterloo | 12323 | 2012 | 9999 | Combustion Turbine | [5 empty] | Fossil | G | 2030 | NaturalGas |  | 0.0011251 | 0 | 0.013317 | 0.014442 | 0 | 0 | 0 | 0 | 0 | 0 | 0 | 0 | 0 | 0 | 0 | 0 | 0.091298 | 0 | 1.0806 | 1.1719 | 0.065861 | 0 | 0.77956 | 0.84542 | 7.8754e-11 | 0 | 9.3216e-10 | 1.0109e-09 | 9.216e-05 | 0 | 0.0010908 | 0.001183 | 0 | 0 | 0 | 0 | 0 | 0 | 0 | 0 | 0.13019 | 0.00048435 | 0 | 0.0057329 | 0.0062172 | 0.0031771 | 0 | 0.028668 | 0.031845 | 0 | 6.6
971_G_2 | MISO_Illinois | Illinois | 17 | Monroe | 133 | 971 | 2 | Waterloo | 19228 | 1954 | 9999 | Combustion Turbine | [5 empty] | Fossil | G | 2030 | Oil |  | 0 | 0 | 0 | 0 | 0 | 0 | 0 | 0 | 0 | 0 | 0 | 0 | 0 | 0 | 0 | 0 | 0 | 0 | 0 | 0 | 0 | 0 | 0 | 0 | 0 | 0 | 0 | 0 | 0 | 0 | 0 | 0 | 0 | 0 | 0 | 0 | 0 | 0 | 0 | 0 | 0.0077159 | 0 | 0 | 0 | 0 | 0 | 0 | 0 | 0 | 0 | 0.2
971_G_3 | MISO_Illinois | Illinois | 17 | Monroe | 133 | 971 | 3 | Waterloo | 19228 | 1946 | 9999 | Combustion Turbine | [5 empty] | Fossil | G | 2030 | Oil |  | 0 | 0 | 0 | 0 | 0 | 0 | 0 | 0 | 0 | 0 | 0 | 0 | 0 | 0 | 0 | 0 | 0 | 0 | 0 | 0 | 0 | 0 | 0 | 0 | 0 | 0 | 0 | 0 | 0 | 0 | 0 | 0 | 0 | 0 | 0 | 0 | 0 | 0 | 0 | 0 | 0.0077159 | 0 | 0 | 0 | 0 | 0 | 0 | 0 | 0 | 0 | 0.2
971_G_4 | MISO_Illinois | Illinois | 17 | Monroe | 133 | 971 | 4 | Waterloo | 25000 | 1963 | 9999 | Combustion Turbine | [5 empty] | Fossil | G | 2030 | NaturalGas |  | 0.00016228 | 0 | 0 | 0.00016228 | 0 | 0 | 0 | 0 | 0 | 0 | 0 | 0 | 0 | 0 | 0 | 0 | 0.0064912 | 0 | 0 | 0.0064912 | 0.0094999 | 0 | 0 | 0.0094999 | 1.136e-11 | 0 | 0 | 1.136e-11 | 0.00013386 | 0 | 0 | 0.00013386 | 0 | 0 | 0 | 0 | 0 | 0 | 0 | 0 | 0.077604 | 3.0639e-05 | 0 | 0 | 3.0639e-05 | 0.00045827 | 0 | 0 | 0.00045827 | 0 | 1.8
971_G_5 | MISO_Illinois | Illinois | 17 | Monroe | 133 | 971 | 5 | Waterloo | 20565 | 1950 | 9999 | Combustion Turbine | [5 empty] | Fossil | G | 2030 |  |  | 0 | 0 | 0 | 0 | 0 | 0 | 0 | 0 | 0 | 0 | 0 | 0 | 0 | 0 | 0 | 0 | 0 | 0 | 0 | 0 | 0 | 0 | 0 | 0 | 0 | 0 | 0 | 0 | 0 | 0 | 0 | 0 | 0 | 0 | 0 | 0 | 0 | 0 | 0 | 0 | 0.015432 | 0 | 0 | 0 | 0 | 0 | 0 | 0 | 0 | 0 | 0.4
971_G_6 | MISO_Illinois | Illinois | 17 | Monroe | 133 | 971 | 6 | Waterloo | 20900 | 1950 | 9999 | Combustion Turbine | [5 empty] | Fossil | G | 2030 |  |  | 0 | 0 | 0 | 0 | 0 | 0 | 0 | 0 | 0 | 0 | 0 | 0 | 0 | 0 | 0 | 0 | 0 | 0 | 0 | 0 | 0 | 0 | 0 | 0 | 0 | 0 | 0 | 0 | 0 | 0 | 0 | 0 | 0 | 0 | 0 | 0 | 0 | 0 | 0 | 0 | 0.01929 | 0 | 0 | 0 | 0 | 0 | 0 | 0 | 0 | 0 | 0.5
971_G_7 | MISO_Illinois | Illinois | 17 | Monroe | 133 | 971 | 7 | Waterloo | 25000 | 1959 | 9999 | Combustion Turbine | [5 empty] | Fossil | G | 2030 | NaturalGas |  | 0.00013523 | 0 | 0 | 0.00013523 | 0 | 0 | 0 | 0 | 0 | 0 | 0 | 0 | 0 | 0 | 0 | 0 | 0.0054094 | 0 | 0 | 0.0054094 | 0.0079166 | 0 | 0 | 0.0079166 | 9.4664e-12 | 0 | 0 | 9.4664e-12 | 6.397e-05 | 0 | 0 | 6.397e-05 | 0 | 0 | 0 | 0 | 0 | 0 | 0 | 0 | 0.06467 | 2.5532e-05 | 0 | 0 | 2.5532e-05 | 0.0003819 | 0 | 0 | 0.0003819 | 0 | 1.5
971_G_8 | MISO_Illinois | Illinois | 17 | Monroe | 133 | 971 | 8 | Waterloo | 25000 | 1973 | 9999 | Combustion Turbine | [5 empty] | Fossil | G | 2030 |  |  | 0 | 0 | 0 | 0 | 0 | 0 | 0 | 0 | 0 | 0 | 0 | 0 | 0 | 0 | 0 | 0 | 0 | 0 | 0 | 0 | 0 | 0 | 0 | 0 | 0 | 0 | 0 | 0 | 0 | 0 | 0 | 0 | 0 | 0 | 0 | 0 | 0 | 0 | 0 | 0 | 0.092591 | 0 | 0 | 0 | 0 | 0 | 0 | 0 | 0 | 0 | 2.4
971_G_9 | MISO_Illinois | Illinois | 17 | Monroe | 133 | 971 | 9 | Waterloo | 10745 | 1996 | 9999 | Combustion Turbine | [5 empty] | Fossil | G | 2030 | Oil |  | 0 | 0 | 0 | 0 | 0 | 0 | 0 | 0 | 0 | 0 | 0 | 0 | 0 | 0 | 0 | 0 | 0 | 0 | 0 | 0 | 0 | 0 | 0 | 0 | 0 | 0 | 0 | 0 | 0 | 0 | 0 | 0 | 0 | 0 | 0 | 0 | 0 | 0 | 0 | 0 | 0.077604 | 0 | 0 | 0 | 0 | 0 | 0 | 0 | 0 | 0 | 1.8
972_B_4 | PJM_ComEd | Illinois | 17 | Cook | 31 | 972 | 4 | Winnetka | 14500 | 1958 | 9999 | O/G Steam | [5 empty] | Fossil | B | 2030 | Oil |  | 0 | 0 | 0 | 0 | 0 | 0 | 0 | 0 | 0 | 0 | 0 | 0 | 0 | 0 | 0 | 0 | 0 | 0 | 0 | 0 | 0 | 0 | 0 | 0 | 0 | 0 | 0 | 0 | 0 | 0 | 0 | 0 | 0 | 0 | 0 | 0 | 0 | 0 | 0 | 0 | 0.39332 | 0 | 0 | 0 | 0 | 0 | 0 | 0 | 0 | 0 | 7
972_B_5 | PJM_ComEd | Illinois | 17 | Cook | 31 | 972 | 5 | Winnetka | 14500 | 1938 | 9999 | O/G Steam | [5 empty] | Fossil | B | 2030 | NaturalGas |  | 0 | 0 | 0 | 0 | 0 | 0 | 0 | 0 | 0 | 0 | 0 | 0 | 0 | 0 | 0 | 0 | 0 | 0 | 0 | 0 | 0 | 0 | 0 | 0 | 0 | 0 | 0 | 0 | 0 | 0 | 0 | 0 | 0 | 0 | 0 | 0 | 0 | 0 | 0 | 0 | 0.39332 | 0 | 0 | 0 | 0 | 0 | 0 | 0 | 0 | 0 | 7
972_B_7 | PJM_ComEd | Illinois | 17 | Cook | 31 | 972 | 7 | Winnetka | 14500 | 1948 | 9999 | O/G Steam | [5 empty] | Fossil | B | 2030 | Oil |  | 0 | 0 | 0 | 0 | 0 | 0 | 0 | 0 | 0 | 0 | 0 | 0 | 0 | 0 | 0 | 0 | 0 | 0 | 0 | 0 | 0 | 0 | 0 | 0 | 0 | 0 | 0 | 0 | 0 | 0 | 0 | 0 | 0 | 0 | 0 | 0 | 0 | 0 | 0 | 0 | 0.39332 | 0 | 0 | 0 | 0 | 0 | 0 | 0 | 0 | 0 | 7
972_B_8 | PJM_ComEd | Illinois | 17 | Cook | 31 | 972 | 8 | Winnetka | 14500 | 1958 | 9999 | O/G Steam | [5 empty] | Fossil | B | 2030 | NaturalGas |  | 0 | 0 | 0 | 0 | 0 | 0 | 0 | 0 | 0 | 0 | 0 | 0 | 0 | 0 | 0 | 0 | 0 | 0 | 0 | 0 | 0 | 0 | 0 | 0 | 0 | 0 | 0 | 0 | 0 | 0 | 0 | 0 | 0 | 0 | 0 | 0 | 0 | 0 | 0 | 0 | 0.39332 | 0 | 0 | 0 | 0 | 0 | 0 | 0 | 0 | 0 | 7
972_G_8 | PJM_ComEd | Illinois | 17 | Cook | 31 | 972 | 8 | Winnetka | 12723 | 1979 | 9999 | Combustion Turbine | [5 empty] | Fossil | G | 2030 | Oil |  | 0 | 0 | 0 | 0 | 0 | 0 | 0 | 0 | 0 | 0 | 0 | 0 | 0 | 0 | 0 | 0 | 0 | 0 | 0 | 0 | 0 | 0 | 0 | 0 | 0 | 0 | 0 | 0 | 0 | 0 | 0 | 0 | 0 | 0 | 0 | 0 | 0 | 0 | 0 | 0 | 0.11264 | 0 | 0 | 0 | 0 | 0 | 0 | 0 | 0 | 0 | 2.6
972_G_9 | PJM_ComEd | Illinois | 17 | Cook | 31 | 972 | 9 | Winnetka | 12768 | 1979 | 9999 | Combustion Turbine | [5 empty] | Fossil | G | 2030 | Oil |  | 0 | 0 | 0 | 0 | 0 | 0 | 0 | 0 | 0 | 0 | 0 | 0 | 0 | 0 | 0 | 0 | 0 | 0 | 0 | 0 | 0 | 0 | 0 | 0 | 0 | 0 | 0 | 0 | 0 | 0 | 0 | 0 | 0 | 0 | 0 | 0 | 0 | 0 | 0 | 0 | 0.11264 | 0 | 0 | 0 | 0 | 0 | 0 | 0 | 0 | 0 | 2.6
976_B_123 | MISO_Illinois | Illinois | 17 | Williamson | 199 | 976 | 123 | Marion | 11487 | 1978 | 9999 | Coal Steam | FBC | wet | Baghouse + Reagent Injection + SNCR + DSI | CF | Reagent Injection | Fossil | B | 2030 |  | Coal Retirement | 0 | 0 | 0 | 0 | 0 | 0 | 0 | 0 | 0 | 0 | 0 | 0 | 0 | 0 | 0 | 0 | 0 | 0 | 0 | 0 | 0 | 0 | 0 | 0 | 0 | 0 | 0 | 0 | 0 | 0 | 0 | 0 | 0 | 0 | 0 | 0 | 0 | 0 | 0 | 0 | 0 | 0 | 0 | 0 | 0 | 0 | 0 | 0 | 0 | 0 | 120 | SNCR / DSI
976_G_5 | MISO_Illinois | Illinois | 17 | Williamson | 199 | 976 | 5 | Marion | 13433 | 2003 | 9999 | Combustion Turbine |  |  |  | DLNB + H2O |  | Fossil | G | 2030 | NaturalGas |  | 0.012848 | 0 | 0.034061 | 0.046909 | 0 | 0 | 0 | 0 | 0 | 0 | 0 | 0 | 0 | 0 | 0 | 0 | 0.95644 | 0 | 2.5356 | 3.4921 | 0.75211 | 0 | 1.9939 | 2.746 | 8.9935e-10 | 0 | 2.3843e-09 | 3.2836e-09 | 0.00031561 | 0 | 0.00083671 | 0.0011523 | 0 | 0 | 0 | 0 | 0 | 0 | 0 | 0 | 1.3808 | 0.006236 | 0 | 0.016532 | 0.022768 | 0.036282 | 0 | 0.073326 | 0.10961 | 0 | 70
976_G_6 | MISO_Illinois | Illinois | 17 | Williamson | 199 | 976 | 6 | Marion | 13434 | 2003 | 9999 | Combustion Turbine |  |  |  | DLNB + H2O |  | Fossil | G | 2030 | NaturalGas |  | 0.012849 | 0 | 0.034064 | 0.046912 | 0 | 0 | 0 | 0 | 0 | 0 | 0 | 0 | 0 | 0 | 0 | 0 | 0.95644 | 0 | 2.5356 | 3.4921 | 0.75217 | 0 | 1.9941 | 2.7462 | 8.9942e-10 | 0 | 2.3844e-09 | 3.2839e-09 | 0.00036195 | 0 | 0.00095957 | 0.0013215 | 0 | 0 | 0 | 0 | 0 | 0 | 0 | 0 | 1.3808 | 0.006236 | 0 | 0.016532 | 0.022768 | 0.036285 | 0 | 0.073332 | 0.10962 | 0 | 70
983_B_1 | MISO_Indiana (including parts of Kentucky) | Indiana | 18 | Jefferson | 77 | 983 | 1 | Clifty Creek | 10819 | 1955 | 9999 | Coal Steam | wall | wet | ESPC + Wet Scrubber + SCR | OFA | Wet Scrubber | Fossil | B | 2030 | Coal |  | 3.6097 | 3.1252 | 4.338 | 11.0729 | 3.6097 | 3.1252 | 4.338 | 11.0729 | 0 | 0 | 0 | 0 | 0 | 0 | 0 | 0 | 333.9274 | 289.1116 | 401.3063 | 1024.3453 | 374.9871 | 324.6607 | 450.6508 | 1150.2985 | 0.00072458 | 0.00062733 | 0.00087078 | 0.0022227 | 0.24856 | 0.2152 | 0.17609 | 0.63985 | 0.21617 | 0.18716 | 0.25979 | 0.66313 | 0.0018048 | 0.0015626 | 0.002169 | 0.0055364 | 15.6169 | 1.7344 | 1.5017 | 2.0844 | 5.3205 | 6.0765 | 5.261 | 7.3026 | 18.6401 | 0 | 196 | Scrubber / SCR | Wet Scrubber
983_B_2 | MISO_Indiana (including parts of Kentucky) | Indiana | 18 | Jefferson | 77 | 983 | 2 | Clifty Creek | 10723 | 1955 | 9999 | Coal Steam | wall | wet | ESPC + Wet Scrubber + SCR | OFA | Wet Scrubber | Fossil | B | 2030 | Coal |  | 3.5776 | 3.0975 | 4.2995 | 10.9746 | 3.5776 | 3.0975 | 4.2995 | 10.9746 | 0 | 0 | 0 | 0 | 0 | 0 | 0 | 0 | 333.9274 | 289.1116 | 401.3063 | 1024.3453 | 371.6597 | 321.7799 | 446.652 | 1140.0916 | 0.00071815 | 0.00062177 | 0.00086305 | 0.002203 | 0.24818 | 0.21487 | 0.17582 | 0.63887 | 0.21426 | 0.1855 | 0.25749 | 0.65725 | 0.0017888 | 0.0015487 | 0.0021498 | 0.0054873 | 15.6169 | 1.7344 | 1.5017 | 2.0844 | 5.3205 | 6.0226 | 5.2143 | 7.2378 | 18.4747 | 0 | 196 | Scrubber / SCR | Wet Scrubber
983_B_3 | MISO_Indiana (including parts of Kentucky) | Indiana | 18 | Jefferson | 77 | 983 | 3 | Clifty Creek | 10846 | 1955 | 9999 | Coal Steam | wall | wet | ESPC + Wet Scrubber + SCR | OFA | Wet Scrubber | Fossil | B | 2030 | Coal |  | 3.6187 | 3.133 | 4.3488 | 11.1005 | 3.6187 | 3.133 | 4.3488 | 11.1005 | 0 | 0 | 0 | 0 | 0 | 0 | 0 | 0 | 333.9274 | 289.1116 | 401.3063 | 1024.3453 | 375.9229 | 325.4709 | 451.7754 | 1153.1692 | 0.00072639 | 0.0006289 | 0.00087295 | 0.0022282 | 0.23643 | 0.20469 | 0.16749 | 0.60861 | 0.21671 | 0.18763 | 0.26044 | 0.66479 | 0.0018093 | 0.0015665 | 0.0021744 | 0.0055502 | 15.6169 | 1.7344 | 1.5017 | 2.0844 | 5.3205 | 6.0917 | 5.2741 | 7.3208 | 18.6866 | 0 | 196 | Scrubber / SCR | Wet Scrubber
983_B_4 | MISO_Indiana (including parts of Kentucky) | Indiana | 18 | Jefferson | 77 | 983 | 4 | Clifty Creek | 10734 | 1955 | 9999 | Coal Steam | wall | wet | ESPC + Wet Scrubber + SCR | OFA | Wet Scrubber | Fossil | B | 2030 | Coal |  | 3.5813 | 4.0536 | 4.2922 | 11.9271 | 3.5813 | 4.0536 | 4.2922 | 11.9271 | 0 | 0 | 0 | 0 | 0 | 0 | 0 | 0 | 333.9274 | 377.9688 | 400.2121 | 1112.1083 | 372.0409 | 419.063 | 445.8912 | 1236.9951 | 0.00071889 | 0.00074439 | 0.00086158 | 0.0023249 | 0.1343 | 0.15201 | 0.16096 | 0.44727 | 0.21448 | 0.2053 | 0.25705 | 0.67683 | 0.0017906 | 0.0020268 | 0.0021461 | 0.0059635 | 15.6169 | 1.7344 | 1.9632 | 2.0787 | 5.7764 | 6.0288 | 6.8239 | 7.2255 | 20.0781 | 0 | 196 | Scrubber / SCR | Wet Scrubber
983_B_5 | MISO_Indiana (including parts of Kentucky) | Indiana | 18 | Jefferson | 77 | 983 | 5 | Clifty Creek | 10727 | 1955 | 9999 | Coal Steam | wall | wet | ESPC + Wet Scrubber + SCR | OFA | Wet Scrubber | Fossil | B | 2030 | Coal |  | 3.579 | 4.051 | 4.2894 | 11.9193 | 3.579 | 4.051 | 4.2894 | 11.9193 | 0 | 0 | 0 | 0 | 0 | 0 | 0 | 0 | 333.9274 | 377.9688 | 400.2121 | 1112.1083 | 371.7983 | 418.7897 | 445.6004 | 1236.1884 | 0.00071842 | 0.00074391 | 0.00086102 | 0.0023233 | 0.13421 | 0.15191 | 0.16085 | 0.44697 | 0.21434 | 0.20517 | 0.25688 | 0.67639 | 0.0017895 | 0.0020255 | 0.0021447 | 0.0059597 | 15.6169 | 1.7344 | 1.9632 | 2.0787 | 5.7764 | 6.0248 | 6.8194 | 7.2208 | 20.065 | 0 | 196 | Scrubber / SCR | Wet Scrubber
9842_G_20 | WECC_Pacific Northwest | Washington | 53 | Whatcom | 73 | 9842 | 20 | Newhalem | 0 | 1970 | 9999 | Hydro | [5 empty] | Non-Fossil | G | 2030 | Hydro |  | 0 | 0 | 0 | 0 | 0 | 0 | 0 | 0 | 0 | 0 | 0 | 0 | 0 | 0 | 0 | 0 | 1.8745 | 2.5943 | 3.2715 | 7.7403 | 0 | 0 | 0 | 0 | 0 | 0 | 0 | 0 | 0 | 0 | 0 | 0 | 0 | 0 | 0 | 0 | 0 | 0 | 0 | 0 | 0.036359 | 0.0026056 | 0.0036061 | 0.0045474 | 0.010759 | 0 | 0 | 0 | 0 | 0 | 2.3
986_G_1 | PJM West | Indiana | 18 | Elkhart | 39 | 986 | 1 | Elkhart | 0 | 1913 | 9999 | Hydro | [5 empty] | Non-Fossil | G | 2030 | Hydro |  | 0 | 0 | 0 | 0 | 0 | 0 | 0 | 0 | 0 | 0 | 0 | 0 | 0 | 0 | 0 | 0 | 0.93546 | 1.2683 | 1.7888 | 3.9925 | 0 | 0 | 0 | 0 | 0 | 0 | 0 | 0 | 0 | 0 | 0 | 0 | 0 | 0 | 0 | 0 | 0 | 0 | 0 | 0 | 0.0094849 | 0.0013003 | 0.0017629 | 0.0024864 | 0.0055496 | 0 | 0 | 0 | 0 | 0 | 0.6
986_G_2 | PJM West | Indiana | 18 | Elkhart | 39 | 986 | 2 | Elkhart | 0 | 1921 | 9999 | Hydro | [5 empty] | Non-Fossil | G | 2030 | Hydro |  | 0 | 0 | 0 | 0 | 0 | 0 | 0 | 0 | 0 | 0 | 0 | 0 | 0 | 0 | 0 | 0 | 0.62364 | 0.84552 | 1.1925 | 2.6617 | 0 | 0 | 0 | 0 | 0 | 0 | 0 | 0 | 0 | 0 | 0 | 0 | 0 | 0 | 0 | 0 | 0 | 0 | 0 | 0 | 0.0063233 | 0.00086686 | 0.0011753 | 0.0016576 | 0.0036997 | 0 | 0 | 0 | 0 | 0 | 0.4
986_G_3 | PJM West | Indiana | 18 | Elkhart | 39 | 986 | 3 | Elkhart | 0 | 1921 | 9999 | Hydro | [5 empty] | Non-Fossil | G | 2030 | Hydro |  | 0 | 0 | 0 | 0 | 0 | 0 | 0 | 0 | 0 | 0 | 0 | 0 | 0 | 0 | 0 | 0 | 0.62364 | 0.84552 | 1.1925 | 2.6617 | 0 | 0 | 0 | 0 | 0 | 0 | 0 | 0 | 0 | 0 | 0 | 0 | 0 | 0 | 0 | 0 | 0 | 0 | 0 | 0 | 0.0063233 | 0.00086686 | 0.0011753 | 0.0016576 | 0.0036997 | 0 | 0 | 0 | 0 | 0 | 0.4
9864_G_1 | ISONE_MA, VT, NH, RI (Rest of ISO New England) | Massachusetts | 25 | Hampden | 13 | 9864 | 1 | Cabot Holyoke | 0 | 1893 | 9999 | Hydro | [5 empty] | Non-Fossil | G | 2030 | Hydro |  | 0 | 0 | 0 | 0 | 0 | 0 | 0 | 0 | 0 | 0 | 0 | 0 | 0 | 0 | 0 | 0 | 0.79443 | 1.0927 | 0.99526 | 2.8823 | 0 | 0 | 0 | 0 | 0 | 0 | 0 | 0 | 0 | 0 | 0 | 0 | 0 | 0 | 0 | 0 | 0 | 0 | 0 | 0 | 0.0094849 | 0.0011043 | 0.0015188 | 0.0013834 | 0.0040065 | 0 | 0 | 0 | 0 | 0 | 0.6
9864_G_2 | ISONE_MA, VT, NH, RI (Rest of ISO New England) | Massachusetts | 25 | Hampden | 13 | 9864 | 2 | Cabot Holyoke | 0 | 1938 | 9999 | Hydro | [5 empty] | Non-Fossil | G | 2030 | Hydro |  | 0 | 0 | 0 | 0 | 0 | 0 | 0 | 0 | 0 | 0 | 0 | 0 | 0 | 0 | 0 | 0 | 0.79443 | 1.0927 | 0.99526 | 2.8823 | 0 | 0 | 0 | 0 | 0 | 0 | 0 | 0 | 0 | 0 | 0 | 0 | 0 | 0 | 0 | 0 | 0 | 0 | 0 | 0 | 0.0094849 | 0.0011043 | 0.0015188 | 0.0013834 | 0.0040065 | 0 | 0 | 0 | 0 | 0 | 0.6
9864_G_3 | ISONE_MA, VT, NH, RI (Rest of ISO New England) | Massachusetts | 25 | Hampden | 13 | 9864 | 3 | Cabot Holyoke | 0 | 1939 | 9999 | Hydro | [5 empty] | Non-Fossil | G | 2030 | Hydro |  | 0 | 0 | 0 | 0 | 0 | 0 | 0 | 0 | 0 | 0 | 0 | 0 | 0 | 0 | 0 | 0 | 0.52962 | 0.72844 | 0.6635 | 1.9216 | 0 | 0 | 0 | 0 | 0 | 0 | 0 | 0 | 0 | 0 | 0 | 0 | 0 | 0 | 0 | 0 | 0 | 0 | 0 | 0 | 0.0063233 | 0.00073617 | 0.0010125 | 0.00092227 | 0.002671 | 0 | 0 | 0 | 0 | 0 | 0.4
9864_G_4 | ISONE_MA, VT, NH, RI (Rest of ISO New England) | Massachusetts | 25 | Hampden | 13 | 9864 | 4 | Cabot Holyoke | 0 | 1907 | 9999 | Hydro | [5 empty] | Non-Fossil | G | 2030 | Hydro |  | 0 | 0 | 0 | 0 | 0 | 0 | 0 | 0 | 0 | 0 | 0 | 0 | 0 | 0 | 0 | 0 | 0.66203 | 0.91055 | 0.82938 | 2.402 | 0 | 0 | 0 | 0 | 0 | 0 | 0 | 0 | 0 | 0 | 0 | 0 | 0 | 0 | 0 | 0 | 0 | 0 | 0 | 0 | 0.0079041 | 0.00092022 | 0.0012657 | 0.0011528 | 0.0033387 | 0 | 0 | 0 | 0 | 0 | 0.5
987_G_1 | WECC_Idaho | Idaho | 16 | Caribou | 29 | 987 | 1 | Last Chance | 0 | 1984 | 9999 | Hydro | [5 empty] | Non-Fossil | G | 2030 | Hydro |  | 0 | 0 | 0 | 0 | 0 | 0 | 0 | 0 | 0 | 0 | 0 | 0 | 0 | 0 | 0 | 0 | 0.14562 | 0.20063 | 0.32504 | 0.67129 | 0 | 0 | 0 | 0 | 0 | 0 | 0 | 0 | 0 | 0 | 0 | 0 | 0 | 0 | 0 | 0 | 0 | 0 | 0 | 0 | 0.0031616 | 0.00020241 | 0.00027887 | 0.00045181 | 0.00093309 | 0 | 0 | 0 | 0 | 0 | 0.2
987_G_2 | WECC_Idaho | Idaho | 16 | Caribou | 29 | 987 | 2 | Last Chance | 0 | 1984 | 9999 | Hydro | [5 empty] | Non-Fossil | G | 2030 | Hydro |  | 0 | 0 | 0 | 0 | 0 | 0 | 0 | 0 | 0 | 0 | 0 | 0 | 0 | 0 | 0 | 0 | 0.29123 | 0.40126 | 0.65009 | 1.3426 | 0 | 0 | 0 | 0 | 0 | 0 | 0 | 0 | 0 | 0 | 0 | 0 | 0 | 0 | 0 | 0 | 0 | 0 | 0 | 0 | 0.0063233 | 0.00040481 | 0.00055775 | 0.00090362 | 0.0018662 | 0 | 0 | 0 | 0 | 0 | 0.4
987_G_3 | WECC_Idaho | Idaho | 16 | Caribou | 29 | 987 | 3 | Last Chance | 0 | 1984 | 9999 | Hydro | [5 empty] | Non-Fossil | G | 2030 | Hydro |  | 0 | 0 | 0 | 0 | 0 | 0 | 0 | 0 | 0 | 0 | 0 | 0 | 0 | 0 | 0 | 0 | 0.58246 | 0.80252 | 1.3002 | 2.6852 | 0 | 0 | 0 | 0 | 0 | 0 | 0 | 0 | 0 | 0 | 0 | 0 | 0 | 0 | 0 | 0 | 0 | 0 | 0 | 0 | 0.012647 | 0.00080963 | 0.0011155 | 0.0018072 | 0.0037324 | 0 | 0 | 0 | 0 | 0 | 0.8
989_G_H1E | PJM West | Indiana | 18 | St Joseph | 141 | 989 | H1E | Twin Branch | 0 | 1989 | 9999 | Hydro | [5 empty] | Non-Fossil | G | 2030 | Hydro |  | 0 | 0 | 0 | 0 | 0 | 0 | 0 | 0 | 0 | 0 | 0 | 0 | 0 | 0 | 0 | 0 | 0.77955 | 1.0569 | 1.4907 | 3.3271 | 0 | 0 | 0 | 0 | 0 | 0 | 0 | 0 | 0 | 0 | 0 | 0 | 0 | 0 | 0 | 0 | 0 | 0 | 0 | 0 | 0.0079041 | 0.0010836 | 0.0014691 | 0.002072 | 0.0046247 | 0 | 0 | 0 | 0 | 0 | 0.5
989_G_H1W | PJM West | Indiana | 18 | St Joseph | 141 | 989 | H1W | Twin Branch | 0 | 1989 | 9999 | Hydro | [5 empty] | Non-Fossil | G | 2030 | Hydro |  | 0 | 0 | 0 | 0 | 0 | 0 | 0 | 0 | 0 | 0 | 0 | 0 | 0 | 0 | 0 | 0 | 0.77955 | 1.0569 | 1.4907 | 3.3271 | 0 | 0 | 0 | 0 | 0 | 0 | 0 | 0 | 0 | 0 | 0 | 0 | 0 | 0 | 0 | 0 | 0 | 0 | 0 | 0 | 0.0079041 | 0.0010836 | 0.0014691 | 0.002072 | 0.0046247 | 0 | 0 | 0 | 0 | 0 | 0.5
989_G_H2W | PJM West | Indiana | 18 | St Joseph | 141 | 989 | H2W | Twin Branch | 0 | 1989 | 9999 | Hydro | [5 empty] | Non-Fossil | G | 2030 | Hydro |  | 0 | 0 | 0 | 0 | 0 | 0 | 0 | 0 | 0 | 0 | 0 | 0 | 0 | 0 | 0 | 0 | 0.77955 | 1.0569 | 1.4907 | 3.3271 | 0 | 0 | 0 | 0 | 0 | 0 | 0 | 0 | 0 | 0 | 0 | 0 | 0 | 0 | 0 | 0 | 0 | 0 | 0 | 0 | 0.0079041 | 0.0010836 | 0.0014691 | 0.002072 | 0.0046247 | 0 | 0 | 0 | 0 | 0 | 0.5
989_G_H3W | PJM West | Indiana | 18 | St Joseph | 141 | 989 | H3W | Twin Branch | 0 | 1989 | 9999 | Hydro | [5 empty] | Non-Fossil | G | 2030 | Hydro |  | 0 | 0 | 0 | 0 | 0 | 0 | 0 | 0 | 0 | 0 | 0 | 0 | 0 | 0 | 0 | 0 | 0.77955 | 1.0569 | 1.4907 | 3.3271 | 0 | 0 | 0 | 0 | 0 | 0 | 0 | 0 | 0 | 0 | 0 | 0 | 0 | 0 | 0 | 0 | 0 | 0 | 0 | 0 | 0.0079041 | 0.0010836 | 0.0014691 | 0.002072 | 0.0046247 | 0 | 0 | 0 | 0 | 0 | 0.5
989_G_H4W | PJM West | Indiana | 18 | St Joseph | 141 | 989 | H4W | Twin Branch | 0 | 1989 | 9999 | Hydro | [5 empty] | Non-Fossil | G | 2030 | Hydro |  | 0 | 0 | 0 | 0 | 0 | 0 | 0 | 0 | 0 | 0 | 0 | 0 | 0 | 0 | 0 | 0 | 0.77955 | 1.0569 | 1.4907 | 3.3271 | 0 | 0 | 0 | 0 | 0 | 0 | 0 | 0 | 0 | 0 | 0 | 0 | 0 | 0 | 0 | 0 | 0 | 0 | 0 | 0 | 0.0079041 | 0.0010836 | 0.0014691 | 0.002072 | 0.0046247 | 0 | 0 | 0 | 0 | 0 | 0.5
989_G_H5W | PJM West | Indiana | 18 | St Joseph | 141 | 989 | H5W | Twin Branch | 0 | 1989 | 9999 | Hydro | [5 empty] | Non-Fossil | G | 2030 | Hydro |  | 0 | 0 | 0 | 0 | 0 | 0 | 0 | 0 | 0 | 0 | 0 | 0 | 0 | 0 | 0 | 0 | 0.77955 | 1.0569 | 1.4907 | 3.3271 | 0 | 0 | 0 | 0 | 0 | 0 | 0 | 0 | 0 | 0 | 0 | 0 | 0 | 0 | 0 | 0 | 0 | 0 | 0 | 0 | 0.0079041 | 0.0010836 | 0.0014691 | 0.002072 | 0.0046247 | 0 | 0 | 0 | 0 | 0 | 0.5
989_G_H6E | PJM West | Indiana | 18 | St Joseph | 141 | 989 | H6E | Twin Branch | 0 | 1989 | 9999 | Hydro | [5 empty] | Non-Fossil | G | 2030 | Hydro |  | 0 | 0 | 0 | 0 | 0 | 0 | 0 | 0 | 0 | 0 | 0 | 0 | 0 | 0 | 0 | 0 | 0.77955 | 1.0569 | 1.4907 | 3.3271 | 0 | 0 | 0 | 0 | 0 | 0 | 0 | 0 | 0 | 0 | 0 | 0 | 0 | 0 | 0 | 0 | 0 | 0 | 0 | 0 | 0.0079041 | 0.0010836 | 0.0014691 | 0.002072 | 0.0046247 | 0 | 0 | 0 | 0 | 0 | 0.5
989_G_H6W | PJM West | Indiana | 18 | St Joseph | 141 | 989 | H6W | Twin Branch | 0 | 1989 | 9999 | Hydro | [5 empty] | Non-Fossil | G | 2030 | Hydro |  | 0 | 0 | 0 | 0 | 0 | 0 | 0 | 0 | 0 | 0 | 0 | 0 | 0 | 0 | 0 | 0 | 0.77955 | 1.0569 | 1.4907 | 3.3271 | 0 | 0 | 0 | 0 | 0 | 0 | 0 | 0 | 0 | 0 | 0 | 0 | 0 | 0 | 0 | 0 | 0 | 0 | 0 | 0 | 0.0079041 | 0.0010836 | 0.0014691 | 0.002072 | 0.0046247 | 0 | 0 | 0 | 0 | 0 | 0.5
99_G_1 | WECC_Pacific Northwest | Washington | 53 | Pierce | 53 | 99 | 1 | Frederickson | 25000 | 1981 | 9999 | Combustion Turbine | [5 empty] | Fossil | G | 2030 | Oil |  | 0 | 0 | 0 | 0 | 0 | 0 | 0 | 0 | 0 | 0 | 0 | 0 | 0 | 0 | 0 | 0 | 0 | 0 | 0 | 0 | 0 | 0 | 0 | 0 | 0 | 0 | 0 | 0 | 0 | 0 | 0 | 0 | 0 | 0 | 0 | 0 | 0 | 0 | 0 | 0 | 3.031 | 0 | 0 | 0 | 0 | 0 | 0 | 0 | 0 | 0 | 67
99_G_2 | WECC_Pacific Northwest | Washington | 53 | Pierce | 53 | 99 | 2 | Frederickson | 25000 | 1981 | 9999 | Combustion Turbine | [5 empty] | Fossil | G | 2030 | Oil |  | 0 | 0 | 0 | 0 | 0 | 0 | 0 | 0 | 0 | 0 | 0 | 0 | 0 | 0 | 0 | 0 | 0 | 0 | 0 | 0 | 0 | 0 | 0 | 0 | 0 | 0 | 0 | 0 | 0 | 0 | 0 | 0 | 0 | 0 | 0 | 0 | 0 | 0 | 0 | 0 | 3.031 | 0 | 0 | 0 | 0 | 0 | 0 | 0 | 0 | 0 | 67
990_B_50 | MISO_Indiana (including parts of Kentucky) | Indiana | 18 | Marion | 97 | 990 | 50 | Harding Street | 10586 | 1958 | 9999 | O/G Steam | tangential | dry | SNCR | LNB + OFA |  | Fossil | B | 2030 | NaturalGas |  | 0 | 0 | 2.0326 | 2.0326 | 0 | 0 | 0 | 0 | 0 | 0 | 0 | 0 | 0 | 0 | 0 | 0 | 0 | 0 | 192.0039 | 192.0039 | 0 | 0 | 118.9857 | 118.9857 | 0 | 0 | 1.4228e-07 | 1.4228e-07 | 0 | 0 | 0.037023 | 0.037023 | 0 | 0 | 0 | 0 | 0 | 0 | 0 | 0 | 5.6272 | 0 | 0 | 0.31312 | 0.31312 | 0 | 0 | 4.4784 | 4.4784 | 0 | 101 | SNCR
990_B_60 | MISO_Indiana (including parts of Kentucky) | Indiana | 18 | Marion | 97 | 990 | 60 | Harding Street | 10560 | 1961 | 9999 | O/G Steam | tangential | wet | SNCR | LNB + OFA |  | Fossil | B | 2030 | NaturalGas |  | 0 | 0 | 1.9737 | 1.9737 | 0 | 0 | 0 | 0 | 0 | 0 | 0 | 0 | 0 | 0 | 0 | 0 | 0 | 0 | 186.906 | 186.906 | 0 | 0 | 115.542 | 115.542 | 0 | 0 | 1.3816e-07 | 1.3816e-07 | 0 | 0 | 0.034728 | 0.034728 | 0 | 0 | 0 | 0 | 0 | 0 | 0 | 0 | 5.5246 | 0 | 0 | 0.30511 | 0.30511 | 0 | 0 | 4.3488 | 4.3488 | 0 | 99 | SNCR
990_B_70 | MISO_Indiana (including parts of Kentucky) | Indiana | 18 | Marion | 97 | 990 | 70 | Harding Street | 10744 | 1973 | 9999 | O/G Steam | tangential | wet | SCR | LNB + OFA |  | Fossil | B | 2030 | NaturalGas |  | 0.86421 | 0 | 7.9772 | 8.8415 | 0 | 0 | 0 | 0 | 0 | 0 | 0 | 0 | 0 | 0 | 0 | 0 | 80.4369 | 0 | 742.483 | 822.9198 | 50.5911 | 0 | 466.9874 | 517.5785 | 6.0495e-08 | 0 | 5.5841e-07 | 6.189e-07 | 0.040398 | 0 | 0.11966 | 0.16006 | 0 | 0 | 0 | 0 | 0 | 0 | 0 | 0 | 25.2407 | 0.088556 | 0 | 0.81743 | 0.90599 | 2.3838 | 0 | 17.5765 | 19.9603 | 0 | 418 | SCR
990_G_BAT1 | MISO_Indiana (including parts of Kentucky) | Indiana | 18 | Marion | 97 | 990 | BAT1 | Harding Street | 0 | 2016 | 9999 | Energy Storage | [5 empty] | Non-Fossil | G | 2030 | EnerStor |  | 0 | 0 | 0 | 0 | 0 | 0 | 0 | 0 | 0 | 0 | 0 | 0 | 0 | 0 | 0 | 0 | 0.55297 | 0.23136 | 1.2532 | 2.0375 | 0 | 0 | 0 | 0 | 0 | 0 | 0 | 0 | 0 | 0 | 0 | 0 | 0 | 0 | 0 | 0 | 0 | 0 | 0 | 0 | 0.73553 | 0.0043519 | 0.0018208 | 0.0098628 | 0.016036 | 0 | 0 | 0 | 0 | 0 | 20
990_G_GT1 | MISO_Indiana (including parts of Kentucky) | Indiana | 18 | Marion | 97 | 990 | GT1 | Harding Street | 11798 | 1973 | 9999 | Combustion Turbine | [5 empty] | Fossil | G | 2030 | Oil |  | 0 | 0 | 0 | 0 | 0 | 0 | 0 | 0 | 0 | 0 | 0 | 0 | 0 | 0 | 0 | 0 | 0 | 0 | 0 | 0 | 0 | 0 | 0 | 0 | 0 | 0 | 0 | 0 | 0 | 0 | 0 | 0 | 0 | 0 | 0 | 0 | 0 | 0 | 0 | 0 | 0.81912 | 0 | 0 | 0 | 0 | 0 | 0 | 0 | 0 | 0 | 19.1
990_G_GT2 | MISO_Indiana (including parts of Kentucky) | Indiana | 18 | Marion | 97 | 990 | GT2 | Harding Street | 11798 | 1973 | 9999 | Combustion Turbine | [5 empty] | Fossil | G | 2030 | Oil |  | 0 | 0 | 0 | 0 | 0 | 0 | 0 | 0 | 0 | 0 | 0 | 0 | 0 | 0 | 0 | 0 | 0 | 0 | 0 | 0 | 0 | 0 | 0 | 0 | 0 | 0 | 0 | 0 | 0 | 0 | 0 | 0 | 0 | 0 | 0 | 0 | 0 | 0 | 0 | 0 | 0.76765 | 0 | 0 | 0 | 0 | 0 | 0 | 0 | 0 | 0 | 17.9
990_G_GT4 | MISO_Indiana (including parts of Kentucky) | Indiana | 18 | Marion | 97 | 990 | GT4 | Harding Street | 11798 | 1994 | 9999 | Combustion Turbine |  |  |  | H2O |  | Fossil | G | 2030 |  | CT Retirement | 0 | 0 | 0 | 0 | 0 | 0 | 0 | 0 | 0 | 0 | 0 | 0 | 0 | 0 | 0 | 0 | 0 | 0 | 0 | 0 | 0 | 0 | 0 | 0 | 0 | 0 | 0 | 0 | 0 | 0 | 0 | 0 | 0 | 0 | 0 | 0 | 0 | 0 | 0 | 0 | 0 | 0 | 0 | 0 | 0 | 0 | 0 | 0 | 0 | 0 | 67
990_G_GT5 | MISO_Indiana (including parts of Kentucky) | Indiana | 18 | Marion | 97 | 990 | GT5 | Harding Street | 11798 | 1995 | 9999 | Combustion Turbine |  |  |  | H2O |  | Fossil | G | 2030 |  | CT Retirement | 0 | 0 | 0 | 0 | 0 | 0 | 0 | 0 | 0 | 0 | 0 | 0 | 0 | 0 | 0 | 0 | 0 | 0 | 0 | 0 | 0 | 0 | 0 | 0 | 0 | 0 | 0 | 0 | 0 | 0 | 0 | 0 | 0 | 0 | 0 | 0 | 0 | 0 | 0 | 0 | 0 | 0 | 0 | 0 | 0 | 0 | 0 | 0 | 0 | 0 | 67
990_G_GT6 | MISO_Indiana (including parts of Kentucky) | Indiana | 18 | Marion | 97 | 990 | GT6 | Harding Street | 11798 | 2002 | 9999 | Combustion Turbine |  |  |  | DLNB |  | Fossil | G | 2030 |  | CT Retirement | 0 | 0 | 0 | 0 | 0 | 0 | 0 | 0 | 0 | 0 | 0 | 0 | 0 | 0 | 0 | 0 | 0 | 0 | 0 | 0 | 0 | 0 | 0 | 0 | 0 | 0 | 0 | 0 | 0 | 0 | 0 | 0 | 0 | 0 | 0 | 0 | 0 | 0 | 0 | 0 | 0 | 0 | 0 | 0 | 0 | 0 | 0 | 0 | 0 | 0 | 154
990_G_IC1 | MISO_Indiana (including parts of Kentucky) | Indiana | 18 | Marion | 97 | 990 | IC1 | Harding Street | 14342 | 1967 | 9999 | Combustion Turbine | [5 empty] | Fossil | G | 2030 | Oil |  | 0 | 0 | 0 | 0 | 0 | 0 | 0 | 0 | 0 | 0 | 0 | 0 | 0 | 0 | 0 | 0 | 0 | 0 | 0 | 0 | 0 | 0 | 0 | 0 | 0 | 0 | 0 | 0 | 0 | 0 | 0 | 0 | 0 | 0 | 0 | 0 | 0 | 0 | 0 | 0 | 0.12866 | 0 | 0 | 0 | 0 | 0 | 0 | 0 | 0 | 0 | 3
991_G_GT1 | MISO_Indiana (including parts of Kentucky) | Indiana | 18 | Morgan | 109 | 991 | GT1 | Eagle Valley (IN) | 7050 | 2018 | 9999 | Combined Cycle |  |  | SCR | DLNB |  | Fossil | G | 2030 | NaturalGas |  | 2.5658 | 3.4781 | 4.8095 | 10.8535 | 0 | 0 | 0 | 0 | 0 | 0 | 0 | 0 | 0 | 0 | 0 | 0 | 363.9495 | 493.3537 | 682.2055 | 1539.5087 | 150.2045 | 203.6105 | 281.551 | 635.366 | 1.7961e-07 | 2.4347e-07 | 3.3667e-07 | 7.5975e-07 | 0.008577 | 0.011627 | 0.016077 | 0.036281 | 0 | 0 | 0 | 0 | 0 | 0 | 0 | 0 | 6.5387 | 0.83165 | 1.1273 | 1.5589 | 3.5179 | 7.0774 | 8.5229 | 10.597 | 26.1974 | 0 | 207 | SCR
991_G_GT2 | MISO_Indiana (including parts of Kentucky) | Indiana | 18 | Morgan | 109 | 991 | GT2 | Eagle Valley (IN) | 7050 | 2018 | 9999 | Combined Cycle |  |  | SCR | DLNB |  | Fossil | G | 2030 | NaturalGas |  | 2.5658 | 3.4781 | 4.8095 | 10.8535 | 0 | 0 | 0 | 0 | 0 | 0 | 0 | 0 | 0 | 0 | 0 | 0 | 363.9495 | 493.3537 | 682.2055 | 1539.5087 | 150.2045 | 203.6105 | 281.551 | 635.366 | 1.7961e-07 | 2.4347e-07 | 3.3667e-07 | 7.5975e-07 | 0.008577 | 0.011627 | 0.016077 | 0.036281 | 0 | 0 | 0 | 0 | 0 | 0 | 0 | 0 | 6.5387 | 0.83165 | 1.1273 | 1.5589 | 3.5179 | 7.0774 | 8.5229 | 10.597 | 26.1974 | 0 | 207 | SCR
991_G_STG1 | MISO_Indiana (including parts of Kentucky) | Indiana | 18 | Morgan | 109 | 991 | STG1 | Eagle Valley (IN) | 7050 | 2018 | 9999 | Combined Cycle |  |  | SCR | LNB |  | Fossil | G | 2030 | NaturalGas |  | 2.8509 | 3.8646 | 5.3439 | 12.0595 | 0 | 0 | 0 | 0 | 0 | 0 | 0 | 0 | 0 | 0 | 0 | 0 | 404.3883 | 548.1708 | 758.0061 | 1710.5652 | 166.8939 | 226.2339 | 312.8344 | 705.9622 | 1.9957e-07 | 2.7052e-07 | 3.7408e-07 | 8.4416e-07 | 0.00953 | 0.012918 | 0.017863 | 0.040312 | 0 | 0 | 0 | 0 | 0 | 0 | 0 | 0 | 7.2653 | 0.92405 | 1.2526 | 1.7321 | 3.9087 | 7.8638 | 9.4699 | 11.7745 | 29.1082 | 0 | 230 | SCR
992_B_11 | MISO_Indiana (including parts of Kentucky) | Indiana | 18 | Marion | 97 | 992 | 11 | CC Perry K | 8300 | 1938 | 9999 | O/G Steam | wall | dry |  |  |  | Fossil | B | 2030 | NaturalGas |  | 0.030007 | 0.040677 | 0.054764 | 0.12545 | 0 | 0 | 0 | 0 | 0 | 0 | 0 | 0 | 0 | 0 | 0 | 0 | 3.6153 | 4.9008 | 6.598 | 15.1142 | 4.3763 | 5.9324 | 7.9868 | 18.2955 | 5.2331e-09 | 7.0937e-09 | 9.5504e-09 | 2.1877e-08 | 0.009156 | 0.012411 | 0.01671 | 0.038277 | 0 | 0 | 0 | 0 | 0 | 0 | 0 | 0 | 0.10721 | 0.0031799 | 0.0043105 | 0.0058034 | 0.013294 | 0.08277 | 0.099675 | 0.12066 | 0.30311 | 0 | 2.1
992_B_12 | MISO_Indiana (including parts of Kentucky) | Indiana | 18 | Marion | 97 | 992 | 12 | CC Perry K | 8300 | 1938 | 9999 | O/G Steam | wall | dry |  | LNB |  | Fossil | B | 2030 | NaturalGas |  | 0.030007 | 0.040677 | 0.054764 | 0.12545 | 0 | 0 | 0 | 0 | 0 | 0 | 0 | 0 | 0 | 0 | 0 | 0 | 3.6153 | 4.9008 | 6.598 | 15.1142 | 4.3763 | 5.9324 | 7.9868 | 18.2955 | 5.2331e-09 | 7.0937e-09 | 9.5504e-09 | 2.1877e-08 | 0.0044982 | 0.0060975 | 0.0082092 | 0.018805 | 0 | 0 | 0 | 0 | 0 | 0 | 0 | 0 | 0.10721 | 0.0031799 | 0.0043105 | 0.0058034 | 0.013294 | 0.08277 | 0.099675 | 0.12066 | 0.30311 | 0 | 2.1
992_B_13 | MISO_Indiana (including parts of Kentucky) | Indiana | 18 | Marion | 97 | 992 | 13 | CC Perry K | 14500 | 1938 | 9999 | O/G Steam | wall | dry |  |  |  | Fossil | B | 2030 | NaturalGas |  | 7.0266e-05 | 0 | 0.0003866 | 0.00045686 | 0 | 0 | 0 | 0 | 0 | 0 | 0 | 0 | 0 | 0 | 0 | 0 | 0.004846 | 0 | 0.026662 | 0.031508 | 0.0041134 | 0 | 0.022631 | 0.026745 | 4.9187e-12 | 0 | 2.7062e-11 | 3.198e-11 | 5.674e-06 | 0 | 3.1218e-05 | 3.6892e-05 | 0 | 0 | 0 | 0 | 0 | 0 | 0 | 0 | 0.019399 | 4.2623e-06 | 0 | 2.3451e-05 | 2.7713e-05 | 0.00019382 | 0 | 0.0008518 | 0.0010456 | 0 | 0.38
992_B_14 | MISO_Indiana (including parts of Kentucky) | Indiana | 18 | Marion | 97 | 992 | 14 | CC Perry K | 14500 | 1938 | 9999 | O/G Steam | wall | dry |  |  |  | Fossil | B | 2030 | NaturalGas |  | 7.0266e-05 | 0 | 0.0003866 | 0.00045686 | 0 | 0 | 0 | 0 | 0 | 0 | 0 | 0 | 0 | 0 | 0 | 0 | 0.004846 | 0 | 0.026662 | 0.031508 | 0.0041134 | 0 | 0.022631 | 0.026745 | 4.9187e-12 | 0 | 2.7062e-11 | 3.198e-11 | 7.7592e-06 | 0 | 4.269e-05 | 5.0449e-05 | 0 | 0 | 0 | 0 | 0 | 0 | 0 | 0 | 0.019399 | 4.2623e-06 | 0 | 2.3451e-05 | 2.7713e-05 | 0.00019382 | 0 | 0.0008518 | 0.0010456 | 0 | 0.38
992_B_15 | MISO_Indiana (including parts of Kentucky) | Indiana | 18 | Marion | 97 | 992 | 15 | CC Perry K | 14500 | 1938 | 9999 | O/G Steam | [5 empty] | Fossil | B | 2030 | NaturalGas |  | 7.0267e-05 | 0 | 0.0003866 | 0.00045686 | 0 | 0 | 0 | 0 | 0 | 0 | 0 | 0 | 0 | 0 | 0 | 0 | 0.004846 | 0 | 0.026662 | 0.031508 | 0.0041134 | 0 | 0.022631 | 0.026745 | 4.9185e-12 | 0 | 2.7061e-11 | 3.198e-11 | 5.6877e-06 | 0 | 3.1293e-05 | 3.6981e-05 | 0 | 0 | 0 | 0 | 0 | 0 | 0 | 0 | 0.019399 | 4.2623e-06 | 0 | 2.3451e-05 | 2.7713e-05 | 0.00019382 | 0 | 0.0008518 | 0.0010456 | 0 | 0.38
992_B_16 | MISO_Indiana (including parts of Kentucky) | Indiana | 18 | Marion | 97 | 992 | 16 | CC Perry K | 14500 | 1938 | 9999 | O/G Steam | stoker/SPR |  |  | LNB |  | Fossil | B | 2030 | NaturalGas |  | 7.0267e-05 | 0 | 0.0003866 | 0.00045686 | 0 | 0 | 0 | 0 | 0 | 0 | 0 | 0 | 0 | 0 | 0 | 0 | 0.004846 | 0 | 0.026662 | 0.031508 | 0.0041134 | 0 | 0.022631 | 0.026745 | 4.9185e-12 | 0 | 2.7061e-11 | 3.198e-11 | 3.6307e-06 | 0 | 1.9975e-05 | 2.3606e-05 | 0 | 0 | 0 | 0 | 0 | 0 | 0 | 0 | 0.019399 | 4.2623e-06 | 0 | 2.3451e-05 | 2.7713e-05 | 0.00019382 | 0 | 0.0008518 | 0.0010456 | 0 | 0.38
992_B_17 | MISO_Indiana (including parts of Kentucky) | Indiana | 18 | Marion | 97 | 992 | 17 | CC Perry K | 14500 | 1938 | 9999 | O/G Steam |  |  |  | LNB |  | Fossil | B | 2030 | NaturalGas |  | 7.0266e-05 | 0 | 0.0003866 | 0.00045686 | 0 | 0 | 0 | 0 | 0 | 0 | 0 | 0 | 0 | 0 | 0 | 0 | 0.004846 | 0 | 0.026662 | 0.031508 | 0.0041134 | 0 | 0.022631 | 0.026745 | 4.9187e-12 | 0 | 2.7062e-11 | 3.198e-11 | 5.6877e-06 | 0 | 3.1293e-05 | 3.6981e-05 | 0 | 0 | 0 | 0 | 0 | 0 | 0 | 0 | 0.019399 | 4.2623e-06 | 0 | 2.3451e-05 | 2.7713e-05 | 0.00019382 | 0 | 0.0008518 | 0.0010456 | 0 | 0.38
992_B_18 | MISO_Indiana (including parts of Kentucky) | Indiana | 18 | Marion | 97 | 992 | 18 | CC Perry K | 14500 | 1938 | 9999 | O/G Steam |  |  |  | LNB |  | Fossil | B | 2030 | NaturalGas |  | 7.0266e-05 | 0 | 0.0003866 | 0.00045686 | 0 | 0 | 0 | 0 | 0 | 0 | 0 | 0 | 0 | 0 | 0 | 0 | 0.004846 | 0 | 0.026662 | 0.031508 | 0.0041134 | 0 | 0.022631 | 0.026745 | 4.9187e-12 | 0 | 2.7062e-11 | 3.198e-11 | 5.6877e-06 | 0 | 3.1293e-05 | 3.6981e-05 | 0 | 0 | 0 | 0 | 0 | 0 | 0 | 0 | 0.019399 | 4.2623e-06 | 0 | 2.3451e-05 | 2.7713e-05 | 0.00019382 | 0 | 0.0008518 | 0.0010456 | 0 | 0.38
994_B_3 | MISO_Indiana (including parts of Kentucky) | Indiana | 18 | Pike | 125 | 994 | 3 | AES Petersburg | 10632 | 1977 | 9999 | Coal Steam | tangential | wet | ESPC + Baghouse + Wet Scrubber + SCR + Mercury Control + DSI | LNC1 | Wet Scrubber | Fossil | B | 2030 | Coal |  | 9.1966 | 0 | 11.7424 | 20.9389 | 9.1966 | 0 | 11.7424 | 20.9389 | 0 | 0 | 0 | 0 | 0 | 0 | 0 | 0 | 864.9889 | 0 | 1104.4356 | 1969.4245 | 941.3728 | 0 | 1201.9642 | 2143.337 | 0.0011975 | 0 | 0.001529 | 0.0027264 | 0.4212 | 0 | 0.46969 | 0.8909 | 1.2735 | 0 | 1.626 | 2.8994 | 0.0033565 | 0 | 0.0042857 | 0.0076422 | 38.6424 | 5.7586 | 0 | 7.3527 | 13.1113 | 15.5556 | 0 | 19.8617 | 35.4172 | 0 | 528 | Scrubber / SCR / Mercury Control / DSI | Wet Scrubber
994_B_4 | MISO_Indiana (including parts of Kentucky) | Indiana | 18 | Pike | 125 | 994 | 4 | AES Petersburg | 10617 | 1986 | 9999 | Coal Steam | tangential | wet | ESPC + Wet Scrubber + Mercury Control + DSI | LNC3 + LNC1 | Wet Scrubber | Fossil | B | 2030 |  | Coal Retirement | 0 | 0 | 0 | 0 | 0 | 0 | 0 | 0 | 0 | 0 | 0 | 0 | 0 | 0 | 0 | 0 | 0 | 0 | 0 | 0 | 0 | 0 | 0 | 0 | 0 | 0 | 0 | 0 | 0 | 0 | 0 | 0 | 0 | 0 | 0 | 0 | 0 | 0 | 0 | 0 | 0 | 0 | 0 | 0 | 0 | 0 | 0 | 0 | 0 | 0 | 530 | Scrubber / Mercury Control / DSI | Wet Scrubber
994_G_IC1 | MISO_Indiana (including parts of Kentucky) | Indiana | 18 | Pike | 125 | 994 | IC1 | AES Petersburg | 11065 | 1967 | 9999 | Combustion Turbine | [5 empty] | Fossil | G | 2030 | Oil |  | 0 | 0 | 0 | 0 | 0 | 0 | 0 | 0 | 0 | 0 | 0 | 0 | 0 | 0 | 0 | 0 | 0 | 0 | 0 | 0 | 0 | 0 | 0 | 0 | 0 | 0 | 0 | 0 | 0 | 0 | 0 | 0 | 0 | 0 | 0 | 0 | 0 | 0 | 0 | 0 | 0.12866 | 0 | 0 | 0 | 0 | 0 | 0 | 0 | 0 | 0 | 3
994_G_IC2 | MISO_Indiana (including parts of Kentucky) | Indiana | 18 | Pike | 125 | 994 | IC2 | AES Petersburg | 11043 | 1967 | 9999 | Combustion Turbine | [5 empty] | Fossil | G | 2030 | Oil |  | 0 | 0 | 0 | 0 | 0 | 0 | 0 | 0 | 0 | 0 | 0 | 0 | 0 | 0 | 0 | 0 | 0 | 0 | 0 | 0 | 0 | 0 | 0 | 0 | 0 | 0 | 0 | 0 | 0 | 0 | 0 | 0 | 0 | 0 | 0 | 0 | 0 | 0 | 0 | 0 | 0.12866 | 0 | 0 | 0 | 0 | 0 | 0 | 0 | 0 | 0 | 3
994_G_IC3 | MISO_Indiana (including parts of Kentucky) | Indiana | 18 | Pike | 125 | 994 | IC3 | AES Petersburg | 11043 | 1967 | 9999 | Combustion Turbine | [5 empty] | Fossil | G | 2030 | Oil |  | 0 | 0 | 0 | 0 | 0 | 0 | 0 | 0 | 0 | 0 | 0 | 0 | 0 | 0 | 0 | 0 | 0 | 0 | 0 | 0 | 0 | 0 | 0 | 0 | 0 | 0 | 0 | 0 | 0 | 0 | 0 | 0 | 0 | 0 | 0 | 0 | 0 | 0 | 0 | 0 | 0.12866 | 0 | 0 | 0 | 0 | 0 | 0 | 0 | 0 | 0 | 3
998_G_1 | MISO_Indiana (including parts of Kentucky) | Indiana | 18 | White | 181 | 998 | 1 | Norway (IN) | 0 | 1923 | 9999 | Hydro | [5 empty] | Non-Fossil | G | 2030 | Hydro |  | 0 | 0 | 0 | 0 | 0 | 0 | 0 | 0 | 0 | 0 | 0 | 0 | 0 | 0 | 0 | 0 | 1.5313 | 2.3022 | 3.1482 | 6.9818 | 0 | 0 | 0 | 0 | 0 | 0 | 0 | 0 | 0 | 0 | 0 | 0 | 0 | 0 | 0 | 0 | 0 | 0 | 0 | 0 | 0.017389 | 0.0021285 | 0.0032001 | 0.004376 | 0.0097046 | 0 | 0 | 0 | 0 | 0 | 1.1
998_G_2 | MISO_Indiana (including parts of Kentucky) | Indiana | 18 | White | 181 | 998 | 2 | Norway (IN) | 0 | 1923 | 9999 | Hydro | [5 empty] | Non-Fossil | G | 2030 | Hydro |  | 0 | 0 | 0 | 0 | 0 | 0 | 0 | 0 | 0 | 0 | 0 | 0 | 0 | 0 | 0 | 0 | 1.5313 | 2.3022 | 3.1482 | 6.9818 | 0 | 0 | 0 | 0 | 0 | 0 | 0 | 0 | 0 | 0 | 0 | 0 | 0 | 0 | 0 | 0 | 0 | 0 | 0 | 0 | 0.017389 | 0.0021285 | 0.0032001 | 0.004376 | 0.0097046 | 0 | 0 | 0 | 0 | 0 | 1.1
998_G_3 | MISO_Indiana (including parts of Kentucky) | Indiana | 18 | White | 181 | 998 | 3 | Norway (IN) | 0 | 1923 | 9999 | Hydro | [5 empty] | Non-Fossil | G | 2030 | Hydro |  | 0 | 0 | 0 | 0 | 0 | 0 | 0 | 0 | 0 | 0 | 0 | 0 | 0 | 0 | 0 | 0 | 1.5313 | 2.3022 | 3.1482 | 6.9818 | 0 | 0 | 0 | 0 | 0 | 0 | 0 | 0 | 0 | 0 | 0 | 0 | 0 | 0 | 0 | 0 | 0 | 0 | 0 | 0 | 0.017389 | 0.0021285 | 0.0032001 | 0.004376 | 0.0097046 | 0 | 0 | 0 | 0 | 0 | 1.1
998_G_4 | MISO_Indiana (including parts of Kentucky) | Indiana | 18 | White | 181 | 998 | 4 | Norway (IN) | 0 | 1923 | 9999 | Hydro | [5 empty] | Non-Fossil | G | 2030 | Hydro |  | 0 | 0 | 0 | 0 | 0 | 0 | 0 | 0 | 0 | 0 | 0 | 0 | 0 | 0 | 0 | 0 | 0.97448 | 1.465 | 2.0034 | 4.4429 | 0 | 0 | 0 | 0 | 0 | 0 | 0 | 0 | 0 | 0 | 0 | 0 | 0 | 0 | 0 | 0 | 0 | 0 | 0 | 0 | 0.011066 | 0.0013545 | 0.0020364 | 0.0027848 | 0.0061757 | 0 | 0 | 0 | 0 | 0 | 0.7
999_G_1 | MISO_Indiana (including parts of Kentucky) | Indiana | 18 | Carroll | 15 | 999 | 1 | Oakdale | 0 | 1925 | 9999 | Hydro | [5 empty] | Non-Fossil | G | 2030 | Hydro |  | 0 | 0 | 0 | 0 | 0 | 0 | 0 | 0 | 0 | 0 | 0 | 0 | 0 | 0 | 0 | 0 | 4.0371 | 6.0694 | 8.2999 | 18.4065 | 0 | 0 | 0 | 0 | 0 | 0 | 0 | 0 | 0 | 0 | 0 | 0 | 0 | 0 | 0 | 0 | 0 | 0 | 0 | 0 | 0.045844 | 0.0056116 | 0.0084365 | 0.011537 | 0.025585 | 0 | 0 | 0 | 0 | 0 | 2.9
999_G_2 | MISO_Indiana (including parts of Kentucky) | Indiana | 18 | Carroll | 15 | 999 | 2 | Oakdale | 0 | 1925 | 9999 | Hydro | [5 empty] | Non-Fossil | G | 2030 | Hydro |  | 0 | 0 | 0 | 0 | 0 | 0 | 0 | 0 | 0 | 0 | 0 | 0 | 0 | 0 | 0 | 0 | 3.0626 | 4.6044 | 6.2965 | 13.9635 | 0 | 0 | 0 | 0 | 0 | 0 | 0 | 0 | 0 | 0 | 0 | 0 | 0 | 0 | 0 | 0 | 0 | 0 | 0 | 0 | 0.034778 | 0.0042571 | 0.0064001 | 0.0087521 | 0.019409 | 0 | 0 | 0 | 0 | 0 | 2.2
999_G_3 | MISO_Indiana (including parts of Kentucky) | Indiana | 18 | Carroll | 15 | 999 | 3 | Oakdale | 0 | 1925 | 9999 | Hydro | [5 empty] | Non-Fossil | G | 2030 | Hydro |  | 0 | 0 | 0 | 0 | 0 | 0 | 0 | 0 | 0 | 0 | 0 | 0 | 0 | 0 | 0 | 0 | 1.2529 | 1.8836 | 2.5758 | 5.7123 | 0 | 0 | 0 | 0 | 0 | 0 | 0 | 0 | 0 | 0 | 0 | 0 | 0 | 0 | 0 | 0 | 0 | 0 | 0 | 0 | 0.014227 | 0.0017415 | 0.0026182 | 0.0035804 | 0.0079402 | 0 | 0 | 0 | 0 | 0 | 0.9
| SERC_Southeastern | Alabama | 1 |  | 0 |  |  | New | 0 | 0 | 0 | Combined Cycle | [5 empty] | Fossil |  | 2030 | NaturalGas |  | 15.1043 | 20.4748 | 28.2611 | 63.8402 | 0 | 0 | 0 | 0 | 0 | 0 | 0 | 0 | 0 | 0 | 0 | 0 | 2371.1659 | 3214.2471 | 4436.5912 | 10022.0042 | 884.2073 | 1198.5921 | 1654.404 | 3737.2034 | 1.0573e-06 | 1.4332e-06 | 1.9783e-06 | 4.4688e-06 | 0.083074 | 0.11261 | 0.15544 | 0.35112 | 0 | 0 | 0 | 0 | 0 | 0 | 0 | 0 | 15.9147 | 4.4005 | 5.9651 | 8.2336 | 18.5993 | 43.3938 | 51.1281 | 75.4929 | 170.0148 | 111.1528 | 1315
| SERC_Central_TVA | Alabama | 1 |  | 0 |  |  | New | 0 | 0 | 0 | Landfill Gas | [5 empty] | Non-Fossil |  | 2030 | LF Gas |  | 0.017639 | 0.02391 | 0.029986 | 0.071534 | 0 | 0 | 0 | 0 | 0 | 0 | 0 | 0 | 0 | 0 | 0 | 0 | 2.072 | 2.8087 | 3.5223 | 8.403 | 1.0165 | 1.3779 | 1.728 | 4.1225 | 0 | 0 | 0 | 0 | 0.00079374 | 0.001076 | 0.0013494 | 0.0032191 | 0 | 0 | 0 | 0 | 0 | 0 | 0 | 0 | 0.021253 | 0.012742 | 0.017273 | 0.021662 | 0.051678 | 0 | 0 | 0 | 0 | 0.071082 | 1.0658
| SERC_Central_TVA | Alabama | 1 |  | 0 |  |  | New | 0 | 0 | 0 | Landfill Gas | [5 empty] | Non-Fossil |  | 2030 | LF Gas |  | 0.024988 | 0.033873 | 0.04248 | 0.10134 | 0 | 0 | 0 | 0 | 0 | 0 | 0 | 0 | 0 | 0 | 0 | 0 | 2.9353 | 3.9789 | 4.99 | 11.9042 | 1.44 | 1.9521 | 2.4481 | 5.8402 | 0 | 0 | 0 | 0 | 0.0011245 | 0.0015243 | 0.0019116 | 0.0045603 | 0 | 0 | 0 | 0 | 0 | 0 | 0 | 0 | 0.030108 | 0.018052 | 0.02447 | 0.030688 | 0.07321 | 0 | 0 | 0 | 0 | 0.14862 | 1.5099
| SERC_Southeastern | Alabama | 1 |  | 0 |  |  | New | 0 | 0 | 0 | Landfill Gas | [5 empty] | Non-Fossil |  | 2030 | LF Gas |  | 0.042094 | 0.057061 | 0.07156 | 0.17072 | 0 | 0 | 0 | 0 | 0 | 0 | 0 | 0 | 0 | 0 | 0 | 0 | 4.9447 | 6.7028 | 8.406 | 20.0536 | 2.4259 | 3.2884 | 4.124 | 9.8382 | 0 | 0 | 0 | 0 | 0.0018942 | 0.0025678 | 0.0032202 | 0.0076822 | 0 | 0 | 0 | 0 | 0 | 0 | 0 | 0 | 0.05072 | 0.03041 | 0.041222 | 0.051697 | 0.12333 | 0 | 0 | 0 | 0 | 0.16697 | 2.5436
| SERC_Southeastern | Alabama | 1 |  | 0 |  |  | New | 0 | 0 | 0 | Landfill Gas | [5 empty] | Non-Fossil |  | 2030 | LF Gas |  | 0.058932 | 0.079886 | 0.10018 | 0.239 | 0 | 0 | 0 | 0 | 0 | 0 | 0 | 0 | 0 | 0 | 0 | 0 | 6.9226 | 9.384 | 11.7684 | 28.075 | 3.3962 | 4.6037 | 5.7735 | 13.7735 | 0 | 0 | 0 | 0 | 0.0026519 | 0.0035949 | 0.0045083 | 0.010755 | 0 | 0 | 0 | 0 | 0 | 0 | 0 | 0 | 0.071008 | 0.042574 | 0.057711 | 0.072375 | 0.17266 | 0 | 0 | 0 | 0 | 0.34582 | 3.561
| SERC_Central_TVA | Alabama | 1 |  | 0 |  |  | New | 0 | 0 | 0 | New Battery Storage | [5 empty] | Non-Fossil |  | 2030 | EnerStor |  | 0 | 0 | 0 | 0 | 0 | 0 | 0 | 0 | 0 | 0 | 0 | 0 | 0 | 0 | 0 | 0 | 108.8554 | 63.0773 | 251.9441 | 423.8768 | 0 | 0 | 0 | 0 | 0 | 0 | 0 | 0 | 0 | 0 | 0 | 0 | 0 | 0 | 0 | 0 | 0 | 0 | 0 | 0 | 6.0523 | 0 | 0 | 0 | 0 | 0 | 0 | 0 | 0 | 31.0855 | 411.6733
| SERC_Central_TVA | Alabama | 1 |  | 0 |  |  | New | 0 | 0 | 0 | Onshore Wind | [5 empty] | Non-Fossil |  | 2030 | Wind |  | 0 | 0 | 0 | 0 | 0 | 0 | 0 | 0 | 0 | 0 | 0 | 0 | 0 | 0 | 0 | 0 | 888.7832 | 1078.1406 | 564.6578 | 2531.5816 | 0 | 0 | 0 | 0 | 0 | 0 | 0 | 0 | 0 | 0 | 0 | 0 | 0 | 0 | 0 | 0 | 0 | 0 | 0 | 0 | 24.1249 | 0 | 0 | 0 | 0 | 0 | 0 | 0 | 0 | 24.2246 | 728.6845
| SERC_Central_TVA | Alabama | 1 |  | 0 |  |  | New | 0 | 0 | 0 | Solar | [5 empty] | Non-Fossil |  | 2030 | Solar-DER |  | 0 | 0 | 0 | 0 | 0 | 0 | 0 | 0 | 0 | 0 | 0 | 0 | 0 | 0 | 0 | 0 | 5.574 | 11.5156 | 20.8184 | 37.9081 | 0 | 0 | 0 | 0 | 0 | 0 | 0 | 0 | 0 | 0 | 0 | 0 | 0 | 0 | 0 | 0 | 0 | 0 | 0 | 0 | 0 | 0 | 0 | 0 | 0 | 0 | 0 | 0 | 0 | 0 | 27.7714
| SERC_Southeastern | Alabama | 1 |  | 0 |  |  | New | 0 | 0 | 0 | Solar | [5 empty] | Non-Fossil |  | 2030 | Solar-DER |  | 0 | 0 | 0 | 0 | 0 | 0 | 0 | 0 | 0 | 0 | 0 | 0 | 0 | 0 | 0 | 0 | 89.2273 | 190.9397 | 272.7057 | 552.8727 | 0 | 0 | 0 | 0 | 0 | 0 | 0 | 0 | 0 | 0 | 0 | 0 | 0 | 0 | 0 | 0 | 0 | 0 | 0 | 0 | 0 | 0 | 0 | 0 | 0 | 0 | 0 | 0 | 0 | 0 | 377.3051
| SERC_Central_TVA | Alabama | 1 |  | 0 |  |  | New | 0 | 0 | 0 | Solar PV | [5 empty] | Non-Fossil |  | 2030 | Solar |  | 0 | 0 | 0 | 0 | 0 | 0 | 0 | 0 | 0 | 0 | 0 | 0 | 0 | 0 | 0 | 0 | 70.2908 | 144.6695 | 258.0695 | 473.0297 | 0 | 0 | 0 | 0 | 0 | 0 | 0 | 0 | 0 | 0 | 0 | 0 | 0 | 0 | 0 | 0 | 0 | 0 | 0 | 0 | 3.4019 | 0 | 0 | 0 | 0 | 0 | 0 | 0 | 0 | 8.4784 | 227
| SERC_Southeastern | Alabama | 1 |  | 0 |  |  | New | 0 | 0 | 0 | Solar PV | [5 empty] | Non-Fossil |  | 2030 | Solar |  | 0 | 0 | 0 | 0 | 0 | 0 | 0 | 0 | 0 | 0 | 0 | 0 | 0 | 0 | 0 | 0 | 129.2727 | 265.8681 | 393.3448 | 788.4855 | 0 | 0 | 0 | 0 | 0 | 0 | 0 | 0 | 0 | 0 | 0 | 0 | 0 | 0 | 0 | 0 | 0 | 0 | 0 | 0 | 5.0909 | 0 | 0 | 0 | 0 | 0 | 0 | 0 | 0 | 11.3368 | 339.7
| WECC_Arizona | Arizona | 4 |  | 0 |  |  | New | 0 | 0 | 0 | Landfill Gas | [5 empty] | Non-Fossil |  | 2030 | LF Gas |  | 0.011037 | 0.014961 | 0.018482 | 0.04448 | 0 | 0 | 0 | 0 | 0 | 0 | 0 | 0 | 0 | 0 | 0 | 0 | 1.2965 | 1.7575 | 2.171 | 5.225 | 0.63606 | 0.86221 | 1.0651 | 2.5634 | 0 | 0 | 0 | 0 | 0.00049667 | 0.00067326 | 0.00083169 | 0.0020016 | 0 | 0 | 0 | 0 | 0 | 0 | 0 | 0 | 0.013299 | 0.0079734 | 0.010808 | 0.013352 | 0.032133 | 0 | 0 | 0 | 0 | 0.05144 | 0.66692
| WECC_Arizona | Arizona | 4 |  | 0 |  |  | New | 0 | 0 | 0 | Landfill Gas | [5 empty] | Non-Fossil |  | 2030 | LF Gas |  | 0.011037 | 0.014961 | 0.018482 | 0.04448 | 0 | 0 | 0 | 0 | 0 | 0 | 0 | 0 | 0 | 0 | 0 | 0 | 1.2965 | 1.7575 | 2.171 | 5.225 | 0.63606 | 0.86221 | 1.0651 | 2.5634 | 0 | 0 | 0 | 0 | 0.00049667 | 0.00067326 | 0.00083169 | 0.0020016 | 0 | 0 | 0 | 0 | 0 | 0 | 0 | 0 | 0.013299 | 0.0079734 | 0.010808 | 0.013352 | 0.032133 | 0 | 0 | 0 | 0 | 0.073712 | 0.66692
| WECC_Arizona | Arizona | 4 |  | 0 |  |  | New | 0 | 0 | 0 | New Battery Storage | [5 empty] | Non-Fossil |  | 2030 | EnerStor |  | 0 | 0 | 0 | 0 | 0 | 0 | 0 | 0 | 0 | 0 | 0 | 0 | 0 | 0 | 0 | 0 | 428.4806 | 858.1023 | 1076.1446 | 2362.7275 | 0 | 0 | 0 | 0 | 0 | 0 | 0 | 0 | 0 | 0 | 0 | 0 | 0 | 0 | 0 | 0 | 0 | 0 | 0 | 0 | 25.8517 | 0 | 0 | 0 | 0 | 0 | 0 | 0 | 0 | 152.4851 | 1758.4063
| WECC_Arizona | Arizona | 4 |  | 0 |  |  | New | 0 | 0 | 0 | Onshore Wind | [5 empty] | Non-Fossil |  | 2030 | Wind |  | 0 | 0 | 0 | 0 | 0 | 0 | 0 | 0 | 0 | 0 | 0 | 0 | 0 | 0 | 0 | 0 | 204.1071 | 262.5938 | 422.2122 | 888.913 | 0 | 0 | 0 | 0 | 0 | 0 | 0 | 0 | 0 | 0 | 0 | 0 | 0 | 0 | 0 | 0 | 0 | 0 | 0 | 0 | 11.5876 | 0 | 0 | 0 | 0 | 0 | 0 | 0 | 0 | 19.712 | 350
| WECC_Arizona | Arizona | 4 |  | 0 |  |  | New | 0 | 0 | 0 | Solar | [5 empty] | Non-Fossil |  | 2030 | Solar-DER |  | 0 | 0 | 0 | 0 | 0 | 0 | 0 | 0 | 0 | 0 | 0 | 0 | 0 | 0 | 0 | 0 | 909.5112 | 1671.4236 | 2715.12 | 5296.0547 | 0 | 0 | 0 | 0 | 0 | 0 | 0 | 0 | 0 | 0 | 0 | 0 | 0 | 0 | 0 | 0 | 0 | 0 | 0 | 0 | 0 | 0 | 0 | 0 | 0 | 0 | 0 | 0 | 0 | 0 | 3282.6422
| WECC_Arizona | Arizona | 4 |  | 0 |  |  | New | 0 | 0 | 0 | Solar PV | [5 empty] | Non-Fossil |  | 2030 | Solar |  | 0 | 0 | 0 | 0 | 0 | 0 | 0 | 0 | 0 | 0 | 0 | 0 | 0 | 0 | 0 | 0 | 803.1461 | 1486.5654 | 2509.4572 | 4799.1687 | 0 | 0 | 0 | 0 | 0 | 0 | 0 | 0 | 0 | 0 | 0 | 0 | 0 | 0 | 0 | 0 | 0 | 0 | 0 | 0 | 25.0559 | 0 | 0 | 0 | 0 | 0 | 0 | 0 | 0 | 52.7963 | 1671.9
| SPP West (Oklahoma, Arkansas, Louisiana) | Arkansas | 5 |  | 0 |  |  | New | 0 | 0 | 0 | Landfill Gas | [5 empty] | Non-Fossil |  | 2030 | LF Gas |  | 0.0062434 | 0.0084633 | 0.010614 | 0.02532 | 0 | 0 | 0 | 0 | 0 | 0 | 0 | 0 | 0 | 0 | 0 | 0 | 0.7334 | 0.99416 | 1.2468 | 2.9743 | 0.3598 | 0.48773 | 0.61166 | 1.4592 | 0 | 0 | 0 | 0 | 0.00028095 | 0.00038085 | 0.00047762 | 0.0011394 | 0 | 0 | 0 | 0 | 0 | 0 | 0 | 0 | 0.0075228 | 0.0045103 | 0.006114 | 0.0076676 | 0.018292 | 0 | 0 | 0 | 0 | 0.026113 | 0.37726
| MISO_Arkansas | Arkansas | 5 |  | 0 |  |  | New | 0 | 0 | 0 | Landfill Gas | [5 empty] | Non-Fossil |  | 2030 | LF Gas |  | 0.018412 | 0.024958 | 0.0313 | 0.074669 | 0 | 0 | 0 | 0 | 0 | 0 | 0 | 0 | 0 | 0 | 0 | 0 | 2.1628 | 2.9317 | 3.6767 | 8.7712 | 1.061 | 1.4383 | 1.8038 | 4.3031 | 0 | 0 | 0 | 0 | 0.00082852 | 0.0011231 | 0.0014085 | 0.0033601 | 0 | 0 | 0 | 0 | 0 | 0 | 0 | 0 | 0.022184 | 0.013301 | 0.01803 | 0.022611 | 0.053942 | 0 | 0 | 0 | 0 | 0.078724 | 1.1125
| MISO_Arkansas | Arkansas | 5 |  | 0 |  |  | New | 0 | 0 | 0 | Landfill Gas | [5 empty] | Non-Fossil |  | 2030 | LF Gas |  | 0.029458 | 0.039933 | 0.050079 | 0.11947 | 0 | 0 | 0 | 0 | 0 | 0 | 0 | 0 | 0 | 0 | 0 | 0 | 3.4604 | 4.6908 | 5.8827 | 14.0339 | 1.6977 | 2.3013 | 2.886 | 6.885 | 0 | 0 | 0 | 0 | 0.0013256 | 0.001797 | 0.0022536 | 0.0053762 | 0 | 0 | 0 | 0 | 0 | 0 | 0 | 0 | 0.035495 | 0.021281 | 0.028848 | 0.036178 | 0.086308 | 0 | 0 | 0 | 0 | 0.18246 | 1.78
| MISO_Arkansas | Arkansas | 5 |  | 0 |  |  | New | 0 | 0 | 0 | New Battery Storage | [5 empty] | Non-Fossil |  | 2030 | EnerStor |  | 0 | 0 | 0 | 0 | 0 | 0 | 0 | 0 | 0 | 0 | 0 | 0 | 0 | 0 | 0 | 0 | 58.783 | 79.6836 | 99.931 | 238.3976 | 0 | 0 | 0 | 0 | 0 | 0 | 0 | 0 | 0 | 0 | 0 | 0 | 0 | 0 | 0 | 0 | 0 | 0 | 0 | 0 | 2.4006 | 0 | 0 | 0 | 0 | 0 | 0 | 0 | 0 | 13.0001 | 163.286
| MISO_Mississippi | Arkansas | 5 |  | 0 |  |  | New | 0 | 0 | 0 | New Battery Storage | [5 empty] | Non-Fossil |  | 2030 | EnerStor |  | 0 | 0 | 0 | 0 | 0 | 0 | 0 | 0 | 0 | 0 | 0 | 0 | 0 | 0 | 0 | 0 | 57.0118 | 63.6613 | 96.9201 | 217.5932 | 0 | 0 | 0 | 0 | 0 | 0 | 0 | 0 | 0 | 0 | 0 | 0 | 0 | 0 | 0 | 0 | 0 | 0 | 0 | 0 | 2.3283 | 0 | 0 | 0 | 0 | 0 | 0 | 0 | 0 | 12.296 | 158.3661
| MISO_Arkansas | Arkansas | 5 |  | 0 |  |  | New | 0 | 0 | 0 | Onshore Wind | [5 empty] | Non-Fossil |  | 2030 | Wind |  | 0 | 0 | 0 | 0 | 0 | 0 | 0 | 0 | 0 | 0 | 0 | 0 | 0 | 0 | 0 | 0 | 1011.1138 | 1298.991 | 929.8011 | 3239.9058 | 0 | 0 | 0 | 0 | 0 | 0 | 0 | 0 | 0 | 0 | 0 | 0 | 0 | 0 | 0 | 0 | 0 | 0 | 0 | 0 | 26.5787 | 0 | 0 | 0 | 0 | 0 | 0 | 0 | 0 | 26.1666 | 802.7991
| MISO_Arkansas | Arkansas | 5 |  | 0 |  |  | New | 0 | 0 | 0 | Solar | [5 empty] | Non-Fossil |  | 2030 | Solar-DER |  | 0 | 0 | 0 | 0 | 0 | 0 | 0 | 0 | 0 | 0 | 0 | 0 | 0 | 0 | 0 | 0 | 34.4053 | 72.5669 | 123.8962 | 230.8685 | 0 | 0 | 0 | 0 | 0 | 0 | 0 | 0 | 0 | 0 | 0 | 0 | 0 | 0 | 0 | 0 | 0 | 0 | 0 | 0 | 0 | 0 | 0 | 0 | 0 | 0 | 0 | 0 | 0 | 0 | 145.1585
| SPP West (Oklahoma, Arkansas, Louisiana) | Arkansas | 5 |  | 0 |  |  | New | 0 | 0 | 0 | Solar | [5 empty] | Non-Fossil |  | 2030 | Solar-DER |  | 0 | 0 | 0 | 0 | 0 | 0 | 0 | 0 | 0 | 0 | 0 | 0 | 0 | 0 | 0 | 0 | 21.7769 | 43.0884 | 78.4863 | 143.3516 | 0 | 0 | 0 | 0 | 0 | 0 | 0 | 0 | 0 | 0 | 0 | 0 | 0 | 0 | 0 | 0 | 0 | 0 | 0 | 0 | 0 | 0 | 0 | 0 | 0 | 0 | 0 | 0 | 0 | 0 | 89.0436
| SPP West (Oklahoma, Arkansas, Louisiana) | Arkansas | 5 |  | 0 |  |  | New | 0 | 0 | 0 | Solar PV | [5 empty] | Non-Fossil |  | 2030 | Solar |  | 0 | 0 | 0 | 0 | 0 | 0 | 0 | 0 | 0 | 0 | 0 | 0 | 0 | 0 | 0 | 0 | 2.5875 | 5.8276 | 9.7159 | 18.131 | 0 | 0 | 0 | 0 | 0 | 0 | 0 | 0 | 0 | 0 | 0 | 0 | 0 | 0 | 0 | 0 | 0 | 0 | 0 | 0 | 0.13038 | 0 | 0 | 0 | 0 | 0 | 0 | 0 | 0 | 0.33417 | 8.7
| MISO_Arkansas | Arkansas | 5 |  | 0 |  |  | New | 0 | 0 | 0 | Solar PV | [5 empty] | Non-Fossil |  | 2030 | Solar |  | 0 | 0 | 0 | 0 | 0 | 0 | 0 | 0 | 0 | 0 | 0 | 0 | 0 | 0 | 0 | 0 | 222.1134 | 464.3037 | 837.763 | 1524.1802 | 0 | 0 | 0 | 0 | 0 | 0 | 0 | 0 | 0 | 0 | 0 | 0 | 0 | 0 | 0 | 0 | 0 | 0 | 0 | 0 | 10.4606 | 0 | 0 | 0 | 0 | 0 | 0 | 0 | 0 | 27.824 | 698
| WECC_Northern California (not including BANC) | California | 6 |  | 0 |  |  | New | 0 | 0 | 0 | Biomass | [5 empty] | Non-Fossil |  | 2030 | Biomass |  | 0 | 0 | 0 | 0 | 0 | 0 | 0 | 0 | 0 | 0 | 0 | 0 | 0 | 0 | 0 | 0 | 0 | 0 | 0 | 0 | 0 | 0 | 0 | 0 | 0 | 0 | 0 | 0 | 0 | 0 | 0 | 0 | 0 | 0 | 0 | 0 | 0 | 0 | 0 | 0 | 0.62368 | 0 | 0 | 0 | 0 | 0 | 0 | 0 | 0 | 1.2301 | 5
| WECC_Northern California (not including BANC) | California | 6 |  | 0 |  |  | New | 0 | 0 | 0 | Combustion Turbine | [5 empty] | Fossil |  | 2030 | NaturalGas |  | 0 | 0 | 0.00058646 | 0.00058646 | 0 | 0 | 0 | 0 | 0 | 0 | 0 | 0 | 0 | 0 | 0 | 0 | 0 | 0 | 0.059208 | 0.059208 | 0 | 0 | 0.034331 | 0.034331 | 0 | 0 | 4.1052e-11 | 4.1052e-11 | 0 | 0 | 3.2255e-06 | 3.2255e-06 | 0 | 0 | 0 | 0 | 0 | 0 | 0 | 0 | 0.43226 | 0 | 0 | 0.00026418 | 0.00026418 | 0 | 0 | 0.0016435 | 0.0016435 | 4.9955 | 62.2
| WECC_LADWP | California | 6 |  | 0 |  |  | New | 0 | 0 | 0 | Combustion Turbine | [5 empty] | Fossil |  | 2030 | NaturalGas |  | 0 | 0 | 0.54003 | 0.54003 | 0 | 0 | 0 | 0 | 0 | 0 | 0 | 0 | 0 | 0 | 0 | 0 | 0 | 0 | 59.1874 | 59.1874 | 0 | 0 | 31.6131 | 31.6131 | 0 | 0 | 3.7802e-08 | 3.7802e-08 | 0 | 0 | 0.0029701 | 0.0029701 | 0 | 0 | 0 | 0 | 0 | 0 | 0 | 0 | 0.52066 | 0 | 0 | 0.27577 | 0.27577 | 0 | 0 | 1.5248 | 1.5248 | 3.9082 | 32.2
| WECC_Southern California Edison | California | 6 |  | 0 |  |  | New | 0 | 0 | 0 | Geothermal | [5 empty] | Non-Fossil |  | 2030 | Geothermal |  | 16.8679 | 22.8654 | 28.6754 | 68.4087 | 0 | 0 | 0 | 0 | 0 | 0 | 0 | 0 | 0 | 0 | 0 | 0 | 562.2631 | 762.1789 | 955.8473 | 2280.2893 | 0 | 0 | 0 | 0 | 0.031172 | 0.042255 | 0.052992 | 0.12642 | 0 | 0 | 0 | 0 | 0 | 0 | 0 | 0 | 0 | 0 | 0 | 0 | 29.1717 | 0 | 0 | 0 | 0 | 0 | 0 | 0 | 0 | 46.7052 | 289.23
| WECC_Imperial Irrigation District (IID) | California | 6 |  | 0 |  |  | New | 0 | 0 | 0 | Geothermal | [5 empty] | Non-Fossil |  | 2030 | Geothermal |  | 1.248 | 1.6918 | 2.1217 | 5.0615 | 0 | 0 | 0 | 0 | 0 | 0 | 0 | 0 | 0 | 0 | 0 | 0 | 41.6016 | 56.3933 | 70.7227 | 168.7176 | 0 | 0 | 0 | 0 | 0.0023064 | 0.0031264 | 0.0039209 | 0.0093537 | 0 | 0 | 0 | 0 | 0 | 0 | 0 | 0 | 0 | 0 | 0 | 0 | 2.4377 | 0 | 0 | 0 | 0 | 0 | 0 | 0 | 0 | 3.6256 | 21.4
| WECC_Southern California Edison | California | 6 |  | 0 |  |  | New | 0 | 0 | 0 | Hydro | [5 empty] | Non-Fossil |  | 2030 | Hydro |  | 0 | 0 | 0 | 0 | 0 | 0 | 0 | 0 | 0 | 0 | 0 | 0 | 0 | 0 | 0 | 0 | 40.4225 | 71.122 | 95.6142 | 207.1587 | 0 | 0 | 0 | 0 | 0 | 0 | 0 | 0 | 0 | 0 | 0 | 0 | 0 | 0 | 0 | 0 | 0 | 0 | 0 | 0 | 1.5812 | 0 | 0 | 0 | 0 | 0 | 0 | 0 | 0 | 3.7748 | 33.6498
| WECC_Imperial Irrigation District (IID) | California | 6 |  | 0 |  |  | New | 0 | 0 | 0 | Hydro | [5 empty] | Non-Fossil |  | 2030 | Hydro |  | 0 | 0 | 0 | 0 | 0 | 0 | 0 | 0 | 0 | 0 | 0 | 0 | 0 | 0 | 0 | 0 | 0.45747 | 0.80554 | 1.0838 | 2.3468 | 0 | 0 | 0 | 0 | 0 | 0 | 0 | 0 | 0 | 0 | 0 | 0 | 0 | 0 | 0 | 0 | 0 | 0 | 0 | 0 | 0.016743 | 0 | 0 | 0 | 0 | 0 | 0 | 0 | 0 | 0.036394 | 0.38105
| WECC_LADWP | California | 6 |  | 0 |  |  | New | 0 | 0 | 0 | Hydro | [5 empty] | Non-Fossil |  | 2030 | Hydro |  | 0 | 0 | 0 | 0 | 0 | 0 | 0 | 0 | 0 | 0 | 0 | 0 | 0 | 0 | 0 | 0 | 32.9438 | 58.0095 | 78.0446 | 168.998 | 0 | 0 | 0 | 0 | 0 | 0 | 0 | 0 | 0 | 0 | 0 | 0 | 0 | 0 | 0 | 0 | 0 | 0 | 0 | 0 | 1.407 | 0 | 0 | 0 | 0 | 0 | 0 | 0 | 0 | 3.2634 | 27.4402
| WECC_Northern California (not including BANC) | California | 6 |  | 0 |  |  | New | 0 | 0 | 0 | Landfill Gas | [5 empty] | Non-Fossil |  | 2030 | LF Gas |  | 0.99451 | 1.3481 | 0.9144 | 3.257 | 0 | 0 | 0 | 0 | 0 | 0 | 0 | 0 | 0 | 0 | 0 | 0 | 116.8229 | 158.3599 | 107.4122 | 382.595 | 57.3128 | 77.6907 | 52.6959 | 187.6995 | 0 | 0 | 0 | 0 | 0.044753 | 0.060665 | 0.041148 | 0.14657 | 0 | 0 | 0 | 0 | 0 | 0 | 0 | 0 | 1.1983 | 0.71845 | 0.97391 | 0.66058 | 2.3529 | 0 | 0 | 0 | 0 | 5.2149 | 60.0941
| WECC_Southern California Edison | California | 6 |  | 0 |  |  | New | 0 | 0 | 0 | Landfill Gas | [5 empty] | Non-Fossil |  | 2030 | LF Gas |  | 1.0197 | 1.3823 | 0.93897 | 3.3409 | 0 | 0 | 0 | 0 | 0 | 0 | 0 | 0 | 0 | 0 | 0 | 0 | 119.781 | 162.3698 | 110.2983 | 392.4491 | 58.764 | 79.6579 | 54.1119 | 192.5338 | 0 | 0 | 0 | 0 | 0.045886 | 0.062201 | 0.042254 | 0.15034 | 0 | 0 | 0 | 0 | 0 | 0 | 0 | 0 | 1.2286 | 0.73665 | 0.99857 | 0.67833 | 2.4135 | 0 | 0 | 0 | 0 | 5.3469 | 61.6157
| WECC_Southern California Edison | California | 6 |  | 0 |  |  | New | 0 | 0 | 0 | Landfill Gas | [5 empty] | Non-Fossil |  | 2030 | LF Gas |  | 0.59621 | 0.8082 | 0.54901 | 1.9534 | 0 | 0 | 0 | 0 | 0 | 0 | 0 | 0 | 0 | 0 | 0 | 0 | 70.0353 | 94.9367 | 64.4908 | 229.4629 | 34.359 | 46.5756 | 31.6389 | 112.5735 | 0 | 0 | 0 | 0 | 0.026829 | 0.036369 | 0.024705 | 0.087904 | 0 | 0 | 0 | 0 | 0 | 0 | 0 | 0 | 0.71838 | 0.43071 | 0.58386 | 0.39662 | 1.4112 | 0 | 0 | 0 | 0 | 4.4198 | 36.0264
| WECC_LADWP | California | 6 |  | 0 |  |  | New | 0 | 0 | 0 | Landfill Gas | [5 empty] | Non-Fossil |  | 2030 | LF Gas |  | 0.24609 | 0.33359 | 0.22649 | 0.80617 | 0 | 0 | 0 | 0 | 0 | 0 | 0 | 0 | 0 | 0 | 0 | 0 | 28.9076 | 39.1858 | 26.6057 | 94.6991 | 14.1819 | 19.2244 | 13.0526 | 46.4589 | 0 | 0 | 0 | 0 | 0.011074 | 0.015011 | 0.010192 | 0.036278 | 0 | 0 | 0 | 0 | 0 | 0 | 0 | 0 | 0.29652 | 0.17778 | 0.24099 | 0.16362 | 0.58239 | 0 | 0 | 0 | 0 | 1.2904 | 14.8701
| WECC_San Diego Gas and Electric | California | 6 |  | 0 |  |  | New | 0 | 0 | 0 | Landfill Gas | [5 empty] | Non-Fossil |  | 2030 | LF Gas |  | 0.19284 | 0.2614 | 0.17757 | 0.63182 | 0 | 0 | 0 | 0 | 0 | 0 | 0 | 0 | 0 | 0 | 0 | 0 | 22.6524 | 30.7066 | 20.8591 | 74.218 | 11.1132 | 15.0645 | 10.2334 | 36.411 | 0 | 0 | 0 | 0 | 0.0086778 | 0.011763 | 0.0079908 | 0.028432 | 0 | 0 | 0 | 0 | 0 | 0 | 0 | 0 | 0.23236 | 0.13931 | 0.18884 | 0.12828 | 0.45644 | 0 | 0 | 0 | 0 | 1.0112 | 11.6525
| WECC_San Diego Gas and Electric | California | 6 |  | 0 |  |  | New | 0 | 0 | 0 | Landfill Gas | [5 empty] | Non-Fossil |  | 2030 | LF Gas |  | 0.2905 | 0.39378 | 0.2675 | 0.95178 | 0 | 0 | 0 | 0 | 0 | 0 | 0 | 0 | 0 | 0 | 0 | 0 | 34.1238 | 46.2567 | 31.4223 | 111.8027 | 16.741 | 22.6933 | 15.4156 | 54.8499 | 0 | 0 | 0 | 0 | 0.013072 | 0.01772 | 0.012037 | 0.04283 | 0 | 0 | 0 | 0 | 0 | 0 | 0 | 0 | 0.35002 | 0.20986 | 0.28448 | 0.19325 | 0.68758 | 0 | 0 | 0 | 0 | 2.1535 | 17.5534
| WECC_BANC | California | 6 |  | 0 |  |  | New | 0 | 0 | 0 | Landfill Gas | [5 empty] | Non-Fossil |  | 2030 | LF Gas |  | 0.12855 | 0.17354 | 0.11837 | 0.42046 | 0 | 0 | 0 | 0 | 0 | 0 | 0 | 0 | 0 | 0 | 0 | 0 | 15.1002 | 20.3852 | 13.9047 | 49.3901 | 7.4081 | 10.0009 | 6.8216 | 24.2306 | 0 | 0 | 0 | 0 | 0.0057846 | 0.0078093 | 0.0053267 | 0.018921 | 0 | 0 | 0 | 0 | 0 | 0 | 0 | 0 | 0.15489 | 0.092865 | 0.12537 | 0.085513 | 0.30375 | 0 | 0 | 0 | 0 | 0.67406 | 7.7676
| WECC_BANC | California | 6 |  | 0 |  |  | New | 0 | 0 | 0 | Landfill Gas | [5 empty] | Non-Fossil |  | 2030 | LF Gas |  | 0.19365 | 0.26142 | 0.17832 | 0.63338 | 0 | 0 | 0 | 0 | 0 | 0 | 0 | 0 | 0 | 0 | 0 | 0 | 22.747 | 30.7085 | 20.9462 | 74.4018 | 11.1596 | 15.0655 | 10.2761 | 36.5012 | 0 | 0 | 0 | 0 | 0.008714 | 0.011764 | 0.0080242 | 0.028502 | 0 | 0 | 0 | 0 | 0 | 0 | 0 | 0 | 0.23333 | 0.13989 | 0.18886 | 0.12882 | 0.45757 | 0 | 0 | 0 | 0 | 1.4355 | 11.7012
| WECC_Pacific Northwest | California | 6 |  | 0 |  |  | New | 0 | 0 | 0 | New Battery Storage | [5 empty] | Non-Fossil |  | 2030 | EnerStor |  | 0 | 0 | 0 | 0 | 0 | 0 | 0 | 0 | 0 | 0 | 0 | 0 | 0 | 0 | 0 | 0 | 190.2423 | 526.616 | 660.4283 | 1377.2866 | 0 | 0 | 0 | 0 | 0 | 0 | 0 | 0 | 0 | 0 | 0 | 0 | 0 | 0 | 0 | 0 | 0 | 0 | 0 | 0 | 15.8651 | 0 | 0 | 0 | 0 | 0 | 0 | 0 | 0 | 96.9904 | 1079.1312
| WECC_Arizona | California | 6 |  | 0 |  |  | New | 0 | 0 | 0 | New Battery Storage | [5 empty] | Non-Fossil |  | 2030 | EnerStor |  | 0 | 0 | 0 | 0 | 0 | 0 | 0 | 0 | 0 | 0 | 0 | 0 | 0 | 0 | 0 | 0 | 341.1494 | 526.7644 | 660.6144 | 1528.5282 | 0 | 0 | 0 | 0 | 0 | 0 | 0 | 0 | 0 | 0 | 0 | 0 | 0 | 0 | 0 | 0 | 0 | 0 | 0 | 0 | 15.8696 | 0 | 0 | 0 | 0 | 0 | 0 | 0 | 0 | 89.349 | 1079.4352
| WECC_Northern California (not including BANC) | California | 6 |  | 0 |  |  | New | 0 | 0 | 0 | New Battery Storage | [5 empty] | Non-Fossil |  | 2030 | EnerStor |  | 0 | 0 | 0 | 0 | 0 | 0 | 0 | 0 | 0 | 0 | 0 | 0 | 0 | 0 | 0 | 0 | 1214.6433 | 1646.5165 | 2064.8937 | 4926.0536 | 0 | 0 | 0 | 0 | 0 | 0 | 0 | 0 | 0 | 0 | 0 | 0 | 0 | 0 | 0 | 0 | 0 | 0 | 0 | 0 | 49.6039 | 0 | 0 | 0 | 0 | 0 | 0 | 0 | 0 | 320.2653 | 3374.0093
| WECC_Southern California Edison | California | 6 |  | 0 |  |  | New | 0 | 0 | 0 | New Battery Storage | [5 empty] | Non-Fossil |  | 2030 | EnerStor |  | 0 | 0 | 0 | 0 | 0 | 0 | 0 | 0 | 0 | 0 | 0 | 0 | 0 | 0 | 0 | 0 | 3389.6523 | 4594.862 | 5762.4089 | 13746.9231 | 0 | 0 | 0 | 0 | 0 | 0 | 0 | 0 | 0 | 0 | 0 | 0 | 0 | 0 | 0 | 0 | 0 | 0 | 0 | 0 | 138.4274 | 0 | 0 | 0 | 0 | 0 | 0 | 0 | 0 | 896.0042 | 9415.7008
| WECC_Northern Nevada | California | 6 |  | 0 |  |  | New | 0 | 0 | 0 | New Battery Storage | [5 empty] | Non-Fossil |  | 2030 | EnerStor |  | 0 | 0 | 0 | 0 | 0 | 0 | 0 | 0 | 0 | 0 | 0 | 0 | 0 | 0 | 0 | 0 | 64.7765 | 108.9417 | 136.6236 | 310.3417 | 0 | 0 | 0 | 0 | 0 | 0 | 0 | 0 | 0 | 0 | 0 | 0 | 0 | 0 | 0 | 0 | 0 | 0 | 0 | 0 | 3.282 | 0 | 0 | 0 | 0 | 0 | 0 | 0 | 0 | 19.3969 | 223.2411
| WECC_Imperial Irrigation District (IID) | California | 6 |  | 0 |  |  | New | 0 | 0 | 0 | New Battery Storage | [5 empty] | Non-Fossil |  | 2030 | EnerStor |  | 0 | 0 | 0 | 0 | 0 | 0 | 0 | 0 | 0 | 0 | 0 | 0 | 0 | 0 | 0 | 0 | 159.12 | 215.696 | 270.504 | 645.32 | 0 | 0 | 0 | 0 | 0 | 0 | 0 | 0 | 0 | 0 | 0 | 0 | 0 | 0 | 0 | 0 | 0 | 0 | 0 | 0 | 6.4982 | 0 | 0 | 0 | 0 | 0 | 0 | 0 | 0 | 40.9276 | 442
| WECC_LADWP | California | 6 |  | 0 |  |  | New | 0 | 0 | 0 | New Battery Storage | [5 empty] | Non-Fossil |  | 2030 | EnerStor |  | 0 | 0 | 0 | 0 | 0 | 0 | 0 | 0 | 0 | 0 | 0 | 0 | 0 | 0 | 0 | 0 | 899.5018 | 1219.3247 | 1529.1531 | 3647.9797 | 0 | 0 | 0 | 0 | 0 | 0 | 0 | 0 | 0 | 0 | 0 | 0 | 0 | 0 | 0 | 0 | 0 | 0 | 0 | 0 | 36.7341 | 0 | 0 | 0 | 0 | 0 | 0 | 0 | 0 | 238.5339 | 2498.6162
| WECC_San Diego Gas and Electric | California | 6 |  | 0 |  |  | New | 0 | 0 | 0 | New Battery Storage | [5 empty] | Non-Fossil |  | 2030 | EnerStor |  | 0 | 0 | 0 | 0 | 0 | 0 | 0 | 0 | 0 | 0 | 0 | 0 | 0 | 0 | 0 | 0 | 353.7542 | 609.4655 | 764.3297 | 1727.5494 | 0 | 0 | 0 | 0 | 0 | 0 | 0 | 0 | 0 | 0 | 0 | 0 | 0 | 0 | 0 | 0 | 0 | 0 | 0 | 0 | 18.3611 | 0 | 0 | 0 | 0 | 0 | 0 | 0 | 0 | 117.2073 | 1248.9047
| WECC_BANC | California | 6 |  | 0 |  |  | New | 0 | 0 | 0 | New Battery Storage | [5 empty] | Non-Fossil |  | 2030 | EnerStor |  | 0 | 0 | 0 | 0 | 0 | 0 | 0 | 0 | 0 | 0 | 0 | 0 | 0 | 0 | 0 | 0 | 54.5897 | 390.2161 | 489.3693 | 934.1751 | 0 | 0 | 0 | 0 | 0 | 0 | 0 | 0 | 0 | 0 | 0 | 0 | 0 | 0 | 0 | 0 | 0 | 0 | 0 | 0 | 11.7559 | 0 | 0 | 0 | 0 | 0 | 0 | 0 | 0 | 76.6453 | 799.6231
| WECC_Southern California Edison | California | 6 |  | 0 |  |  | New | 0 | 0 | 0 | New Battery Storage | [5 empty] | Non-Fossil |  | 2030 | EnerStor |  | 0 | 0 | 0 | 0 | 0 | 0 | 0 | 0 | 0 | 0 | 0 | 0 | 0 | 0 | 0 | 0 | 759.3692 | 1731.9508 | 2172.0367 | 4663.3568 | 0 | 0 | 0 | 0 | 0 | 0 | 0 | 0 | 0 | 0 | 0 | 0 | 0 | 0 | 0 | 0 | 0 | 0 | 0 | 0 | 44.1267 | 0 | 0 | 0 | 0 | 0 | 0 | 0 | 0 | 261.1669 | 1774.5398
| WECC_Imperial Irrigation District (IID) | California | 6 |  | 0 |  |  | New | 0 | 0 | 0 | New Battery Storage | [5 empty] | Non-Fossil |  | 2030 | EnerStor |  | 0 | 0 | 0 | 0 | 0 | 0 | 0 | 0 | 0 | 0 | 0 | 0 | 0 | 0 | 0 | 0 | 131.7527 | 237.168 | 297.432 | 666.3527 | 0 | 0 | 0 | 0 | 0 | 0 | 0 | 0 | 0 | 0 | 0 | 0 | 0 | 0 | 0 | 0 | 0 | 0 | 0 | 0 | 6.0426 | 0 | 0 | 0 | 0 | 0 | 0 | 0 | 0 | 37.8928 | 243
| WECC_Northern California (not including BANC) | California | 6 |  | 0 |  |  | New | 0 | 0 | 0 | Offshore Wind | [5 empty] | Non-Fossil |  | 2030 | Wind |  | 0 | 0 | 0 | 0 | 0 | 0 | 0 | 0 | 0 | 0 | 0 | 0 | 0 | 0 | 0 | 0 | 2137.0421 | 2484.1582 | 3875.9446 | 8497.1449 | 0 | 0 | 0 | 0 | 0 | 0 | 0 | 0 | 0 | 0 | 0 | 0 | 0 | 0 | 0 | 0 | 0 | 0 | 0 | 0 | 90.3525 | 0 | 0 | 0 | 0 | 0 | 0 | 0 | 0 | 283.2633 | 1756.2821
| WECC_Northern California (not including BANC) | California | 6 |  | 0 |  |  | New | 0 | 0 | 0 | Offshore Wind | [5 empty] | Non-Fossil |  | 2030 | Wind |  | 0 | 0 | 0 | 0 | 0 | 0 | 0 | 0 | 0 | 0 | 0 | 0 | 0 | 0 | 0 | 0 | 572.1828 | 665.1215 | 1037.7657 | 2275.0701 | 0 | 0 | 0 | 0 | 0 | 0 | 0 | 0 | 0 | 0 | 0 | 0 | 0 | 0 | 0 | 0 | 0 | 0 | 0 | 0 | 23.9577 | 0 | 0 | 0 | 0 | 0 | 0 | 0 | 0 | 72.8051 | 465.6918
| WECC_Northern California (not including BANC) | California | 6 |  | 0 |  |  | New | 0 | 0 | 0 | Offshore Wind | [5 empty] | Non-Fossil |  | 2030 | Wind |  | 0 | 0 | 0 | 0 | 0 | 0 | 0 | 0 | 0 | 0 | 0 | 0 | 0 | 0 | 0 | 0 | 1570.2758 | 1825.333 | 2848.0029 | 6243.6117 | 0 | 0 | 0 | 0 | 0 | 0 | 0 | 0 | 0 | 0 | 0 | 0 | 0 | 0 | 0 | 0 | 0 | 0 | 0 | 0 | 65.7484 | 0 | 0 | 0 | 0 | 0 | 0 | 0 | 0 | 204.2664 | 1278.0261
| WECC_Northern California (not including BANC) | California | 6 |  | 0 |  |  | New | 0 | 0 | 0 | Onshore Wind | [5 empty] | Non-Fossil |  | 2030 | Wind |  | 0 | 0 | 0 | 0 | 0 | 0 | 0 | 0 | 0 | 0 | 0 | 0 | 0 | 0 | 0 | 0 | 10.7802 | 14.2618 | 17.6476 | 42.6896 | 0 | 0 | 0 | 0 | 0 | 0 | 0 | 0 | 0 | 0 | 0 | 0 | 0 | 0 | 0 | 0 | 0 | 0 | 0 | 0 | 0.54662 | 0 | 0 | 0 | 0 | 0 | 0 | 0 | 0 | 1.0565 | 16.5106
| WECC_Northern California (not including BANC) | California | 6 |  | 0 |  |  | New | 0 | 0 | 0 | Onshore Wind | [5 empty] | Non-Fossil |  | 2030 | Wind |  | 0 | 0 | 0 | 0 | 0 | 0 | 0 | 0 | 0 | 0 | 0 | 0 | 0 | 0 | 0 | 0 | 651.8083 | 1178.1329 | 2354.5093 | 4184.4504 | 0 | 0 | 0 | 0 | 0 | 0 | 0 | 0 | 0 | 0 | 0 | 0 | 0 | 0 | 0 | 0 | 0 | 0 | 0 | 0 | 42.7551 | 0 | 0 | 0 | 0 | 0 | 0 | 0 | 0 | 95.1849 | 1291.4028
| WECC_Northern California (not including BANC) | California | 6 |  | 0 |  |  | New | 0 | 0 | 0 | Onshore Wind | [5 empty] | Non-Fossil |  | 2030 | Wind |  | 0 | 0 | 0 | 0 | 0 | 0 | 0 | 0 | 0 | 0 | 0 | 0 | 0 | 0 | 0 | 0 | 161.8657 | 176.454 | 304.1206 | 642.4403 | 0 | 0 | 0 | 0 | 0 | 0 | 0 | 0 | 0 | 0 | 0 | 0 | 0 | 0 | 0 | 0 | 0 | 0 | 0 | 0 | 5.2921 | 0 | 0 | 0 | 0 | 0 | 0 | 0 | 0 | 12.5072 | 159.8454
| WECC_Northern California (not including BANC) | California | 6 |  | 0 |  |  | New | 0 | 0 | 0 | Onshore Wind | [5 empty] | Non-Fossil |  | 2030 | Wind |  | 0 | 0 | 0 | 0 | 0 | 0 | 0 | 0 | 0 | 0 | 0 | 0 | 0 | 0 | 0 | 0 | 93.3181 | 168.6709 | 337.0904 | 599.0794 | 0 | 0 | 0 | 0 | 0 | 0 | 0 | 0 | 0 | 0 | 0 | 0 | 0 | 0 | 0 | 0 | 0 | 0 | 0 | 0 | 6.3997 | 0 | 0 | 0 | 0 | 0 | 0 | 0 | 0 | 16.0225 | 193.3
| WECC_Southern California Edison | California | 6 |  | 0 |  |  | New | 0 | 0 | 0 | Onshore Wind | [5 empty] | Non-Fossil |  | 2030 | Wind |  | 0 | 0 | 0 | 0 | 0 | 0 | 0 | 0 | 0 | 0 | 0 | 0 | 0 | 0 | 0 | 0 | 712.2004 | 1302.9499 | 2319.81 | 4334.9602 | 0 | 0 | 0 | 0 | 0 | 0 | 0 | 0 | 0 | 0 | 0 | 0 | 0 | 0 | 0 | 0 | 0 | 0 | 0 | 0 | 51.2019 | 0 | 0 | 0 | 0 | 0 | 0 | 0 | 0 | 90.9102 | 1546.536
| WECC_Southern California Edison | California | 6 |  | 0 |  |  | New | 0 | 0 | 0 | Onshore Wind | [5 empty] | Non-Fossil |  | 2030 | Wind |  | 0 | 0 | 0 | 0 | 0 | 0 | 0 | 0 | 0 | 0 | 0 | 0 | 0 | 0 | 0 | 0 | 562.6711 | 726.7937 | 916.3125 | 2205.7772 | 0 | 0 | 0 | 0 | 0 | 0 | 0 | 0 | 0 | 0 | 0 | 0 | 0 | 0 | 0 | 0 | 0 | 0 | 0 | 0 | 20.931 | 0 | 0 | 0 | 0 | 0 | 0 | 0 | 0 | 39.1254 | 632.2131
| WECC_Southern California Edison | California | 6 |  | 0 |  |  | New | 0 | 0 | 0 | Onshore Wind | [5 empty] | Non-Fossil |  | 2030 | Wind |  | 0 | 0 | 0 | 0 | 0 | 0 | 0 | 0 | 0 | 0 | 0 | 0 | 0 | 0 | 0 | 0 | 128.5616 | 235.1998 | 418.7565 | 782.5179 | 0 | 0 | 0 | 0 | 0 | 0 | 0 | 0 | 0 | 0 | 0 | 0 | 0 | 0 | 0 | 0 | 0 | 0 | 0 | 0 | 9.7246 | 0 | 0 | 0 | 0 | 0 | 0 | 0 | 0 | 19.412 | 293.7273
| WECC_Southern California Edison | California | 6 |  | 0 |  |  | New | 0 | 0 | 0 | Onshore Wind | [5 empty] | Non-Fossil |  | 2030 | Wind |  | 0 | 0 | 0 | 0 | 0 | 0 | 0 | 0 | 0 | 0 | 0 | 0 | 0 | 0 | 0 | 0 | 24.0529 | 75.04 | 154.2501 | 253.3431 | 0 | 0 | 0 | 0 | 0 | 0 | 0 | 0 | 0 | 0 | 0 | 0 | 0 | 0 | 0 | 0 | 0 | 0 | 0 | 0 | 2.2438 | 0 | 0 | 0 | 0 | 0 | 0 | 0 | 0 | 3.5602 | 67.7727
| WECC_Imperial Irrigation District (IID) | California | 6 |  | 0 |  |  | New | 0 | 0 | 0 | Onshore Wind | [5 empty] | Non-Fossil |  | 2030 | Wind |  | 0 | 0 | 0 | 0 | 0 | 0 | 0 | 0 | 0 | 0 | 0 | 0 | 0 | 0 | 0 | 0 | 151.0426 | 205.0224 | 217.2884 | 573.3533 | 0 | 0 | 0 | 0 | 0 | 0 | 0 | 0 | 0 | 0 | 0 | 0 | 0 | 0 | 0 | 0 | 0 | 0 | 0 | 0 | 6.2303 | 0 | 0 | 0 | 0 | 0 | 0 | 0 | 0 | 9.2438 | 188.1832
| WECC_Imperial Irrigation District (IID) | California | 6 |  | 0 |  |  | New | 0 | 0 | 0 | Onshore Wind | [5 empty] | Non-Fossil |  | 2030 | Wind |  | 0 | 0 | 0 | 0 | 0 | 0 | 0 | 0 | 0 | 0 | 0 | 0 | 0 | 0 | 0 | 0 | 154.3518 | 209.5142 | 222.0489 | 585.9149 | 0 | 0 | 0 | 0 | 0 | 0 | 0 | 0 | 0 | 0 | 0 | 0 | 0 | 0 | 0 | 0 | 0 | 0 | 0 | 0 | 6.3668 | 0 | 0 | 0 | 0 | 0 | 0 | 0 | 0 | 9.5123 | 192.3061
| WECC_Imperial Irrigation District (IID) | California | 6 |  | 0 |  |  | New | 0 | 0 | 0 | Onshore Wind | [5 empty] | Non-Fossil |  | 2030 | Wind |  | 0 | 0 | 0 | 0 | 0 | 0 | 0 | 0 | 0 | 0 | 0 | 0 | 0 | 0 | 0 | 0 | 154.1112 | 209.1877 | 221.7029 | 585.0018 | 0 | 0 | 0 | 0 | 0 | 0 | 0 | 0 | 0 | 0 | 0 | 0 | 0 | 0 | 0 | 0 | 0 | 0 | 0 | 0 | 6.3569 | 0 | 0 | 0 | 0 | 0 | 0 | 0 | 0 | 9.5994 | 192.0065
| WECC_Imperial Irrigation District (IID) | California | 6 |  | 0 |  |  | New | 0 | 0 | 0 | Onshore Wind | [5 empty] | Non-Fossil |  | 2030 | Wind |  | 0 | 0 | 0 | 0 | 0 | 0 | 0 | 0 | 0 | 0 | 0 | 0 | 0 | 0 | 0 | 0 | 169.7372 | 230.3981 | 244.1823 | 644.3176 | 0 | 0 | 0 | 0 | 0 | 0 | 0 | 0 | 0 | 0 | 0 | 0 | 0 | 0 | 0 | 0 | 0 | 0 | 0 | 0 | 7.0014 | 0 | 0 | 0 | 0 | 0 | 0 | 0 | 0 | 10.5989 | 211.4748
| WECC_Imperial Irrigation District (IID) | California | 6 |  | 0 |  |  | New | 0 | 0 | 0 | Onshore Wind | [5 empty] | Non-Fossil |  | 2030 | Wind |  | 0 | 0 | 0 | 0 | 0 | 0 | 0 | 0 | 0 | 0 | 0 | 0 | 0 | 0 | 0 | 0 | 161.8186 | 219.6495 | 232.7906 | 614.2587 | 0 | 0 | 0 | 0 | 0 | 0 | 0 | 0 | 0 | 0 | 0 | 0 | 0 | 0 | 0 | 0 | 0 | 0 | 0 | 0 | 6.6748 | 0 | 0 | 0 | 0 | 0 | 0 | 0 | 0 | 10.129 | 201.609
| WECC_Imperial Irrigation District (IID) | California | 6 |  | 0 |  |  | New | 0 | 0 | 0 | Onshore Wind | [5 empty] | Non-Fossil |  | 2030 | Wind |  | 0 | 0 | 0 | 0 | 0 | 0 | 0 | 0 | 0 | 0 | 0 | 0 | 0 | 0 | 0 | 0 | 1308.5989 | 1776.2675 | 1882.5374 | 4967.4038 | 0 | 0 | 0 | 0 | 0 | 0 | 0 | 0 | 0 | 0 | 0 | 0 | 0 | 0 | 0 | 0 | 0 | 0 | 0 | 0 | 53.9777 | 0 | 0 | 0 | 0 | 0 | 0 | 0 | 0 | 84.9306 | 1630.3772
| WECC_BANC | California | 6 |  | 0 |  |  | New | 0 | 0 | 0 | Onshore Wind | [5 empty] | Non-Fossil |  | 2030 | Wind |  | 0 | 0 | 0 | 0 | 0 | 0 | 0 | 0 | 0 | 0 | 0 | 0 | 0 | 0 | 0 | 0 | 11.9034 | 26.123 | 54.1414 | 92.1678 | 0 | 0 | 0 | 0 | 0 | 0 | 0 | 0 | 0 | 0 | 0 | 0 | 0 | 0 | 0 | 0 | 0 | 0 | 0 | 0 | 1.0105 | 0 | 0 | 0 | 0 | 0 | 0 | 0 | 0 | 1.9578 | 30.5208
| WECC_BANC | California | 6 |  | 0 |  |  | New | 0 | 0 | 0 | Solar | [5 empty] | Non-Fossil |  | 2030 | Solar-DER |  | 0 | 0 | 0 | 0 | 0 | 0 | 0 | 0 | 0 | 0 | 0 | 0 | 0 | 0 | 0 | 0 | 153.179 | 342.6792 | 703.5119 | 1199.3701 | 0 | 0 | 0 | 0 | 0 | 0 | 0 | 0 | 0 | 0 | 0 | 0 | 0 | 0 | 0 | 0 | 0 | 0 | 0 | 0 | 0 | 0 | 0 | 0 | 0 | 0 | 0 | 0 | 0 | 0 | 867.1048
| WECC_Northern California (not including BANC) | California | 6 |  | 0 |  |  | New | 0 | 0 | 0 | Solar | [5 empty] | Non-Fossil |  | 2030 | Solar-DER |  | 0 | 0 | 0 | 0 | 0 | 0 | 0 | 0 | 0 | 0 | 0 | 0 | 0 | 0 | 0 | 0 | 1420.2623 | 2769.393 | 5182.9636 | 9372.6189 | 0 | 0 | 0 | 0 | 0 | 0 | 0 | 0 | 0 | 0 | 0 | 0 | 0 | 0 | 0 | 0 | 0 | 0 | 0 | 0 | 0 | 0 | 0 | 0 | 0 | 0 | 0 | 0 | 0 | 0 | 6776.0922
| WECC_LADWP | California | 6 |  | 0 |  |  | New | 0 | 0 | 0 | Solar | [5 empty] | Non-Fossil |  | 2030 | Solar-DER |  | 0 | 0 | 0 | 0 | 0 | 0 | 0 | 0 | 0 | 0 | 0 | 0 | 0 | 0 | 0 | 0 | 455.8582 | 859.9215 | 1480.7254 | 2796.5051 | 0 | 0 | 0 | 0 | 0 | 0 | 0 | 0 | 0 | 0 | 0 | 0 | 0 | 0 | 0 | 0 | 0 | 0 | 0 | 0 | 0 | 0 | 0 | 0 | 0 | 0 | 0 | 0 | 0 | 0 | 2021.79
| WECC_San Diego Gas and Electric | California | 6 |  | 0 |  |  | New | 0 | 0 | 0 | Solar | [5 empty] | Non-Fossil |  | 2030 | Solar-DER |  | 0 | 0 | 0 | 0 | 0 | 0 | 0 | 0 | 0 | 0 | 0 | 0 | 0 | 0 | 0 | 0 | 343.1938 | 624.1006 | 1040.4124 | 2007.7068 | 0 | 0 | 0 | 0 | 0 | 0 | 0 | 0 | 0 | 0 | 0 | 0 | 0 | 0 | 0 | 0 | 0 | 0 | 0 | 0 | 0 | 0 | 0 | 0 | 0 | 0 | 0 | 0 | 0 | 0 | 1451.5123
| WECC_Imperial Irrigation District (IID) | California | 6 |  | 0 |  |  | New | 0 | 0 | 0 | Solar | [5 empty] | Non-Fossil |  | 2030 | Solar-DER |  | 0 | 0 | 0 | 0 | 0 | 0 | 0 | 0 | 0 | 0 | 0 | 0 | 0 | 0 | 0 | 0 | 40.1688 | 75.28 | 122.1655 | 237.6143 | 0 | 0 | 0 | 0 | 0 | 0 | 0 | 0 | 0 | 0 | 0 | 0 | 0 | 0 | 0 | 0 | 0 | 0 | 0 | 0 | 0 | 0 | 0 | 0 | 0 | 0 | 0 | 0 | 0 | 0 | 147.28
| WECC_Pacific Northwest | California | 6 |  | 0 |  |  | New | 0 | 0 | 0 | Solar | [5 empty] | Non-Fossil |  | 2030 | Solar-DER |  | 0 | 0 | 0 | 0 | 0 | 0 | 0 | 0 | 0 | 0 | 0 | 0 | 0 | 0 | 0 | 0 | 8.716 | 20.5757 | 44.3933 | 73.685 | 0 | 0 | 0 | 0 | 0 | 0 | 0 | 0 | 0 | 0 | 0 | 0 | 0 | 0 | 0 | 0 | 0 | 0 | 0 | 0 | 0 | 0 | 0 | 0 | 0 | 0 | 0 | 0 | 0 | 0 | 52.5858
| WECC_Southern California Edison | California | 6 |  | 0 |  |  | New | 0 | 0 | 0 | Solar | [5 empty] | Non-Fossil |  | 2030 | Solar-DER |  | 0 | 0 | 0 | 0 | 0 | 0 | 0 | 0 | 0 | 0 | 0 | 0 | 0 | 0 | 0 | 0 | 1713.864 | 3277.3547 | 5359.8254 | 10351.0441 | 0 | 0 | 0 | 0 | 0 | 0 | 0 | 0 | 0 | 0 | 0 | 0 | 0 | 0 | 0 | 0 | 0 | 0 | 0 | 0 | 0 | 0 | 0 | 0 | 0 | 0 | 0 | 0 | 0 | 0 | 7483.4968
| WECC_Northern California (not including BANC) | California | 6 |  | 0 |  |  | New | 0 | 0 | 0 | Solar PV | [5 empty] | Non-Fossil |  | 2030 | Solar |  | 0 | 0 | 0 | 0 | 0 | 0 | 0 | 0 | 0 | 0 | 0 | 0 | 0 | 0 | 0 | 0 | 1111.4232 | 2193.0283 | 4100.2169 | 7404.6684 | 0 | 0 | 0 | 0 | 0 | 0 | 0 | 0 | 0 | 0 | 0 | 0 | 0 | 0 | 0 | 0 | 0 | 0 | 0 | 0 | 39.6572 | 0 | 0 | 0 | 0 | 0 | 0 | 0 | 0 | 108.4746 | 2646.2
| WECC_Southern California Edison | California | 6 |  | 0 |  |  | New | 0 | 0 | 0 | Solar PV | [5 empty] | Non-Fossil |  | 2030 | Solar |  | 0 | 0 | 0 | 0 | 0 | 0 | 0 | 0 | 0 | 0 | 0 | 0 | 0 | 0 | 0 | 0 | 1559.3493 | 2941.0146 | 4757.7223 | 9258.0862 | 0 | 0 | 0 | 0 | 0 | 0 | 0 | 0 | 0 | 0 | 0 | 0 | 0 | 0 | 0 | 0 | 0 | 0 | 0 | 0 | 44.5037 | 0 | 0 | 0 | 0 | 0 | 0 | 0 | 0 | 85.4547 | 2969.59
| WECC_Southern California Edison | California | 6 |  | 0 |  |  | New | 0 | 0 | 0 | Solar PV | [5 empty] | Non-Fossil |  | 2030 | Solar |  | 0 | 0 | 0 | 0 | 0 | 0 | 0 | 0 | 0 | 0 | 0 | 0 | 0 | 0 | 0 | 0 | 1382.3543 | 2666.7029 | 4465.4853 | 8514.5425 | 0 | 0 | 0 | 0 | 0 | 0 | 0 | 0 | 0 | 0 | 0 | 0 | 0 | 0 | 0 | 0 | 0 | 0 | 0 | 0 | 43.1695 | 0 | 0 | 0 | 0 | 0 | 0 | 0 | 0 | 99.9925 | 2880.5636
| WECC_Southern California Edison | California | 6 |  | 0 |  |  | New | 0 | 0 | 0 | Solar PV | [5 empty] | Non-Fossil |  | 2030 | Solar |  | 0 | 0 | 0 | 0 | 0 | 0 | 0 | 0 | 0 | 0 | 0 | 0 | 0 | 0 | 0 | 0 | 1490.3099 | 2844.1413 | 4610.8816 | 8945.3328 | 0 | 0 | 0 | 0 | 0 | 0 | 0 | 0 | 0 | 0 | 0 | 0 | 0 | 0 | 0 | 0 | 0 | 0 | 0 | 0 | 44.941 | 0 | 0 | 0 | 0 | 0 | 0 | 0 | 0 | 104.2308 | 2998.7727
| WECC_Southern California Edison | California | 6 |  | 0 |  |  | New | 0 | 0 | 0 | Solar PV | [5 empty] | Non-Fossil |  | 2030 | Solar |  | 0 | 0 | 0 | 0 | 0 | 0 | 0 | 0 | 0 | 0 | 0 | 0 | 0 | 0 | 0 | 0 | 516.2005 | 995.8035 | 1667.5071 | 3179.5111 | 0 | 0 | 0 | 0 | 0 | 0 | 0 | 0 | 0 | 0 | 0 | 0 | 0 | 0 | 0 | 0 | 0 | 0 | 0 | 0 | 16.1204 | 0 | 0 | 0 | 0 | 0 | 0 | 0 | 0 | 37.4143 | 1075.6637
| WECC_Imperial Irrigation District (IID) | California | 6 |  | 0 |  |  | New | 0 | 0 | 0 | Solar PV | [5 empty] | Non-Fossil |  | 2030 | Solar |  | 0 | 0 | 0 | 0 | 0 | 0 | 0 | 0 | 0 | 0 | 0 | 0 | 0 | 0 | 0 | 0 | 93.6831 | 173.9268 | 279.926 | 547.5359 | 0 | 0 | 0 | 0 | 0 | 0 | 0 | 0 | 0 | 0 | 0 | 0 | 0 | 0 | 0 | 0 | 0 | 0 | 0 | 0 | 2.8434 | 0 | 0 | 0 | 0 | 0 | 0 | 0 | 0 | 6.7755 | 189.7283
| WECC_Imperial Irrigation District (IID) | California | 6 |  | 0 |  |  | New | 0 | 0 | 0 | Solar PV | [5 empty] | Non-Fossil |  | 2030 | Solar |  | 0 | 0 | 0 | 0 | 0 | 0 | 0 | 0 | 0 | 0 | 0 | 0 | 0 | 0 | 0 | 0 | 72.4015 | 134.4166 | 216.3364 | 423.1545 | 0 | 0 | 0 | 0 | 0 | 0 | 0 | 0 | 0 | 0 | 0 | 0 | 0 | 0 | 0 | 0 | 0 | 0 | 0 | 0 | 2.1974 | 0 | 0 | 0 | 0 | 0 | 0 | 0 | 0 | 5.2381 | 146.6286
| WECC_Imperial Irrigation District (IID) | California | 6 |  | 0 |  |  | New | 0 | 0 | 0 | Solar PV | [5 empty] | Non-Fossil |  | 2030 | Solar |  | 0 | 0 | 0 | 0 | 0 | 0 | 0 | 0 | 0 | 0 | 0 | 0 | 0 | 0 | 0 | 0 | 127.0996 | 235.9659 | 379.7747 | 742.8403 | 0 | 0 | 0 | 0 | 0 | 0 | 0 | 0 | 0 | 0 | 0 | 0 | 0 | 0 | 0 | 0 | 0 | 0 | 0 | 0 | 3.8576 | 0 | 0 | 0 | 0 | 0 | 0 | 0 | 0 | 9.2067 | 257.4039
| WECC_Imperial Irrigation District (IID) | California | 6 |  | 0 |  |  | New | 0 | 0 | 0 | Solar PV | [5 empty] | Non-Fossil |  | 2030 | Solar |  | 0 | 0 | 0 | 0 | 0 | 0 | 0 | 0 | 0 | 0 | 0 | 0 | 0 | 0 | 0 | 0 | 86.035 | 159.7276 | 257.0732 | 502.8358 | 0 | 0 | 0 | 0 | 0 | 0 | 0 | 0 | 0 | 0 | 0 | 0 | 0 | 0 | 0 | 0 | 0 | 0 | 0 | 0 | 2.6112 | 0 | 0 | 0 | 0 | 0 | 0 | 0 | 0 | 6.25 | 174.2392
| WECC_LADWP | California | 6 |  | 0 |  |  | New | 0 | 0 | 0 | Solar PV | [5 empty] | Non-Fossil |  | 2030 | Solar |  | 0 | 0 | 0 | 0 | 0 | 0 | 0 | 0 | 0 | 0 | 0 | 0 | 0 | 0 | 0 | 0 | 466.6939 | 868.3731 | 1468.0129 | 2803.0799 | 0 | 0 | 0 | 0 | 0 | 0 | 0 | 0 | 0 | 0 | 0 | 0 | 0 | 0 | 0 | 0 | 0 | 0 | 0 | 0 | 13.4341 | 0 | 0 | 0 | 0 | 0 | 0 | 0 | 0 | 26.9121 | 896.4137
| WECC_LADWP | California | 6 |  | 0 |  |  | New | 0 | 0 | 0 | Solar PV | [5 empty] | Non-Fossil |  | 2030 | Solar |  | 0 | 0 | 0 | 0 | 0 | 0 | 0 | 0 | 0 | 0 | 0 | 0 | 0 | 0 | 0 | 0 | 472.5158 | 879.2059 | 1486.326 | 2838.0476 | 0 | 0 | 0 | 0 | 0 | 0 | 0 | 0 | 0 | 0 | 0 | 0 | 0 | 0 | 0 | 0 | 0 | 0 | 0 | 0 | 13.6017 | 0 | 0 | 0 | 0 | 0 | 0 | 0 | 0 | 27.3279 | 907.5963
| WECC_LADWP | California | 6 |  | 0 |  |  | New | 0 | 0 | 0 | Solar PV | [5 empty] | Non-Fossil |  | 2030 | Solar |  | 0 | 0 | 0 | 0 | 0 | 0 | 0 | 0 | 0 | 0 | 0 | 0 | 0 | 0 | 0 | 0 | 337.9011 | 628.7295 | 1062.8875 | 2029.5181 | 0 | 0 | 0 | 0 | 0 | 0 | 0 | 0 | 0 | 0 | 0 | 0 | 0 | 0 | 0 | 0 | 0 | 0 | 0 | 0 | 9.7267 | 0 | 0 | 0 | 0 | 0 | 0 | 0 | 0 | 19.587 | 649.0318
| WECC_LADWP | California | 6 |  | 0 |  |  | New | 0 | 0 | 0 | Solar PV | [5 empty] | Non-Fossil |  | 2030 | Solar |  | 0 | 0 | 0 | 0 | 0 | 0 | 0 | 0 | 0 | 0 | 0 | 0 | 0 | 0 | 0 | 0 | 43.3138 | 81.5754 | 138.5755 | 263.4646 | 0 | 0 | 0 | 0 | 0 | 0 | 0 | 0 | 0 | 0 | 0 | 0 | 0 | 0 | 0 | 0 | 0 | 0 | 0 | 0 | 1.3173 | 0 | 0 | 0 | 0 | 0 | 0 | 0 | 0 | 3.2114 | 87.9
| WECC_San Diego Gas and Electric | California | 6 |  | 0 |  |  | New | 0 | 0 | 0 | Solar PV | [5 empty] | Non-Fossil |  | 2030 | Solar |  | 0 | 0 | 0 | 0 | 0 | 0 | 0 | 0 | 0 | 0 | 0 | 0 | 0 | 0 | 0 | 0 | 245.1566 | 457.0744 | 743.8453 | 1446.0764 | 0 | 0 | 0 | 0 | 0 | 0 | 0 | 0 | 0 | 0 | 0 | 0 | 0 | 0 | 0 | 0 | 0 | 0 | 0 | 0 | 6.9518 | 0 | 0 | 0 | 0 | 0 | 0 | 0 | 0 | 13.7366 | 463.8699
| WECC_San Diego Gas and Electric | California | 6 |  | 0 |  |  | New | 0 | 0 | 0 | Solar PV | [5 empty] | Non-Fossil |  | 2030 | Solar |  | 0 | 0 | 0 | 0 | 0 | 0 | 0 | 0 | 0 | 0 | 0 | 0 | 0 | 0 | 0 | 0 | 49.924 | 94.2094 | 154.0425 | 298.176 | 0 | 0 | 0 | 0 | 0 | 0 | 0 | 0 | 0 | 0 | 0 | 0 | 0 | 0 | 0 | 0 | 0 | 0 | 0 | 0 | 1.4956 | 0 | 0 | 0 | 0 | 0 | 0 | 0 | 0 | 3.5953 | 99.8
| WECC_BANC | California | 6 |  | 0 |  |  | New | 0 | 0 | 0 | Solar PV | [5 empty] | Non-Fossil |  | 2030 | Solar |  | 0 | 0 | 0 | 0 | 0 | 0 | 0 | 0 | 0 | 0 | 0 | 0 | 0 | 0 | 0 | 0 | 62.5603 | 136.7663 | 278.9463 | 478.2729 | 0 | 0 | 0 | 0 | 0 | 0 | 0 | 0 | 0 | 0 | 0 | 0 | 0 | 0 | 0 | 0 | 0 | 0 | 0 | 0 | 2.6736 | 0 | 0 | 0 | 0 | 0 | 0 | 0 | 0 | 7.5816 | 178.4
| WECC_BANC | California | 6 |  | 0 |  |  | New | 0 | 0 | 0 | Solar PV | [5 empty] | Non-Fossil |  | 2030 | Solar |  | 0 | 0 | 0 | 0 | 0 | 0 | 0 | 0 | 0 | 0 | 0 | 0 | 0 | 0 | 0 | 0 | 81.1565 | 176.0545 | 355.2903 | 612.5014 | 0 | 0 | 0 | 0 | 0 | 0 | 0 | 0 | 0 | 0 | 0 | 0 | 0 | 0 | 0 | 0 | 0 | 0 | 0 | 0 | 3.281 | 0 | 0 | 0 | 0 | 0 | 0 | 0 | 0 | 7.8705 | 218.9301
| WECC_BANC | California | 6 |  | 0 |  |  | New | 0 | 0 | 0 | Solar PV | [5 empty] | Non-Fossil |  | 2030 | Solar |  | 0 | 0 | 0 | 0 | 0 | 0 | 0 | 0 | 0 | 0 | 0 | 0 | 0 | 0 | 0 | 0 | 147.1085 | 319.1254 | 644.0174 | 1110.2513 | 0 | 0 | 0 | 0 | 0 | 0 | 0 | 0 | 0 | 0 | 0 | 0 | 0 | 0 | 0 | 0 | 0 | 0 | 0 | 0 | 5.9473 | 0 | 0 | 0 | 0 | 0 | 0 | 0 | 0 | 14.2802 | 396.8438
| WECC_BANC | California | 6 |  | 0 |  |  | New | 0 | 0 | 0 | Solar PV | [5 empty] | Non-Fossil |  | 2030 | Solar |  | 0 | 0 | 0 | 0 | 0 | 0 | 0 | 0 | 0 | 0 | 0 | 0 | 0 | 0 | 0 | 0 | 67.1608 | 145.6932 | 294.0191 | 506.8732 | 0 | 0 | 0 | 0 | 0 | 0 | 0 | 0 | 0 | 0 | 0 | 0 | 0 | 0 | 0 | 0 | 0 | 0 | 0 | 0 | 2.7152 | 0 | 0 | 0 | 0 | 0 | 0 | 0 | 0 | 6.5211 | 181.1747
| WECC_Southern California Edison | California | 6 |  | 0 |  |  | New | 0 | 0 | 0 | Solar Thermal | [5 empty] | Non-Fossil |  | 2030 | Solar |  | 0 | 0 | 0 | 0 | 0 | 0 | 0 | 0 | 0 | 0 | 0 | 0 | 0 | 0 | 0 | 0 | 123.1122 | 218.5084 | 391.2514 | 732.872 | 0 | 0 | 0 | 0 | 0 | 0 | 0 | 0 | 0 | 0 | 0 | 0 | 0 | 0 | 0 | 0 | 0 | 0 | 0 | 0 | 6.6699 | 0.35524 | 0.6305 | 1.129 | 2.1147 | 0 | 0 | 0 | 0 | 30.1158 | 132.2159
| WECC_Southern California Edison | California | 6 |  | 0 |  |  | New | 0 | 0 | 0 | Solar Thermal | [5 empty] | Non-Fossil |  | 2030 | Solar |  | 0 | 0 | 0 | 0 | 0 | 0 | 0 | 0 | 0 | 0 | 0 | 0 | 0 | 0 | 0 | 0 | 140.3574 | 237.0577 | 381.1459 | 758.561 | 0 | 0 | 0 | 0 | 0 | 0 | 0 | 0 | 0 | 0 | 0 | 0 | 0 | 0 | 0 | 0 | 0 | 0 | 0 | 0 | 6.7064 | 0.405 | 0.68403 | 1.0998 | 2.1888 | 0 | 0 | 0 | 0 | 30.4549 | 132.94
| WECC_Colorado | Colorado | 8 |  | 0 |  |  | New | 0 | 0 | 0 | Combustion Turbine | [5 empty] | Fossil |  | 2030 | NaturalGas |  | 0 | 0.0043996 | 1.5308 | 1.5352 | 0 | 0 | 0 | 0 | 0 | 0 | 0 | 0 | 0 | 0 | 0 | 0 | 0 | 0.44418 | 154.5506 | 154.9948 | 0 | 0.25755 | 89.6144 | 89.872 | 0 | 3.0797e-10 | 1.0716e-07 | 1.0747e-07 | 0 | 2.4198e-05 | 0.0084195 | 0.0084437 | 0 | 0 | 0 | 0 | 0 | 0 | 0 | 0 | 1.1383 | 0 | 0.0019819 | 0.68959 | 0.69157 | 0 | 0.010556 | 3.3043 | 3.3148 | 13.3682 | 163.8
| WECC_Colorado | Colorado | 8 |  | 0 |  |  | New | 0 | 0 | 0 | Hydro | [5 empty] | Non-Fossil |  | 2030 | Hydro |  | 0 | 0 | 0 | 0 | 0 | 0 | 0 | 0 | 0 | 0 | 0 | 0 | 0 | 0 | 0 | 0 | 150.1767 | 280.5389 | 431.7532 | 862.4688 | 0 | 0 | 0 | 0 | 0 | 0 | 0 | 0 | 0 | 0 | 0 | 0 | 0 | 0 | 0 | 0 | 0 | 0 | 0 | 0 | 3.5323 | 0 | 0 | 0 | 0 | 0 | 0 | 0 | 0 | 16.4039 | 146.2639
| WECC_Colorado | Colorado | 8 |  | 0 |  |  | New | 0 | 0 | 0 | Landfill Gas | [5 empty] | Non-Fossil |  | 2030 | LF Gas |  | 0.46043 | 0.6073 | 0.77336 | 1.8411 | 0 | 0 | 0 | 0 | 0 | 0 | 0 | 0 | 0 | 0 | 0 | 0 | 54.0861 | 71.3385 | 90.8445 | 216.2691 | 26.5344 | 34.9984 | 44.5679 | 106.1007 | 0 | 0 | 0 | 0 | 0.02072 | 0.027329 | 0.034801 | 0.082849 | 0 | 0 | 0 | 0 | 0 | 0 | 0 | 0 | 0.55478 | 0.33263 | 0.43873 | 0.55869 | 1.33 | 0 | 0 | 0 | 0 | 4.9967 | 27.822
| WECC_Colorado | Colorado | 8 |  | 0 |  |  | New | 0 | 0 | 0 | New Battery Storage | [5 empty] | Non-Fossil |  | 2030 | EnerStor |  | 0 | 0 | 0 | 0 | 0 | 0 | 0 | 0 | 0 | 0 | 0 | 0 | 0 | 0 | 0 | 0 | 429.3574 | 680.2848 | 853.1441 | 1962.7863 | 0 | 0 | 0 | 0 | 0 | 0 | 0 | 0 | 0 | 0 | 0 | 0 | 0 | 0 | 0 | 0 | 0 | 0 | 0 | 0 | 20.4946 | 0 | 0 | 0 | 0 | 0 | 0 | 0 | 0 | 119.5867 | 1394.0263
| WECC_Colorado | Colorado | 8 |  | 0 |  |  | New | 0 | 0 | 0 | Onshore Wind | [5 empty] | Non-Fossil |  | 2030 | Wind |  | 0 | 0 | 0 | 0 | 0 | 0 | 0 | 0 | 0 | 0 | 0 | 0 | 0 | 0 | 0 | 0 | 150.7443 | 252.7616 | 299.4327 | 702.9387 | 0 | 0 | 0 | 0 | 0 | 0 | 0 | 0 | 0 | 0 | 0 | 0 | 0 | 0 | 0 | 0 | 0 | 0 | 0 | 0 | 9.3551 | 0 | 0 | 0 | 0 | 0 | 0 | 0 | 0 | 14.2981 | 282.5674
| WECC_Colorado | Colorado | 8 |  | 0 |  |  | New | 0 | 0 | 0 | Onshore Wind | [5 empty] | Non-Fossil |  | 2030 | Wind |  | 0 | 0 | 0 | 0 | 0 | 0 | 0 | 0 | 0 | 0 | 0 | 0 | 0 | 0 | 0 | 0 | 455.5606 | 763.8644 | 904.9079 | 2124.3329 | 0 | 0 | 0 | 0 | 0 | 0 | 0 | 0 | 0 | 0 | 0 | 0 | 0 | 0 | 0 | 0 | 0 | 0 | 0 | 0 | 28.2718 | 0 | 0 | 0 | 0 | 0 | 0 | 0 | 0 | 43.4256 | 853.9398
| WECC_Colorado | Colorado | 8 |  | 0 |  |  | New | 0 | 0 | 0 | Onshore Wind | [5 empty] | Non-Fossil |  | 2030 | Wind |  | 0 | 0 | 0 | 0 | 0 | 0 | 0 | 0 | 0 | 0 | 0 | 0 | 0 | 0 | 0 | 0 | 811.0135 | 1359.8723 | 1610.9657 | 3781.8515 | 0 | 0 | 0 | 0 | 0 | 0 | 0 | 0 | 0 | 0 | 0 | 0 | 0 | 0 | 0 | 0 | 0 | 0 | 0 | 0 | 52.9554 | 0 | 0 | 0 | 0 | 0 | 0 | 0 | 0 | 90.3599 | 1599.5
| WECC_Colorado | Colorado | 8 |  | 0 |  |  | New | 0 | 0 | 0 | Solar | [5 empty] | Non-Fossil |  | 2030 | Solar-DER |  | 0 | 0 | 0 | 0 | 0 | 0 | 0 | 0 | 0 | 0 | 0 | 0 | 0 | 0 | 0 | 0 | 516.2012 | 991.5738 | 1644.6693 | 3152.4443 | 0 | 0 | 0 | 0 | 0 | 0 | 0 | 0 | 0 | 0 | 0 | 0 | 0 | 0 | 0 | 0 | 0 | 0 | 0 | 0 | 0 | 0 | 0 | 0 | 0 | 0 | 0 | 0 | 0 | 0 | 1926.1787
| WECC_Colorado | Colorado | 8 |  | 0 |  |  | New | 0 | 0 | 0 | Solar PV | [5 empty] | Non-Fossil |  | 2030 | Solar |  | 0 | 0 | 0 | 0 | 0 | 0 | 0 | 0 | 0 | 0 | 0 | 0 | 0 | 0 | 0 | 0 | 76.4221 | 151.4516 | 254.1979 | 482.0717 | 0 | 0 | 0 | 0 | 0 | 0 | 0 | 0 | 0 | 0 | 0 | 0 | 0 | 0 | 0 | 0 | 0 | 0 | 0 | 0 | 2.7615 | 0 | 0 | 0 | 0 | 0 | 0 | 0 | 0 | 6.0244 | 184.265
| WECC_Colorado | Colorado | 8 |  | 0 |  |  | New | 0 | 0 | 0 | Solar PV | [5 empty] | Non-Fossil |  | 2030 | Solar |  | 0 | 0 | 0 | 0 | 0 | 0 | 0 | 0 | 0 | 0 | 0 | 0 | 0 | 0 | 0 | 0 | 713.2017 | 1419.2491 | 2442.6109 | 4575.0617 | 0 | 0 | 0 | 0 | 0 | 0 | 0 | 0 | 0 | 0 | 0 | 0 | 0 | 0 | 0 | 0 | 0 | 0 | 0 | 0 | 28.322 | 0 | 0 | 0 | 0 | 0 | 0 | 0 | 0 | 68.4731 | 1889.835
| ISONE_Connecticut | Connecticut | 9 |  | 0 |  |  | New | 0 | 0 | 0 | Combustion Turbine | [5 empty] | Fossil |  | 2030 | NaturalGas |  | 0 | 0 | 0.010138 | 0.010138 | 0 | 0 | 0 | 0 | 0 | 0 | 0 | 0 | 0 | 0 | 0 | 0 | 0 | 0 | 1.0235 | 1.0235 | 0 | 0 | 0.59345 | 0.59345 | 0 | 0 | 7.0963e-10 | 7.0963e-10 | 0 | 0 | 5.5757e-05 | 5.5757e-05 | 0 | 0 | 0 | 0 | 0 | 0 | 0 | 0 | 0.077835 | 0 | 0 | 0.0045667 | 0.0045667 | 0 | 0 | 0.019847 | 0.019847 | 0.88305 | 11.2
| ISONE_Connecticut | Connecticut | 9 |  | 0 |  |  | New | 0 | 0 | 0 | Landfill Gas | [5 empty] | Non-Fossil |  | 2030 | LF Gas |  | 0.10466 | 0.14187 | 0.17792 | 0.42446 | 0 | 0 | 0 | 0 | 0 | 0 | 0 | 0 | 0 | 0 | 0 | 0 | 12.2942 | 16.6654 | 20.9001 | 49.8597 | 6.0315 | 8.176 | 10.2535 | 24.461 | 0 | 0 | 0 | 0 | 0.0047097 | 0.0063843 | 0.0080065 | 0.019101 | 0 | 0 | 0 | 0 | 0 | 0 | 0 | 0 | 0.12611 | 0.075609 | 0.10249 | 0.12853 | 0.30663 | 0 | 0 | 0 | 0 | 0.5104 | 6.3242
| ISONE_Connecticut | Connecticut | 9 |  | 0 |  |  | New | 0 | 0 | 0 | Landfill Gas | [5 empty] | Non-Fossil |  | 2030 | LF Gas |  | 0.15908 | 0.21565 | 0.27044 | 0.64517 | 0 | 0 | 0 | 0 | 0 | 0 | 0 | 0 | 0 | 0 | 0 | 0 | 18.6872 | 25.3315 | 31.7682 | 75.7868 | 9.1678 | 12.4275 | 15.5853 | 37.1807 | 0 | 0 | 0 | 0 | 0.0071588 | 0.0097041 | 0.01217 | 0.029033 | 0 | 0 | 0 | 0 | 0 | 0 | 0 | 0 | 0.19168 | 0.11493 | 0.15579 | 0.19537 | 0.46608 | 0 | 0 | 0 | 0 | 1.1058 | 9.6127
| ISONE_Connecticut | Connecticut | 9 |  | 0 |  |  | New | 0 | 0 | 0 | New Battery Storage | [5 empty] | Non-Fossil |  | 2030 | EnerStor |  | 0 | 0 | 0 | 0 | 0 | 0 | 0 | 0 | 0 | 0 | 0 | 0 | 0 | 0 | 0 | 0 | 196.3144 | 219.4556 | 397.8 | 813.57 | 0 | 0 | 0 | 0 | 0 | 0 | 0 | 0 | 0 | 0 | 0 | 0 | 0 | 0 | 0 | 0 | 0 | 0 | 0 | 0 | 9.5561 | 0 | 0 | 0 | 0 | 0 | 0 | 0 | 0 | 62.1293 | 650
| ISONE_Connecticut | Connecticut | 9 |  | 0 |  |  | New | 0 | 0 | 0 | Onshore Wind | [5 empty] | Non-Fossil |  | 2030 | Wind |  | 0 | 0 | 0 | 0 | 0 | 0 | 0 | 0 | 0 | 0 | 0 | 0 | 0 | 0 | 0 | 0 | 359.8252 | 458.082 | 372.7778 | 1190.685 | 0 | 0 | 0 | 0 | 0 | 0 | 0 | 0 | 0 | 0 | 0 | 0 | 0 | 0 | 0 | 0 | 0 | 0 | 0 | 0 | 9.5496 | 0 | 0 | 0 | 0 | 0 | 0 | 0 | 0 | 68.0644 | 288.441
| ISONE_Connecticut | Connecticut | 9 |  | 0 |  |  | New | 0 | 0 | 0 | Onshore Wind | [5 empty] | Non-Fossil |  | 2030 | Wind |  | 0 | 0 | 0 | 0 | 0 | 0 | 0 | 0 | 0 | 0 | 0 | 0 | 0 | 0 | 0 | 0 | 226.8383 | 293.9496 | 236.6796 | 757.4674 | 0 | 0 | 0 | 0 | 0 | 0 | 0 | 0 | 0 | 0 | 0 | 0 | 0 | 0 | 0 | 0 | 0 | 0 | 0 | 0 | 5.5761 | 0 | 0 | 0 | 0 | 0 | 0 | 0 | 0 | 15.6432 | 168.4233
| ISONE_Connecticut | Connecticut | 9 |  | 0 |  |  | New | 0 | 0 | 0 | Onshore Wind | [5 empty] | Non-Fossil |  | 2030 | Wind |  | 0 | 0 | 0 | 0 | 0 | 0 | 0 | 0 | 0 | 0 | 0 | 0 | 0 | 0 | 0 | 0 | 1841.6422 | 2409.1594 | 1916.8335 | 6167.6351 | 0 | 0 | 0 | 0 | 0 | 0 | 0 | 0 | 0 | 0 | 0 | 0 | 0 | 0 | 0 | 0 | 0 | 0 | 0 | 0 | 51.0894 | 0 | 0 | 0 | 0 | 0 | 0 | 0 | 0 | 365.6092 | 1543.1357
| ISONE_Connecticut | Connecticut | 9 |  | 0 |  |  | New | 0 | 0 | 0 | Solar | [5 empty] | Non-Fossil |  | 2030 | Solar-DER |  | 0 | 0 | 0 | 0 | 0 | 0 | 0 | 0 | 0 | 0 | 0 | 0 | 0 | 0 | 0 | 0 | 380.6315 | 733.3106 | 1339.8959 | 2453.838 | 0 | 0 | 0 | 0 | 0 | 0 | 0 | 0 | 0 | 0 | 0 | 0 | 0 | 0 | 0 | 0 | 0 | 0 | 0 | 0 | 0 | 0 | 0 | 0 | 0 | 0 | 0 | 0 | 0 | 0 | 2038.7775
| ISONE_Connecticut | Connecticut | 9 |  | 0 |  |  | New | 0 | 0 | 0 | Solar PV | [5 empty] | Non-Fossil |  | 2030 | Solar |  | 0 | 0 | 0 | 0 | 0 | 0 | 0 | 0 | 0 | 0 | 0 | 0 | 0 | 0 | 0 | 0 | 75.8484 | 145.2066 | 271.9747 | 493.0297 | 0 | 0 | 0 | 0 | 0 | 0 | 0 | 0 | 0 | 0 | 0 | 0 | 0 | 0 | 0 | 0 | 0 | 0 | 0 | 0 | 3.9564 | 0 | 0 | 0 | 0 | 0 | 0 | 0 | 0 | 13.931 | 264
| PJM_EMAAC | Delaware | 10 |  | 0 |  |  | New | 0 | 0 | 0 | Landfill Gas | [5 empty] | Non-Fossil |  | 2030 | LF Gas |  | 0.0205 | 0.027789 | 0.03485 | 0.083139 | 0 | 0 | 0 | 0 | 0 | 0 | 0 | 0 | 0 | 0 | 0 | 0 | 2.4081 | 3.2643 | 4.0937 | 9.7661 | 1.1814 | 1.6014 | 2.0084 | 4.7912 | 0 | 0 | 0 | 0 | 0.0009225 | 0.0012505 | 0.0015682 | 0.0037412 | 0 | 0 | 0 | 0 | 0 | 0 | 0 | 0 | 0.024701 | 0.01481 | 0.020075 | 0.025176 | 0.060061 | 0 | 0 | 0 | 0 | 0.098796 | 1.2387
| PJM_EMAAC | Delaware | 10 |  | 0 |  |  | New | 0 | 0 | 0 | Landfill Gas | [5 empty] | Non-Fossil |  | 2030 | LF Gas |  | 0.03075 | 0.041683 | 0.052275 | 0.12471 | 0 | 0 | 0 | 0 | 0 | 0 | 0 | 0 | 0 | 0 | 0 | 0 | 3.6121 | 4.8964 | 6.1406 | 14.6492 | 1.7721 | 2.4022 | 3.0126 | 7.1868 | 0 | 0 | 0 | 0 | 0.0013837 | 0.0018757 | 0.0023524 | 0.0056119 | 0 | 0 | 0 | 0 | 0 | 0 | 0 | 0 | 0.037051 | 0.022214 | 0.030113 | 0.037764 | 0.090092 | 0 | 0 | 0 | 0 | 0.21348 | 1.8581
| PJM_EMAAC | Delaware | 10 |  | 0 |  |  | New | 0 | 0 | 0 | New Battery Storage | [5 empty] | Non-Fossil |  | 2030 | EnerStor |  | 0 | 0 | 0 | 0 | 0 | 0 | 0 | 0 | 0 | 0 | 0 | 0 | 0 | 0 | 0 | 0 | 4.5 | 6.1 | 7.65 | 18.25 | 0 | 0 | 0 | 0 | 0 | 0 | 0 | 0 | 0 | 0 | 0 | 0 | 0 | 0 | 0 | 0 | 0 | 0 | 0 | 0 | 0.18377 | 0 | 0 | 0 | 0 | 0 | 0 | 0 | 0 | 1.1422 | 12.5
| PJM_EMAAC | Delaware | 10 |  | 0 |  |  | New | 0 | 0 | 0 | Solar | [5 empty] | Non-Fossil |  | 2030 | Solar-DER |  | 0 | 0 | 0 | 0 | 0 | 0 | 0 | 0 | 0 | 0 | 0 | 0 | 0 | 0 | 0 | 0 | 44.3649 | 98.2016 | 162.865 | 305.4315 | 0 | 0 | 0 | 0 | 0 | 0 | 0 | 0 | 0 | 0 | 0 | 0 | 0 | 0 | 0 | 0 | 0 | 0 | 0 | 0 | 0 | 0 | 0 | 0 | 0 | 0 | 0 | 0 | 0 | 0 | 242.2566
| PJM_EMAAC | Delaware | 10 |  | 0 |  |  | New | 0 | 0 | 0 | Solar PV | [5 empty] | Non-Fossil |  | 2030 | Solar |  | 0 | 0 | 0 | 0 | 0 | 0 | 0 | 0 | 0 | 0 | 0 | 0 | 0 | 0 | 0 | 0 | 65.8874 | 145.8344 | 246.2161 | 457.9378 | 0 | 0 | 0 | 0 | 0 | 0 | 0 | 0 | 0 | 0 | 0 | 0 | 0 | 0 | 0 | 0 | 0 | 0 | 0 | 0 | 3.2715 | 0 | 0 | 0 | 0 | 0 | 0 | 0 | 0 | 9.9246 | 218.3
| PJM_SWMAAC | District of Columbia | 11 |  | 0 |  |  | New | 0 | 0 | 0 | Combustion Turbine | [5 empty] | Fossil |  | 2030 | NaturalGas |  | 0.0079404 | 0.013872 | 0.10024 | 0.12206 | 0 | 0 | 0 | 0 | 0 | 0 | 0 | 0 | 0 | 0 | 0 | 0 | 0.87027 | 1.5204 | 10.9868 | 13.3775 | 0.46483 | 0.81205 | 5.8683 | 7.1452 | 5.5583e-10 | 9.7102e-10 | 7.0171e-09 | 8.5439e-09 | 4.3672e-05 | 7.6295e-05 | 0.00055134 | 0.00067131 | 0 | 0 | 0 | 0 | 0 | 0 | 0 | 0 | 0.18757 | 0.0040549 | 0.0070839 | 0.051191 | 0.06233 | 0.024398 | 0.031776 | 0.19415 | 0.25032 | 1.3631 | 11.6
| PJM_SWMAAC | District of Columbia | 11 |  | 0 |  |  | New | 0 | 0 | 0 | Landfill Gas | [5 empty] | Non-Fossil |  | 2030 | LF Gas |  | 0.018701 | 0.02535 | 0.031791 | 0.075842 | 0 | 0 | 0 | 0 | 0 | 0 | 0 | 0 | 0 | 0 | 0 | 0 | 2.1967 | 2.9778 | 3.7344 | 8.9089 | 1.0777 | 1.4609 | 1.8321 | 4.3707 | 0 | 0 | 0 | 0 | 0.00084153 | 0.0011407 | 0.0014306 | 0.0034129 | 0 | 0 | 0 | 0 | 0 | 0 | 0 | 0 | 0.022533 | 0.01351 | 0.018313 | 0.022967 | 0.054789 | 0 | 0 | 0 | 0 | 0.090125 | 1.13
| PJM_SWMAAC | District of Columbia | 11 |  | 0 |  |  | New | 0 | 0 | 0 | Landfill Gas | [5 empty] | Non-Fossil |  | 2030 | LF Gas |  | 0.027968 | 0.037913 | 0.047546 | 0.11343 | 0 | 0 | 0 | 0 | 0 | 0 | 0 | 0 | 0 | 0 | 0 | 0 | 3.2854 | 4.4535 | 5.5851 | 13.324 | 1.6118 | 2.1849 | 2.74 | 6.5367 | 0 | 0 | 0 | 0 | 0.0012586 | 0.0017061 | 0.0021396 | 0.0051042 | 0 | 0 | 0 | 0 | 0 | 0 | 0 | 0 | 0.033699 | 0.020205 | 0.027389 | 0.034348 | 0.081942 | 0 | 0 | 0 | 0 | 0.19417 | 1.69
| PJM_SWMAAC | District of Columbia | 11 |  | 0 |  |  | New | 0 | 0 | 0 | Solar | [5 empty] | Non-Fossil |  | 2030 | Solar-DER |  | 0 | 0 | 0 | 0 | 0 | 0 | 0 | 0 | 0 | 0 | 0 | 0 | 0 | 0 | 0 | 0 | 52.8073 | 115.2259 | 182.3636 | 350.3968 | 0 | 0 | 0 | 0 | 0 | 0 | 0 | 0 | 0 | 0 | 0 | 0 | 0 | 0 | 0 | 0 | 0 | 0 | 0 | 0 | 0 | 0 | 0 | 0 | 0 | 0 | 0 | 0 | 0 | 0 | 277.9214
| PJM_SWMAAC | District of Columbia | 11 |  | 0 |  |  | New | 0 | 0 | 0 | Solar PV | [5 empty] | Non-Fossil |  | 2030 | Solar |  | 0 | 0 | 0 | 0 | 0 | 0 | 0 | 0 | 0 | 0 | 0 | 0 | 0 | 0 | 0 | 0 | 2.6857 | 5.7502 | 9.2744 | 17.7103 | 0 | 0 | 0 | 0 | 0 | 0 | 0 | 0 | 0 | 0 | 0 | 0 | 0 | 0 | 0 | 0 | 0 | 0 | 0 | 0 | 0.13638 | 0 | 0 | 0 | 0 | 0 | 0 | 0 | 0 | 0.3995 | 9.1
| PJM_SWMAAC | District of Columbia | 11 |  | 0 |  |  | New | 0 | 0 | 0 | Solar PV | [5 empty] | Non-Fossil |  | 2030 | Solar |  | 0 | 0 | 0 | 0 | 0 | 0 | 0 | 0 | 0 | 0 | 0 | 0 | 0 | 0 | 0 | 0 | 0.153 | 0.32275 | 0.52234 | 0.99809 | 0 | 0 | 0 | 0 | 0 | 0 | 0 | 0 | 0 | 0 | 0 | 0 | 0 | 0 | 0 | 0 | 0 | 0 | 0 | 0 | 0.0073494 | 0 | 0 | 0 | 0 | 0 | 0 | 0 | 0 | 0.019143 | 0.4904
| FRCC | Florida | 12 |  | 0 |  |  | New | 0 | 0 | 0 | Combined Cycle | [5 empty] | Fossil |  | 2030 | NaturalGas |  | 32.6885 | 44.3111 | 61.1621 | 138.1618 | 0 | 0 | 0 | 0 | 0 | 0 | 0 | 0 | 0 | 0 | 0 | 0 | 5131.6358 | 6956.2174 | 9601.593 | 21689.4463 | 1913.586 | 2593.9721 | 3580.4321 | 8087.9902 | 2.2882e-06 | 3.1018e-06 | 4.2814e-06 | 9.6713e-06 | 0.17979 | 0.24371 | 0.33639 | 0.75989 | 0 | 0 | 0 | 0 | 0 | 0 | 0 | 0 | 34.4424 | 9.5235 | 12.9096 | 17.819 | 40.2522 | 98.5291 | 117.6363 | 201.2797 | 417.4451 | 245.1247 | 2845.9
| FRCC | Florida | 12 |  | 0 |  |  | New | 0 | 0 | 0 | Combustion Turbine | [5 empty] | Fossil |  | 2030 | NaturalGas |  | 0.011594 | 0.046212 | 0.18838 | 0.24619 | 0 | 0 | 0 | 0 | 0 | 0 | 0 | 0 | 0 | 0 | 0 | 0 | 1.1706 | 4.6655 | 19.019 | 24.855 | 0.67873 | 2.7052 | 11.0279 | 14.4119 | 8.116e-10 | 3.2348e-09 | 1.3187e-08 | 1.7233e-08 | 6.3769e-05 | 0.00025416 | 0.0010361 | 0.001354 | 0 | 0 | 0 | 0 | 0 | 0 | 0 | 0 | 0.12857 | 0.0052229 | 0.020817 | 0.084861 | 0.1109 | 0.034947 | 0.12268 | 0.61995 | 0.77758 | 1.2602 | 18.5
| FRCC | Florida | 12 |  | 0 |  |  | New | 0 | 0 | 0 | Landfill Gas | [5 empty] | Non-Fossil |  | 2030 | LF Gas |  | 0.26479 | 0.35894 | 0.4499 | 1.0736 | 0 | 0 | 0 | 0 | 0 | 0 | 0 | 0 | 0 | 0 | 0 | 0 | 31.104 | 42.1632 | 52.848 | 126.1152 | 15.2595 | 20.6851 | 25.927 | 61.8716 | 0 | 0 | 0 | 0 | 0.011915 | 0.016152 | 0.020245 | 0.048313 | 0 | 0 | 0 | 0 | 0 | 0 | 0 | 0 | 0.31905 | 0.19129 | 0.2593 | 0.32501 | 0.7756 | 0 | 0 | 0 | 0 | 1.0995 | 16
| FRCC | Florida | 12 |  | 0 |  |  | New | 0 | 0 | 0 | Landfill Gas | [5 empty] | Non-Fossil |  | 2030 | LF Gas |  | 0.39718 | 0.5384 | 0.67484 | 1.6104 | 0 | 0 | 0 | 0 | 0 | 0 | 0 | 0 | 0 | 0 | 0 | 0 | 46.656 | 63.2448 | 79.272 | 189.1728 | 22.8892 | 31.0276 | 38.8905 | 92.8074 | 0 | 0 | 0 | 0 | 0.017873 | 0.024228 | 0.030368 | 0.072469 | 0 | 0 | 0 | 0 | 0 | 0 | 0 | 0 | 0.47857 | 0.28693 | 0.38895 | 0.48752 | 1.1634 | 0 | 0 | 0 | 0 | 2.4237 | 24
| SERC_Southeastern | Florida | 12 |  | 0 |  |  | New | 0 | 0 | 0 | Landfill Gas | [5 empty] | Non-Fossil |  | 2030 | LF Gas |  | 0.011207 | 0.015191 | 0.019051 | 0.045449 | 0 | 0 | 0 | 0 | 0 | 0 | 0 | 0 | 0 | 0 | 0 | 0 | 1.3164 | 1.7845 | 2.2379 | 5.3388 | 0.64582 | 0.87545 | 1.0979 | 2.6192 | 0 | 0 | 0 | 0 | 0.0005043 | 0.0006836 | 0.0008573 | 0.0020452 | 0 | 0 | 0 | 0 | 0 | 0 | 0 | 0 | 0.013503 | 0.0080959 | 0.010974 | 0.013763 | 0.032833 | 0 | 0 | 0 | 0 | 0.044452 | 0.67717
| SERC_Southeastern | Florida | 12 |  | 0 |  |  | New | 0 | 0 | 0 | Landfill Gas | [5 empty] | Non-Fossil |  | 2030 | LF Gas |  | 0.015689 | 0.021268 | 0.026672 | 0.063629 | 0 | 0 | 0 | 0 | 0 | 0 | 0 | 0 | 0 | 0 | 0 | 0 | 1.843 | 2.4983 | 3.1331 | 7.4743 | 0.90415 | 1.2256 | 1.5371 | 3.6668 | 0 | 0 | 0 | 0 | 0.00070602 | 0.00095704 | 0.0012002 | 0.0028633 | 0 | 0 | 0 | 0 | 0 | 0 | 0 | 0 | 0.018904 | 0.011334 | 0.015364 | 0.019268 | 0.045966 | 0 | 0 | 0 | 0 | 0.092066 | 0.94803
| FRCC | Florida | 12 |  | 0 |  |  | New | 0 | 0 | 0 | New Battery Storage | [5 empty] | Non-Fossil |  | 2030 | EnerStor |  | 0 | 0 | 0 | 0 | 0 | 0 | 0 | 0 | 0 | 0 | 0 | 0 | 0 | 0 | 0 | 0 | 709.6429 | 2053.0282 | 2597.3311 | 5360.0023 | 0 | 0 | 0 | 0 | 0 | 0 | 0 | 0 | 0 | 0 | 0 | 0 | 0 | 0 | 0 | 0 | 0 | 0 | 0 | 0 | 62.3943 | 0 | 0 | 0 | 0 | 0 | 0 | 0 | 0 | 322.3151 | 4244.0051
| SERC_Southeastern | Florida | 12 |  | 0 |  |  | New | 0 | 0 | 0 | New Battery Storage | [5 empty] | Non-Fossil |  | 2030 | EnerStor |  | 0 | 0 | 0 | 0 | 0 | 0 | 0 | 0 | 0 | 0 | 0 | 0 | 0 | 0 | 0 | 0 | 1.98 | 2.684 | 3.366 | 8.03 | 0 | 0 | 0 | 0 | 0 | 0 | 0 | 0 | 0 | 0 | 0 | 0 | 0 | 0 | 0 | 0 | 0 | 0 | 0 | 0 | 0.08086 | 0 | 0 | 0 | 0 | 0 | 0 | 0 | 0 | 0.44062 | 5.5
| FRCC | Florida | 12 |  | 0 |  |  | New | 0 | 0 | 0 | Solar | [5 empty] | Non-Fossil |  | 2030 | Solar-DER |  | 0 | 0 | 0 | 0 | 0 | 0 | 0 | 0 | 0 | 0 | 0 | 0 | 0 | 0 | 0 | 0 | 629.2086 | 1199.2199 | 1468.6426 | 3297.071 | 0 | 0 | 0 | 0 | 0 | 0 | 0 | 0 | 0 | 0 | 0 | 0 | 0 | 0 | 0 | 0 | 0 | 0 | 0 | 0 | 0 | 0 | 0 | 0 | 0 | 0 | 0 | 0 | 0 | 0 | 2239.668
| SERC_Southeastern | Florida | 12 |  | 0 |  |  | New | 0 | 0 | 0 | Solar | [5 empty] | Non-Fossil |  | 2030 | Solar-DER |  | 0 | 0 | 0 | 0 | 0 | 0 | 0 | 0 | 0 | 0 | 0 | 0 | 0 | 0 | 0 | 0 | 18.9697 | 38.5135 | 53.1681 | 110.6513 | 0 | 0 | 0 | 0 | 0 | 0 | 0 | 0 | 0 | 0 | 0 | 0 | 0 | 0 | 0 | 0 | 0 | 0 | 0 | 0 | 0 | 0 | 0 | 0 | 0 | 0 | 0 | 0 | 0 | 0 | 75.5134
| FRCC | Florida | 12 |  | 0 |  |  | New | 0 | 0 | 0 | Solar PV | [5 empty] | Non-Fossil |  | 2030 | Solar |  | 0 | 0 | 0 | 0 | 0 | 0 | 0 | 0 | 0 | 0 | 0 | 0 | 0 | 0 | 0 | 0 | 1192.2792 | 2287.1654 | 3231.8319 | 6711.2765 | 0 | 0 | 0 | 0 | 0 | 0 | 0 | 0 | 0 | 0 | 0 | 0 | 0 | 0 | 0 | 0 | 0 | 0 | 0 | 0 | 43.2182 | 0 | 0 | 0 | 0 | 0 | 0 | 0 | 0 | 96.7565 | 2883.8168
| FRCC | Florida | 12 |  | 0 |  |  | New | 0 | 0 | 0 | Solar PV | [5 empty] | Non-Fossil |  | 2030 | Solar |  | 0 | 0 | 0 | 0 | 0 | 0 | 0 | 0 | 0 | 0 | 0 | 0 | 0 | 0 | 0 | 0 | 140.1071 | 268.7694 | 379.7791 | 788.6557 | 0 | 0 | 0 | 0 | 0 | 0 | 0 | 0 | 0 | 0 | 0 | 0 | 0 | 0 | 0 | 0 | 0 | 0 | 0 | 0 | 5.0787 | 0 | 0 | 0 | 0 | 0 | 0 | 0 | 0 | 11.4096 | 338.8832
| SERC_Southeastern | Florida | 12 |  | 0 |  |  | New | 0 | 0 | 0 | Solar PV | [5 empty] | Non-Fossil |  | 2030 | Solar |  | 0 | 0 | 0 | 0 | 0 | 0 | 0 | 0 | 0 | 0 | 0 | 0 | 0 | 0 | 0 | 0 | 136.3083 | 275.3061 | 392.2968 | 803.9112 | 0 | 0 | 0 | 0 | 0 | 0 | 0 | 0 | 0 | 0 | 0 | 0 | 0 | 0 | 0 | 0 | 0 | 0 | 0 | 0 | 5.1119 | 0 | 0 | 0 | 0 | 0 | 0 | 0 | 0 | 10.9861 | 341.1
| SERC_Southeastern | Georgia | 13 |  | 0 |  |  | New | 0 | 0 | 0 | Combustion Turbine | [5 empty] | Fossil |  | 2030 | NaturalGas |  | 0.0075833 | 0.0025606 | 0.021111 | 0.031254 | 0 | 0 | 0 | 0 | 0 | 0 | 0 | 0 | 0 | 0 | 0 | 0 | 0.7656 | 0.25852 | 2.1313 | 3.1554 | 0.44393 | 0.1499 | 1.2358 | 1.8296 | 5.3083e-10 | 1.7924e-10 | 1.4777e-09 | 2.1878e-09 | 4.1708e-05 | 1.4083e-05 | 0.00011611 | 0.0001719 | 0 | 0 | 0 | 0 | 0 | 0 | 0 | 0 | 0.0069495 | 0.0034161 | 0.0011535 | 0.0095097 | 0.014079 | 0.021786 | 0.0063941 | 0.056392 | 0.084572 | 0.067365 | 1
| SERC_VACAR | Georgia | 13 |  | 0 |  |  | New | 0 | 0 | 0 | Landfill Gas | [5 empty] | Non-Fossil |  | 2030 | LF Gas |  | 0.0012489 | 0.001693 | 0.0021232 | 0.0050651 | 0 | 0 | 0 | 0 | 0 | 0 | 0 | 0 | 0 | 0 | 0 | 0 | 0.14671 | 0.19887 | 0.24941 | 0.59499 | 0.071975 | 0.097566 | 0.12236 | 0.2919 | 0 | 0 | 0 | 0 | 5.6202e-05 | 7.6185e-05 | 9.5544e-05 | 0.00022793 | 0 | 0 | 0 | 0 | 0 | 0 | 0 | 0 | 0.0015049 | 0.00090225 | 0.0012231 | 0.0015338 | 0.0036591 | 0 | 0 | 0 | 0 | 0.0048158 | 0.075468
| SERC_VACAR | Georgia | 13 |  | 0 |  |  | New | 0 | 0 | 0 | Landfill Gas | [5 empty] | Non-Fossil |  | 2030 | LF Gas |  | 0.0018734 | 0.0025395 | 0.0031848 | 0.0075977 | 0 | 0 | 0 | 0 | 0 | 0 | 0 | 0 | 0 | 0 | 0 | 0 | 0.22006 | 0.29831 | 0.37411 | 0.89248 | 0.10796 | 0.14635 | 0.18354 | 0.43785 | 0 | 0 | 0 | 0 | 8.4303e-05 | 0.00011428 | 0.00014331 | 0.00034189 | 0 | 0 | 0 | 0 | 0 | 0 | 0 | 0 | 0.0022573 | 0.0013534 | 0.0018346 | 0.0023007 | 0.0054887 | 0 | 0 | 0 | 0 | 0.010732 | 0.1132
| SERC_VACAR | Georgia | 13 |  | 0 |  |  | New | 0 | 0 | 0 | Landfill Gas | [5 empty] | Non-Fossil |  | 2030 | LF Gas |  | 0.016652 | 0.022573 | 0.028309 | 0.067535 | 0 | 0 | 0 | 0 | 0 | 0 | 0 | 0 | 0 | 0 | 0 | 0 | 1.9561 | 2.6516 | 3.3254 | 7.9332 | 0.95966 | 1.3009 | 1.6314 | 3.892 | 0 | 0 | 0 | 0 | 0.00074936 | 0.0010158 | 0.0012739 | 0.0030391 | 0 | 0 | 0 | 0 | 0 | 0 | 0 | 0 | 0.020065 | 0.01203 | 0.016307 | 0.020451 | 0.048788 | 0 | 0 | 0 | 0 | 0.17141 | 1.0062
| SERC_Central_TVA | Georgia | 13 |  | 0 |  |  | New | 0 | 0 | 0 | Landfill Gas | [5 empty] | Non-Fossil |  | 2030 | LF Gas |  | 0.0057834 | 0.0078397 | 0.0098317 | 0.023455 | 0 | 0 | 0 | 0 | 0 | 0 | 0 | 0 | 0 | 0 | 0 | 0 | 0.67936 | 0.92091 | 1.1549 | 2.7552 | 0.33329 | 0.45179 | 0.56659 | 1.3517 | 0 | 0 | 0 | 0 | 0.00026025 | 0.00035279 | 0.00044243 | 0.0010555 | 0 | 0 | 0 | 0 | 0 | 0 | 0 | 0 | 0.0069685 | 0.004178 | 0.0056635 | 0.0071026 | 0.016944 | 0 | 0 | 0 | 0 | 0.023306 | 0.34946
| SERC_Central_TVA | Georgia | 13 |  | 0 |  |  | New | 0 | 0 | 0 | Landfill Gas | [5 empty] | Non-Fossil |  | 2030 | LF Gas |  | 0.0081931 | 0.011106 | 0.013928 | 0.033228 | 0 | 0 | 0 | 0 | 0 | 0 | 0 | 0 | 0 | 0 | 0 | 0 | 0.96242 | 1.3046 | 1.6361 | 3.9032 | 0.47216 | 0.64004 | 0.80267 | 1.9149 | 0 | 0 | 0 | 0 | 0.00036869 | 0.00049978 | 0.00062677 | 0.0014952 | 0 | 0 | 0 | 0 | 0 | 0 | 0 | 0 | 0.009872 | 0.0059189 | 0.0080233 | 0.010062 | 0.024004 | 0 | 0 | 0 | 0 | 0.048731 | 0.49507
| SERC_Southeastern | Georgia | 13 |  | 0 |  |  | New | 0 | 0 | 0 | Landfill Gas | [5 empty] | Non-Fossil |  | 2030 | LF Gas |  | 0.10536 | 0.14282 | 0.17911 | 0.42729 | 0 | 0 | 0 | 0 | 0 | 0 | 0 | 0 | 0 | 0 | 0 | 0 | 12.3762 | 16.7766 | 21.0396 | 50.1924 | 6.0717 | 8.2305 | 10.3219 | 24.6242 | 0 | 0 | 0 | 0 | 0.0047411 | 0.0064269 | 0.0080599 | 0.019228 | 0 | 0 | 0 | 0 | 0 | 0 | 0 | 0 | 0.12695 | 0.076113 | 0.10318 | 0.12939 | 0.30868 | 0 | 0 | 0 | 0 | 0.41792 | 6.3664
| SERC_Southeastern | Georgia | 13 |  | 0 |  |  | New | 0 | 0 | 0 | Landfill Gas | [5 empty] | Non-Fossil |  | 2030 | LF Gas |  | 0.1475 | 0.19995 | 0.25075 | 0.5982 | 0 | 0 | 0 | 0 | 0 | 0 | 0 | 0 | 0 | 0 | 0 | 0 | 17.3267 | 23.4873 | 29.4554 | 70.2694 | 8.5004 | 11.5228 | 14.4507 | 34.4739 | 0 | 0 | 0 | 0 | 0.0066376 | 0.0089976 | 0.011284 | 0.026919 | 0 | 0 | 0 | 0 | 0 | 0 | 0 | 0 | 0.17773 | 0.10656 | 0.14445 | 0.18115 | 0.43215 | 0 | 0 | 0 | 0 | 0.86555 | 8.9129
| SERC_VACAR | Georgia | 13 |  | 0 |  |  | New | 0 | 0 | 0 | New Battery Storage | [5 empty] | Non-Fossil |  | 2030 | EnerStor |  | 0 | 0 | 0 | 0 | 0 | 0 | 0 | 0 | 0 | 0 | 0 | 0 | 0 | 0 | 0 | 0 | 588.7028 | 642.0176 | 1000.7947 | 2231.515 | 0 | 0 | 0 | 0 | 0 | 0 | 0 | 0 | 0 | 0 | 0 | 0 | 0 | 0 | 0 | 0 | 0 | 0 | 0 | 0 | 24.0416 | 0 | 0 | 0 | 0 | 0 | 0 | 0 | 0 | 128.9997 | 1635.2855
| SERC_Central_TVA | Georgia | 13 |  | 0 |  |  | New | 0 | 0 | 0 | New Battery Storage | [5 empty] | Non-Fossil |  | 2030 | EnerStor |  | 0 | 0 | 0 | 0 | 0 | 0 | 0 | 0 | 0 | 0 | 0 | 0 | 0 | 0 | 0 | 0 | 126.7796 | 158.3528 | 248.4155 | 533.5479 | 0 | 0 | 0 | 0 | 0 | 0 | 0 | 0 | 0 | 0 | 0 | 0 | 0 | 0 | 0 | 0 | 0 | 0 | 0 | 0 | 5.9676 | 0 | 0 | 0 | 0 | 0 | 0 | 0 | 0 | 30.6501 | 405.9077
| SERC_Southeastern | Georgia | 13 |  | 0 |  |  | New | 0 | 0 | 0 | New Battery Storage | [5 empty] | Non-Fossil |  | 2030 | EnerStor |  | 0 | 0 | 0 | 0 | 0 | 0 | 0 | 0 | 0 | 0 | 0 | 0 | 0 | 0 | 0 | 0 | 53.172 | 72.0776 | 90.3924 | 215.642 | 0 | 0 | 0 | 0 | 0 | 0 | 0 | 0 | 0 | 0 | 0 | 0 | 0 | 0 | 0 | 0 | 0 | 0 | 0 | 0 | 2.1714 | 0 | 0 | 0 | 0 | 0 | 0 | 0 | 0 | 11.8328 | 147.7
| SERC_Central_TVA | Georgia | 13 |  | 0 |  |  | New | 0 | 0 | 0 | Solar | [5 empty] | Non-Fossil |  | 2030 | Solar-DER |  | 0 | 0 | 0 | 0 | 0 | 0 | 0 | 0 | 0 | 0 | 0 | 0 | 0 | 0 | 0 | 0 | 0.80268 | 1.7355 | 3.0537 | 5.5918 | 0 | 0 | 0 | 0 | 0 | 0 | 0 | 0 | 0 | 0 | 0 | 0 | 0 | 0 | 0 | 0 | 0 | 0 | 0 | 0 | 0 | 0 | 0 | 0 | 0 | 0 | 0 | 0 | 0 | 0 | 4.0965
| SERC_Southeastern | Georgia | 13 |  | 0 |  |  | New | 0 | 0 | 0 | Solar | [5 empty] | Non-Fossil |  | 2030 | Solar-DER |  | 0 | 0 | 0 | 0 | 0 | 0 | 0 | 0 | 0 | 0 | 0 | 0 | 0 | 0 | 0 | 0 | 182.5564 | 376.2936 | 577.4217 | 1136.2717 | 0 | 0 | 0 | 0 | 0 | 0 | 0 | 0 | 0 | 0 | 0 | 0 | 0 | 0 | 0 | 0 | 0 | 0 | 0 | 0 | 0 | 0 | 0 | 0 | 0 | 0 | 0 | 0 | 0 | 0 | 775.4428
| SERC_VACAR | Georgia | 13 |  | 0 |  |  | New | 0 | 0 | 0 | Solar PV | [5 empty] | Non-Fossil |  | 2030 | Solar |  | 0 | 0 | 0 | 0 | 0 | 0 | 0 | 0 | 0 | 0 | 0 | 0 | 0 | 0 | 0 | 0 | 0.71509 | 1.4702 | 2.4011 | 4.5864 | 0 | 0 | 0 | 0 | 0 | 0 | 0 | 0 | 0 | 0 | 0 | 0 | 0 | 0 | 0 | 0 | 0 | 0 | 0 | 0 | 0.029973 | 0 | 0 | 0 | 0 | 0 | 0 | 0 | 0 | 0.086407 | 2
| SERC_Southeastern | Georgia | 13 |  | 0 |  |  | New | 0 | 0 | 0 | Solar PV | [5 empty] | Non-Fossil |  | 2030 | Solar |  | 0 | 0 | 0 | 0 | 0 | 0 | 0 | 0 | 0 | 0 | 0 | 0 | 0 | 0 | 0 | 0 | 582.4068 | 1172.9081 | 1895.7574 | 3651.0723 | 0 | 0 | 0 | 0 | 0 | 0 | 0 | 0 | 0 | 0 | 0 | 0 | 0 | 0 | 0 | 0 | 0 | 0 | 0 | 0 | 24.0803 | 0 | 0 | 0 | 0 | 0 | 0 | 0 | 0 | 53.4668 | 1606.8
| WECC_Pacific Northwest | Idaho | 16 |  | 0 |  |  | New | 0 | 0 | 0 | Landfill Gas | [5 empty] | Non-Fossil |  | 2030 | LF Gas |  | 0.007742 | 0.010495 | 0.013161 | 0.031398 | 0 | 0 | 0 | 0 | 0 | 0 | 0 | 0 | 0 | 0 | 0 | 0 | 0.90944 | 1.2328 | 1.546 | 3.6883 | 0.44617 | 0.6048 | 0.75848 | 1.8094 | 0 | 0 | 0 | 0 | 0.00034839 | 0.00047226 | 0.00059226 | 0.0014129 | 0 | 0 | 0 | 0 | 0 | 0 | 0 | 0 | 0.0093285 | 0.005593 | 0.0075816 | 0.0095081 | 0.022683 | 0 | 0 | 0 | 0 | 0.036123 | 0.46782
| WECC_Pacific Northwest | Idaho | 16 |  | 0 |  |  | New | 0 | 0 | 0 | Landfill Gas | [5 empty] | Non-Fossil |  | 2030 | LF Gas |  | 0.011613 | 0.015742 | 0.019742 | 0.047097 | 0 | 0 | 0 | 0 | 0 | 0 | 0 | 0 | 0 | 0 | 0 | 0 | 1.3642 | 1.8492 | 2.3191 | 5.5324 | 0.66925 | 0.9072 | 1.1377 | 2.7142 | 0 | 0 | 0 | 0 | 0.00052259 | 0.0007084 | 0.0008884 | 0.0021194 | 0 | 0 | 0 | 0 | 0 | 0 | 0 | 0 | 0.013993 | 0.0083895 | 0.011372 | 0.014262 | 0.034024 | 0 | 0 | 0 | 0 | 0.077635 | 0.70173
| WECC_Idaho | Idaho | 16 |  | 0 |  |  | New | 0 | 0 | 0 | Landfill Gas | [5 empty] | Non-Fossil |  | 2030 | LF Gas |  | 0.036584 | 0.049592 | 0.062193 | 0.14837 | 0 | 0 | 0 | 0 | 0 | 0 | 0 | 0 | 0 | 0 | 0 | 0 | 4.2974 | 5.8254 | 7.3056 | 17.4285 | 2.1083 | 2.8579 | 3.5841 | 8.5503 | 0 | 0 | 0 | 0 | 0.0016463 | 0.0022316 | 0.0027987 | 0.0066766 | 0 | 0 | 0 | 0 | 0 | 0 | 0 | 0 | 0.044081 | 0.026429 | 0.035826 | 0.044929 | 0.10718 | 0 | 0 | 0 | 0 | 0.1707 | 2.2106
| WECC_Idaho | Idaho | 16 |  | 0 |  |  | New | 0 | 0 | 0 | Landfill Gas | [5 empty] | Non-Fossil |  | 2030 | LF Gas |  | 0.054876 | 0.074388 | 0.093289 | 0.22255 | 0 | 0 | 0 | 0 | 0 | 0 | 0 | 0 | 0 | 0 | 0 | 0 | 6.4461 | 8.7381 | 10.9584 | 26.1427 | 3.1625 | 4.2869 | 5.3762 | 12.8255 | 0 | 0 | 0 | 0 | 0.0024694 | 0.0033474 | 0.004198 | 0.010015 | 0 | 0 | 0 | 0 | 0 | 0 | 0 | 0 | 0.066121 | 0.039643 | 0.053739 | 0.067394 | 0.16078 | 0 | 0 | 0 | 0 | 0.36686 | 3.3159
| WECC_Pacific Northwest | Idaho | 16 |  | 0 |  |  | New | 0 | 0 | 0 | New Battery Storage | [5 empty] | Non-Fossil |  | 2030 | EnerStor |  | 0 | 0 | 0 | 0 | 0 | 0 | 0 | 0 | 0 | 0 | 0 | 0 | 0 | 0 | 0 | 0 | 71.9474 | 449.0426 | 563.1435 | 1084.1336 | 0 | 0 | 0 | 0 | 0 | 0 | 0 | 0 | 0 | 0 | 0 | 0 | 0 | 0 | 0 | 0 | 0 | 0 | 0 | 0 | 13.5281 | 0 | 0 | 0 | 0 | 0 | 0 | 0 | 0 | 85.4766 | 920.1692
| WECC_Idaho | Idaho | 16 |  | 0 |  |  | New | 0 | 0 | 0 | New Battery Storage | [5 empty] | Non-Fossil |  | 2030 | EnerStor |  | 0 | 0 | 0 | 0 | 0 | 0 | 0 | 0 | 0 | 0 | 0 | 0 | 0 | 0 | 0 | 0 | 113.0955 | 531.3603 | 666.3781 | 1310.8339 | 0 | 0 | 0 | 0 | 0 | 0 | 0 | 0 | 0 | 0 | 0 | 0 | 0 | 0 | 0 | 0 | 0 | 0 | 0 | 0 | 16.0081 | 0 | 0 | 0 | 0 | 0 | 0 | 0 | 0 | 97.5385 | 1088.8532
| WECC_Wyoming | Idaho | 16 |  | 0 |  |  | New | 0 | 0 | 0 | New Battery Storage | [5 empty] | Non-Fossil |  | 2030 | EnerStor |  | 0 | 0 | 0 | 0 | 0 | 0 | 0 | 0 | 0 | 0 | 0 | 0 | 0 | 0 | 0 | 0 | 50.661 | 68.6738 | 86.1237 | 205.4585 | 0 | 0 | 0 | 0 | 0 | 0 | 0 | 0 | 0 | 0 | 0 | 0 | 0 | 0 | 0 | 0 | 0 | 0 | 0 | 0 | 2.0689 | 0 | 0 | 0 | 0 | 0 | 0 | 0 | 0 | 11.4194 | 140.725
| WECC_Idaho | Idaho | 16 |  | 0 |  |  | New | 0 | 0 | 0 | Solar | [5 empty] | Non-Fossil |  | 2030 | Solar-DER |  | 0 | 0 | 0 | 0 | 0 | 0 | 0 | 0 | 0 | 0 | 0 | 0 | 0 | 0 | 0 | 0 | 108.4422 | 295.3893 | 657.6935 | 1061.525 | 0 | 0 | 0 | 0 | 0 | 0 | 0 | 0 | 0 | 0 | 0 | 0 | 0 | 0 | 0 | 0 | 0 | 0 | 0 | 0 | 0 | 0 | 0 | 0 | 0 | 0 | 0 | 0 | 0 | 0 | 648.3603
| WECC_Pacific Northwest | Idaho | 16 |  | 0 |  |  | New | 0 | 0 | 0 | Solar | [5 empty] | Non-Fossil |  | 2030 | Solar-DER |  | 0 | 0 | 0 | 0 | 0 | 0 | 0 | 0 | 0 | 0 | 0 | 0 | 0 | 0 | 0 | 0 | 29.311 | 92.6943 | 247.1544 | 369.1596 | 0 | 0 | 0 | 0 | 0 | 0 | 0 | 0 | 0 | 0 | 0 | 0 | 0 | 0 | 0 | 0 | 0 | 0 | 0 | 0 | 0 | 0 | 0 | 0 | 0 | 0 | 0 | 0 | 0 | 0 | 263.4533
| PJM_ComEd | Illinois | 17 |  | 0 |  |  | New | 0 | 0 | 0 | Combined Cycle | [5 empty] | Fossil |  | 2030 | NaturalGas |  | 27.9932 | 37.9463 | 52.3769 | 118.3163 | 0 | 0 | 0 | 0 | 0 | 0 | 0 | 0 | 0 | 0 | 0 | 0 | 4352.8476 | 5900.5267 | 8144.4343 | 18397.8085 | 1638.7197 | 2221.3756 | 3066.1412 | 6926.2366 | 1.9595e-06 | 2.6562e-06 | 3.6664e-06 | 8.2821e-06 | 0.15396 | 0.2087 | 0.28807 | 0.65074 | 0 | 0 | 0 | 0 | 0 | 0 | 0 | 0 | 33.7668 | 11.0001 | 14.9113 | 20.5818 | 46.4932 | 80.773 | 96.6984 | 113.159 | 290.6304 | 241.0182 | 2414
| MISO_Illinois | Illinois | 17 |  | 0 |  |  | New | 0 | 0 | 0 | Hydro | [5 empty] | Non-Fossil |  | 2030 | Hydro |  | 0 | 0 | 0 | 0 | 0 | 0 | 0 | 0 | 0 | 0 | 0 | 0 | 0 | 0 | 0 | 0 | 301.9923 | 534.1113 | 677.2962 | 1513.3998 | 0 | 0 | 0 | 0 | 0 | 0 | 0 | 0 | 0 | 0 | 0 | 0 | 0 | 0 | 0 | 0 | 0 | 0 | 0 | 0 | 3.1631 | 0 | 0 | 0 | 0 | 0 | 0 | 0 | 0 | 19.7852 | 253.8661
| SERC_Central_TVA | Illinois | 17 |  | 0 |  |  | New | 0 | 0 | 0 | Landfill Gas | [5 empty] | Non-Fossil |  | 2030 | LF Gas |  | 0.00016549 | 0.00022433 | 0.00028134 | 0.00067116 | 0 | 0 | 0 | 0 | 0 | 0 | 0 | 0 | 0 | 0 | 0 | 0 | 0.01944 | 0.026352 | 0.033048 | 0.07884 | 0.0095372 | 0.012928 | 0.016213 | 0.038679 | 0 | 0 | 0 | 0 | 7.4472e-06 | 1.0095e-05 | 1.266e-05 | 3.0202e-05 | 0 | 0 | 0 | 0 | 0 | 0 | 0 | 0 | 0.0001994 | 0.00011955 | 0.00016206 | 0.00020324 | 0.00048486 | 0 | 0 | 0 | 0 | 0.00066692 | 0.01
| SERC_Central_TVA | Illinois | 17 |  | 0 |  |  | New | 0 | 0 | 0 | Landfill Gas | [5 empty] | Non-Fossil |  | 2030 | LF Gas |  | 0.00033099 | 0.00044867 | 0.00056268 | 0.0013423 | 0 | 0 | 0 | 0 | 0 | 0 | 0 | 0 | 0 | 0 | 0 | 0 | 0.03888 | 0.052704 | 0.066096 | 0.15768 | 0.019074 | 0.025856 | 0.032426 | 0.077357 | 0 | 0 | 0 | 0 | 1.4894e-05 | 2.019e-05 | 2.532e-05 | 6.0405e-05 | 0 | 0 | 0 | 0 | 0 | 0 | 0 | 0 | 0.00039881 | 0.00023911 | 0.00032413 | 0.00040649 | 0.00096972 | 0 | 0 | 0 | 0 | 0.0019686 | 0.02
| PJM_ComEd | Illinois | 17 |  | 0 |  |  | New | 0 | 0 | 0 | Landfill Gas | [5 empty] | Non-Fossil |  | 2030 | LF Gas |  | 0.19057 | 0.25832 | 0.32396 | 0.77285 | 0 | 0 | 0 | 0 | 0 | 0 | 0 | 0 | 0 | 0 | 0 | 0 | 22.3854 | 30.3447 | 38.0552 | 90.7853 | 10.9822 | 14.887 | 18.6697 | 44.5389 | 0 | 0 | 0 | 0 | 0.0085755 | 0.011625 | 0.014578 | 0.034778 | 0 | 0 | 0 | 0 | 0 | 0 | 0 | 0 | 0.22962 | 0.13767 | 0.18662 | 0.23404 | 0.55832 | 0 | 0 | 0 | 0 | 0.86039 | 11.5151
| PJM_ComEd | Illinois | 17 |  | 0 |  |  | New | 0 | 0 | 0 | Landfill Gas | [5 empty] | Non-Fossil |  | 2030 | LF Gas |  | 0.28741 | 0.3896 | 0.4886 | 1.1656 | 0 | 0 | 0 | 0 | 0 | 0 | 0 | 0 | 0 | 0 | 0 | 0 | 33.7616 | 45.7657 | 57.3947 | 136.922 | 16.5633 | 22.4525 | 28.1576 | 67.1734 | 0 | 0 | 0 | 0 | 0.012934 | 0.017532 | 0.021987 | 0.052453 | 0 | 0 | 0 | 0 | 0 | 0 | 0 | 0 | 0.34631 | 0.20763 | 0.28146 | 0.35297 | 0.84206 | 0 | 0 | 0 | 0 | 1.8851 | 17.3671
| MISO_Illinois | Illinois | 17 |  | 0 |  |  | New | 0 | 0 | 0 | Landfill Gas | [5 empty] | Non-Fossil |  | 2030 | LF Gas |  | 0.16782 | 0.22749 | 0.28529 | 0.6806 | 0 | 0 | 0 | 0 | 0 | 0 | 0 | 0 | 0 | 0 | 0 | 0 | 19.7132 | 26.7223 | 33.5124 | 79.9479 | 9.6712 | 13.1099 | 16.441 | 39.2221 | 0 | 0 | 0 | 0 | 0.0075518 | 0.010237 | 0.012838 | 0.030627 | 0 | 0 | 0 | 0 | 0 | 0 | 0 | 0 | 0.20221 | 0.12124 | 0.16434 | 0.2061 | 0.49168 | 0 | 0 | 0 | 0 | 0.79041 | 10.1405
| MISO_Illinois | Illinois | 17 |  | 0 |  |  | New | 0 | 0 | 0 | Landfill Gas | [5 empty] | Non-Fossil |  | 2030 | LF Gas |  | 0.25538 | 0.34618 | 0.43414 | 1.0357 | 0 | 0 | 0 | 0 | 0 | 0 | 0 | 0 | 0 | 0 | 0 | 0 | 29.9983 | 40.6644 | 50.9971 | 121.6599 | 14.717 | 19.9498 | 25.019 | 59.6858 | 0 | 0 | 0 | 0 | 0.011492 | 0.015578 | 0.019536 | 0.046606 | 0 | 0 | 0 | 0 | 0 | 0 | 0 | 0 | 0.30771 | 0.18449 | 0.25008 | 0.31363 | 0.7482 | 0 | 0 | 0 | 0 | 1.7377 | 15.4312
| SERC_Central_TVA | Illinois | 17 |  | 0 |  |  | New | 0 | 0 | 0 | New Battery Storage | [5 empty] | Non-Fossil |  | 2030 | EnerStor |  | 0 | 0 | 0 | 0 | 0 | 0 | 0 | 0 | 0 | 0 | 0 | 0 | 0 | 0 | 0 | 0 | 136.1234 | 124.4467 | 266.724 | 527.2941 | 0 | 0 | 0 | 0 | 0 | 0 | 0 | 0 | 0 | 0 | 0 | 0 | 0 | 0 | 0 | 0 | 0 | 0 | 0 | 0 | 6.4074 | 0 | 0 | 0 | 0 | 0 | 0 | 0 | 0 | 32.9091 | 435.8236
| MISO_Illinois | Illinois | 17 |  | 0 |  |  | New | 0 | 0 | 0 | New Battery Storage | [5 empty] | Non-Fossil |  | 2030 | EnerStor |  | 0 | 0 | 0 | 0 | 0 | 0 | 0 | 0 | 0 | 0 | 0 | 0 | 0 | 0 | 0 | 0 | 93.7902 | 127.1378 | 159.4433 | 380.3712 | 0 | 0 | 0 | 0 | 0 | 0 | 0 | 0 | 0 | 0 | 0 | 0 | 0 | 0 | 0 | 0 | 0 | 0 | 0 | 0 | 3.8302 | 0 | 0 | 0 | 0 | 0 | 0 | 0 | 0 | 20.8304 | 260.5282
| MISO_Missouri | Illinois | 17 |  | 0 |  |  | New | 0 | 0 | 0 | New Battery Storage | [5 empty] | Non-Fossil |  | 2030 | EnerStor |  | 0 | 0 | 0 | 0 | 0 | 0 | 0 | 0 | 0 | 0 | 0 | 0 | 0 | 0 | 0 | 0 | 67.883 | 92.0192 | 115.4011 | 275.3034 | 0 | 0 | 0 | 0 | 0 | 0 | 0 | 0 | 0 | 0 | 0 | 0 | 0 | 0 | 0 | 0 | 0 | 0 | 0 | 0 | 2.7722 | 0 | 0 | 0 | 0 | 0 | 0 | 0 | 0 | 15.0273 | 188.5639
| PJM_ComEd | Illinois | 17 |  | 0 |  |  | New | 0 | 0 | 0 | Onshore Wind | [5 empty] | Non-Fossil |  | 2030 | Wind |  | 0 | 0 | 0 | 0 | 0 | 0 | 0 | 0 | 0 | 0 | 0 | 0 | 0 | 0 | 0 | 0 | 1836.4739 | 2288.2784 | 2007.2463 | 6131.9986 | 0 | 0 | 0 | 0 | 0 | 0 | 0 | 0 | 0 | 0 | 0 | 0 | 0 | 0 | 0 | 0 | 0 | 0 | 0 | 0 | 50.4069 | 0 | 0 | 0 | 0 | 0 | 0 | 0 | 0 | 44.7456 | 1522.5235
| PJM_ComEd | Illinois | 17 |  | 0 |  |  | New | 0 | 0 | 0 | Onshore Wind | [5 empty] | Non-Fossil |  | 2030 | Wind |  | 0 | 0 | 0 | 0 | 0 | 0 | 0 | 0 | 0 | 0 | 0 | 0 | 0 | 0 | 0 | 0 | 1069.4626 | 1332.569 | 1168.9111 | 3570.9427 | 0 | 0 | 0 | 0 | 0 | 0 | 0 | 0 | 0 | 0 | 0 | 0 | 0 | 0 | 0 | 0 | 0 | 0 | 0 | 0 | 30.7072 | 0 | 0 | 0 | 0 | 0 | 0 | 0 | 0 | 33.3517 | 927.5
| MISO_Illinois | Illinois | 17 |  | 0 |  |  | New | 0 | 0 | 0 | Onshore Wind | [5 empty] | Non-Fossil |  | 2030 | Wind |  | 0 | 0 | 0 | 0 | 0 | 0 | 0 | 0 | 0 | 0 | 0 | 0 | 0 | 0 | 0 | 0 | 1327.1165 | 1680.0653 | 1374.2849 | 4381.4667 | 0 | 0 | 0 | 0 | 0 | 0 | 0 | 0 | 0 | 0 | 0 | 0 | 0 | 0 | 0 | 0 | 0 | 0 | 0 | 0 | 38.7055 | 0 | 0 | 0 | 0 | 0 | 0 | 0 | 0 | 37.1741 | 1169.0845
| MISO_Illinois | Illinois | 17 |  | 0 |  |  | New | 0 | 0 | 0 | Onshore Wind | [5 empty] | Non-Fossil |  | 2030 | Wind |  | 0 | 0 | 0 | 0 | 0 | 0 | 0 | 0 | 0 | 0 | 0 | 0 | 0 | 0 | 0 | 0 | 255.0916 | 322.9337 | 264.1581 | 842.1834 | 0 | 0 | 0 | 0 | 0 | 0 | 0 | 0 | 0 | 0 | 0 | 0 | 0 | 0 | 0 | 0 | 0 | 0 | 0 | 0 | 7.4398 | 0 | 0 | 0 | 0 | 0 | 0 | 0 | 0 | 7.2896 | 224.7155
| MISO_Illinois | Illinois | 17 |  | 0 |  |  | New | 0 | 0 | 0 | Solar | [5 empty] | Non-Fossil |  | 2030 | Solar-DER |  | 0 | 0 | 0 | 0 | 0 | 0 | 0 | 0 | 0 | 0 | 0 | 0 | 0 | 0 | 0 | 0 | 43.4124 | 91.2151 | 188.821 | 323.4485 | 0 | 0 | 0 | 0 | 0 | 0 | 0 | 0 | 0 | 0 | 0 | 0 | 0 | 0 | 0 | 0 | 0 | 0 | 0 | 0 | 0 | 0 | 0 | 0 | 0 | 0 | 0 | 0 | 0 | 0 | 244.9937
| PJM_ComEd | Illinois | 17 |  | 0 |  |  | New | 0 | 0 | 0 | Solar | [5 empty] | Non-Fossil |  | 2030 | Solar-DER |  | 0 | 0 | 0 | 0 | 0 | 0 | 0 | 0 | 0 | 0 | 0 | 0 | 0 | 0 | 0 | 0 | 65.4809 | 133.4361 | 249.464 | 448.381 | 0 | 0 | 0 | 0 | 0 | 0 | 0 | 0 | 0 | 0 | 0 | 0 | 0 | 0 | 0 | 0 | 0 | 0 | 0 | 0 | 0 | 0 | 0 | 0 | 0 | 0 | 0 | 0 | 0 | 0 | 350.373
| SERC_Central_TVA | Illinois | 17 |  | 0 |  |  | New | 0 | 0 | 0 | Solar | [5 empty] | Non-Fossil |  | 2030 | Solar-DER |  | 0 | 0 | 0 | 0 | 0 | 0 | 0 | 0 | 0 | 0 | 0 | 0 | 0 | 0 | 0 | 0 | 0.029935 | 0.060547 | 0.12049 | 0.21097 | 0 | 0 | 0 | 0 | 0 | 0 | 0 | 0 | 0 | 0 | 0 | 0 | 0 | 0 | 0 | 0 | 0 | 0 | 0 | 0 | 0 | 0 | 0 | 0 | 0 | 0 | 0 | 0 | 0 | 0 | 0.15456
| PJM_ComEd | Illinois | 17 |  | 0 |  |  | New | 0 | 0 | 0 | Solar PV | [5 empty] | Non-Fossil |  | 2030 | Solar |  | 0 | 0 | 0 | 0 | 0 | 0 | 0 | 0 | 0 | 0 | 0 | 0 | 0 | 0 | 0 | 0 | 235.3599 | 504.4945 | 978.1278 | 1717.9822 | 0 | 0 | 0 | 0 | 0 | 0 | 0 | 0 | 0 | 0 | 0 | 0 | 0 | 0 | 0 | 0 | 0 | 0 | 0 | 0 | 12.7925 | 0 | 0 | 0 | 0 | 0 | 0 | 0 | 0 | 37.9733 | 853.6
| MISO_Illinois | Illinois | 17 |  | 0 |  |  | New | 0 | 0 | 0 | Solar PV | [5 empty] | Non-Fossil |  | 2030 | Solar |  | 0 | 0 | 0 | 0 | 0 | 0 | 0 | 0 | 0 | 0 | 0 | 0 | 0 | 0 | 0 | 0 | 205.0544 | 462.6281 | 952.9649 | 1620.6474 | 0 | 0 | 0 | 0 | 0 | 0 | 0 | 0 | 0 | 0 | 0 | 0 | 0 | 0 | 0 | 0 | 0 | 0 | 0 | 0 | 11.4377 | 0 | 0 | 0 | 0 | 0 | 0 | 0 | 0 | 29.8316 | 763.2
| MISO_Illinois | Illinois | 17 |  | 0 |  |  | New | 0 | 0 | 0 | Solar PV | [5 empty] | Non-Fossil |  | 2030 | Solar |  | 0 | 0 | 0 | 0 | 0 | 0 | 0 | 0 | 0 | 0 | 0 | 0 | 0 | 0 | 0 | 0 | 104.6956 | 233.6322 | 480.6764 | 819.0042 | 0 | 0 | 0 | 0 | 0 | 0 | 0 | 0 | 0 | 0 | 0 | 0 | 0 | 0 | 0 | 0 | 0 | 0 | 0 | 0 | 5.5268 | 0 | 0 | 0 | 0 | 0 | 0 | 0 | 0 | 12.5889 | 368.7885
| MISO_Indiana (including parts of Kentucky) | Indiana | 18 |  | 0 |  |  | New | 0 | 0 | 0 | Combustion Turbine | [5 empty] | Fossil |  | 2030 | NaturalGas |  | 0.081668 | 0.039013 | 0.55437 | 0.67505 | 0 | 0 | 0 | 0 | 0 | 0 | 0 | 0 | 0 | 0 | 0 | 0 | 8.2451 | 3.9387 | 55.9691 | 68.1529 | 4.7808 | 2.2838 | 32.453 | 39.5177 | 5.7167e-09 | 2.7309e-09 | 3.8806e-08 | 4.7254e-08 | 0.00044917 | 0.00021457 | 0.0030491 | 0.0037128 | 0 | 0 | 0 | 0 | 0 | 0 | 0 | 0 | 0.40377 | 0.036789 | 0.017574 | 0.24973 | 0.30409 | 0.22527 | 0.095599 | 1.2215 | 1.5423 | 3.869 | 58.1
| MISO_Indiana (including parts of Kentucky) | Indiana | 18 |  | 0 |  |  | New | 0 | 0 | 0 | Landfill Gas | [5 empty] | Non-Fossil |  | 2030 | LF Gas |  | 0.15986 | 0.21669 | 0.27175 | 0.6483 | 0 | 0 | 0 | 0 | 0 | 0 | 0 | 0 | 0 | 0 | 0 | 0 | 18.7778 | 25.4544 | 31.9223 | 76.1545 | 9.2123 | 12.4878 | 15.6609 | 37.3611 | 0 | 0 | 0 | 0 | 0.0071935 | 0.0097512 | 0.012229 | 0.029174 | 0 | 0 | 0 | 0 | 0 | 0 | 0 | 0 | 0.19261 | 0.11548 | 0.15654 | 0.19632 | 0.46835 | 0 | 0 | 0 | 0 | 0.72173 | 9.6594
| MISO_Indiana (including parts of Kentucky) | Indiana | 18 |  | 0 |  |  | New | 0 | 0 | 0 | Landfill Gas | [5 empty] | Non-Fossil |  | 2030 | LF Gas |  | 0.24038 | 0.32586 | 0.40865 | 0.97489 | 0 | 0 | 0 | 0 | 0 | 0 | 0 | 0 | 0 | 0 | 0 | 0 | 28.2374 | 38.2773 | 48.0036 | 114.5183 | 13.8531 | 18.7787 | 23.5503 | 56.1822 | 0 | 0 | 0 | 0 | 0.010817 | 0.014663 | 0.018389 | 0.04387 | 0 | 0 | 0 | 0 | 0 | 0 | 0 | 0 | 0.28964 | 0.17366 | 0.2354 | 0.29522 | 0.70428 | 0 | 0 | 0 | 0 | 1.5766 | 14.5254
| PJM West | Indiana | 18 |  | 0 |  |  | New | 0 | 0 | 0 | Landfill Gas | [5 empty] | Non-Fossil |  | 2030 | LF Gas |  | 0.048219 | 0.065364 | 0.081973 | 0.19556 | 0 | 0 | 0 | 0 | 0 | 0 | 0 | 0 | 0 | 0 | 0 | 0 | 5.6642 | 7.6781 | 9.6291 | 22.9714 | 2.7788 | 3.7669 | 4.724 | 11.2697 | 0 | 0 | 0 | 0 | 0.0021699 | 0.0029414 | 0.0036888 | 0.0088 | 0 | 0 | 0 | 0 | 0 | 0 | 0 | 0 | 0.0581 | 0.034834 | 0.04722 | 0.059219 | 0.14127 | 0 | 0 | 0 | 0 | 0.2177 | 2.9137
| PJM West | Indiana | 18 |  | 0 |  |  | New | 0 | 0 | 0 | Landfill Gas | [5 empty] | Non-Fossil |  | 2030 | LF Gas |  | 0.072616 | 0.098435 | 0.12345 | 0.2945 | 0 | 0 | 0 | 0 | 0 | 0 | 0 | 0 | 0 | 0 | 0 | 0 | 8.53 | 11.5629 | 14.501 | 34.5939 | 4.1848 | 5.6727 | 7.1141 | 16.9716 | 0 | 0 | 0 | 0 | 0.0032677 | 0.0044296 | 0.0055551 | 0.013252 | 0 | 0 | 0 | 0 | 0 | 0 | 0 | 0 | 0.087496 | 0.052459 | 0.071111 | 0.08918 | 0.21275 | 0 | 0 | 0 | 0 | 0.47628 | 4.3879
| MISO_Indiana (including parts of Kentucky) | Indiana | 18 |  | 0 |  |  | New | 0 | 0 | 0 | New Battery Storage | [5 empty] | Non-Fossil |  | 2030 | EnerStor |  | 0 | 0 | 0 | 0 | 0 | 0 | 0 | 0 | 0 | 0 | 0 | 0 | 0 | 0 | 0 | 0 | 109.2315 | 148.0693 | 185.6935 | 442.9943 | 0 | 0 | 0 | 0 | 0 | 0 | 0 | 0 | 0 | 0 | 0 | 0 | 0 | 0 | 0 | 0 | 0 | 0 | 0 | 0 | 4.4608 | 0 | 0 | 0 | 0 | 0 | 0 | 0 | 0 | 24.0387 | 303.4207
| PJM West | Indiana | 18 |  | 0 |  |  | New | 0 | 0 | 0 | New Battery Storage | [5 empty] | Non-Fossil |  | 2030 | EnerStor |  | 0 | 0 | 0 | 0 | 0 | 0 | 0 | 0 | 0 | 0 | 0 | 0 | 0 | 0 | 0 | 0 | 25.5048 | 34.5732 | 43.3582 | 103.4362 | 0 | 0 | 0 | 0 | 0 | 0 | 0 | 0 | 0 | 0 | 0 | 0 | 0 | 0 | 0 | 0 | 0 | 0 | 0 | 0 | 1.0416 | 0 | 0 | 0 | 0 | 0 | 0 | 0 | 0 | 5.4849 | 70.8467
| MISO_Indiana (including parts of Kentucky) | Indiana | 18 |  | 0 |  |  | New | 0 | 0 | 0 | Onshore Wind | [5 empty] | Non-Fossil |  | 2030 | Wind |  | 0 | 0 | 0 | 0 | 0 | 0 | 0 | 0 | 0 | 0 | 0 | 0 | 0 | 0 | 0 | 0 | 905.7614 | 1126.2048 | 982.6391 | 3014.6054 | 0 | 0 | 0 | 0 | 0 | 0 | 0 | 0 | 0 | 0 | 0 | 0 | 0 | 0 | 0 | 0 | 0 | 0 | 0 | 0 | 26.5853 | 0 | 0 | 0 | 0 | 0 | 0 | 0 | 0 | 25.6338 | 803
| PJM West | Indiana | 18 |  | 0 |  |  | New | 0 | 0 | 0 | Onshore Wind | [5 empty] | Non-Fossil |  | 2030 | Wind |  | 0 | 0 | 0 | 0 | 0 | 0 | 0 | 0 | 0 | 0 | 0 | 0 | 0 | 0 | 0 | 0 | 371.8097 | 469.3892 | 391.7277 | 1232.9265 | 0 | 0 | 0 | 0 | 0 | 0 | 0 | 0 | 0 | 0 | 0 | 0 | 0 | 0 | 0 | 0 | 0 | 0 | 0 | 0 | 10.9255 | 0 | 0 | 0 | 0 | 0 | 0 | 0 | 0 | 15.7329 | 330
| MISO_Indiana (including parts of Kentucky) | Indiana | 18 |  | 0 |  |  | New | 0 | 0 | 0 | Onshore Wind | [5 empty] | Non-Fossil |  | 2030 | Wind |  | 0 | 0 | 0 | 0 | 0 | 0 | 0 | 0 | 0 | 0 | 0 | 0 | 0 | 0 | 0 | 0 | 1349.6602 | 1678.1392 | 1464.2143 | 4492.0137 | 0 | 0 | 0 | 0 | 0 | 0 | 0 | 0 | 0 | 0 | 0 | 0 | 0 | 0 | 0 | 0 | 0 | 0 | 0 | 0 | 38.0805 | 0 | 0 | 0 | 0 | 0 | 0 | 0 | 0 | 29.9776 | 1150.209
| MISO_Indiana (including parts of Kentucky) | Indiana | 18 |  | 0 |  |  | New | 0 | 0 | 0 | Onshore Wind | [5 empty] | Non-Fossil |  | 2030 | Wind |  | 0 | 0 | 0 | 0 | 0 | 0 | 0 | 0 | 0 | 0 | 0 | 0 | 0 | 0 | 0 | 0 | 2400.1913 | 2984.3475 | 2603.9106 | 7988.4494 | 0 | 0 | 0 | 0 | 0 | 0 | 0 | 0 | 0 | 0 | 0 | 0 | 0 | 0 | 0 | 0 | 0 | 0 | 0 | 0 | 67.7212 | 0 | 0 | 0 | 0 | 0 | 0 | 0 | 0 | 56.3667 | 2045.4939
| MISO_Indiana (including parts of Kentucky) | Indiana | 18 |  | 0 |  |  | New | 0 | 0 | 0 | Solar | [5 empty] | Non-Fossil |  | 2030 | Solar-DER |  | 0 | 0 | 0 | 0 | 0 | 0 | 0 | 0 | 0 | 0 | 0 | 0 | 0 | 0 | 0 | 0 | 72.1949 | 166.2293 | 319.3911 | 557.8152 | 0 | 0 | 0 | 0 | 0 | 0 | 0 | 0 | 0 | 0 | 0 | 0 | 0 | 0 | 0 | 0 | 0 | 0 | 0 | 0 | 0 | 0 | 0 | 0 | 0 | 0 | 0 | 0 | 0 | 0 | 422.5131
| PJM West | Indiana | 18 |  | 0 |  |  | New | 0 | 0 | 0 | Solar | [5 empty] | Non-Fossil |  | 2030 | Solar-DER |  | 0 | 0 | 0 | 0 | 0 | 0 | 0 | 0 | 0 | 0 | 0 | 0 | 0 | 0 | 0 | 0 | 30.7423 | 70.4253 | 142.1645 | 243.3321 | 0 | 0 | 0 | 0 | 0 | 0 | 0 | 0 | 0 | 0 | 0 | 0 | 0 | 0 | 0 | 0 | 0 | 0 | 0 | 0 | 0 | 0 | 0 | 0 | 0 | 0 | 0 | 0 | 0 | 0 | 188.2385
| MISO_Indiana (including parts of Kentucky) | Indiana | 18 |  | 0 |  |  | New | 0 | 0 | 0 | Solar PV | [5 empty] | Non-Fossil |  | 2030 | Solar |  | 0 | 0 | 0 | 0 | 0 | 0 | 0 | 0 | 0 | 0 | 0 | 0 | 0 | 0 | 0 | 0 | 120.5591 | 271.0499 | 522.9686 | 914.5775 | 0 | 0 | 0 | 0 | 0 | 0 | 0 | 0 | 0 | 0 | 0 | 0 | 0 | 0 | 0 | 0 | 0 | 0 | 0 | 0 | 6.8698 | 0 | 0 | 0 | 0 | 0 | 0 | 0 | 0 | 18.757 | 458.4
| PJM West | Indiana | 18 |  | 0 |  |  | New | 0 | 0 | 0 | Solar PV | [5 empty] | Non-Fossil |  | 2030 | Solar |  | 0 | 0 | 0 | 0 | 0 | 0 | 0 | 0 | 0 | 0 | 0 | 0 | 0 | 0 | 0 | 0 | 68.1857 | 156.4231 | 318.177 | 542.7858 | 0 | 0 | 0 | 0 | 0 | 0 | 0 | 0 | 0 | 0 | 0 | 0 | 0 | 0 | 0 | 0 | 0 | 0 | 0 | 0 | 4.1333 | 0 | 0 | 0 | 0 | 0 | 0 | 0 | 0 | 11.0483 | 275.8
| MISO_Iowa | Iowa | 19 |  | 0 |  |  | New | 0 | 0 | 0 | Combustion Turbine | [5 empty] | Fossil |  | 2030 | NaturalGas |  | 0.029135 | 0.0071464 | 0.43476 | 0.47105 | 0 | 0 | 0 | 0 | 0 | 0 | 0 | 0 | 0 | 0 | 0 | 0 | 2.9415 | 0.72149 | 43.8934 | 47.5564 | 1.7056 | 0.41835 | 25.4511 | 27.575 | 2.0395e-09 | 5.0025e-10 | 3.0434e-08 | 3.2973e-08 | 0.00016024 | 3.9305e-05 | 0.0023912 | 0.0025908 | 0 | 0 | 0 | 0 | 0 | 0 | 0 | 0 | 0.4267 | 0.013125 | 0.0032192 | 0.19585 | 0.21219 | 0.085716 | 0.018276 | 0.9292 | 1.0332 | 4.1259 | 61.4
| MISO_Iowa-MidAmerican | Iowa | 19 |  | 0 |  |  | New | 0 | 0 | 0 | Combustion Turbine | [5 empty] | Fossil |  | 2030 | NaturalGas |  | 0.0063317 | 0 | 0.073445 | 0.079776 | 0 | 0 | 0 | 0 | 0 | 0 | 0 | 0 | 0 | 0 | 0 | 0 | 0.63924 | 0 | 7.4149 | 8.0542 | 0.37065 | 0 | 4.2995 | 4.6701 | 4.4322e-10 | 0 | 5.1411e-09 | 5.5844e-09 | 3.4824e-05 | 0 | 0.00040395 | 0.00043877 | 0 | 0 | 0 | 0 | 0 | 0 | 0 | 0 | 0.072275 | 0.0028522 | 0 | 0.033085 | 0.035937 | 0.018108 | 0 | 0.15474 | 0.17285 | 0.69772 | 10.4
| MISO_Iowa | Iowa | 19 |  | 0 |  |  | New | 0 | 0 | 0 | Landfill Gas | [5 empty] | Non-Fossil |  | 2030 | LF Gas |  | 0.0067302 | 0.0091232 | 0.011441 | 0.027295 | 0 | 0 | 0 | 0 | 0 | 0 | 0 | 0 | 0 | 0 | 0 | 0 | 0.79058 | 1.0717 | 1.344 | 3.2062 | 0.38785 | 0.52576 | 0.65935 | 1.573 | 0 | 0 | 0 | 0 | 0.00030286 | 0.00041054 | 0.00051486 | 0.0012283 | 0 | 0 | 0 | 0 | 0 | 0 | 0 | 0 | 0.0081093 | 0.004862 | 0.0065907 | 0.0082654 | 0.019718 | 0 | 0 | 0 | 0 | 0.029002 | 0.40668
| MISO_Iowa | Iowa | 19 |  | 0 |  |  | New | 0 | 0 | 0 | Landfill Gas | [5 empty] | Non-Fossil |  | 2030 | LF Gas |  | 0.062254 | 0.084389 | 0.10583 | 0.25248 | 0 | 0 | 0 | 0 | 0 | 0 | 0 | 0 | 0 | 0 | 0 | 0 | 7.3129 | 9.913 | 12.4318 | 29.6577 | 3.5877 | 4.8633 | 6.099 | 14.5499 | 0 | 0 | 0 | 0 | 0.0028014 | 0.0037975 | 0.0047625 | 0.011361 | 0 | 0 | 0 | 0 | 0 | 0 | 0 | 0 | 0.075011 | 0.044974 | 0.060964 | 0.076455 | 0.18239 | 0 | 0 | 0 | 0 | 0.39219 | 3.7618
| MISO_Iowa-MidAmerican | Iowa | 19 |  | 0 |  |  | New | 0 | 0 | 0 | Landfill Gas | [5 empty] | Non-Fossil |  | 2030 | LF Gas |  | 0.0095789 | 0.012985 | 0.016284 | 0.038848 | 0 | 0 | 0 | 0 | 0 | 0 | 0 | 0 | 0 | 0 | 0 | 0 | 1.1252 | 1.5253 | 1.9129 | 4.5634 | 0.55202 | 0.7483 | 0.93844 | 2.2388 | 0 | 0 | 0 | 0 | 0.00043105 | 0.00058431 | 0.00073279 | 0.0017482 | 0 | 0 | 0 | 0 | 0 | 0 | 0 | 0 | 0.011542 | 0.00692 | 0.0093804 | 0.011764 | 0.028064 | 0 | 0 | 0 | 0 | 0.041278 | 0.57881
| MISO_Iowa-MidAmerican | Iowa | 19 |  | 0 |  |  | New | 0 | 0 | 0 | Landfill Gas | [5 empty] | Non-Fossil |  | 2030 | LF Gas |  | 0.088605 | 0.12011 | 0.15063 | 0.35934 | 0 | 0 | 0 | 0 | 0 | 0 | 0 | 0 | 0 | 0 | 0 | 0 | 10.4082 | 14.1089 | 17.6939 | 42.211 | 5.1062 | 6.9218 | 8.6806 | 20.7085 | 0 | 0 | 0 | 0 | 0.0039872 | 0.0054049 | 0.0067783 | 0.01617 | 0 | 0 | 0 | 0 | 0 | 0 | 0 | 0 | 0.10676 | 0.06401 | 0.086769 | 0.10882 | 0.2596 | 0 | 0 | 0 | 0 | 0.55819 | 5.354
| MISO_Missouri | Iowa | 19 |  | 0 |  |  | New | 0 | 0 | 0 | Landfill Gas | [5 empty] | Non-Fossil |  | 2030 | LF Gas |  | 0.0016434 | 0.0022277 | 0.0027937 | 0.0066647 | 0 | 0 | 0 | 0 | 0 | 0 | 0 | 0 | 0 | 0 | 0 | 0 | 0.19304 | 0.26168 | 0.32817 | 0.78289 | 0.094705 | 0.12838 | 0.161 | 0.38408 | 0 | 0 | 0 | 0 | 7.3951e-05 | 0.00010025 | 0.00012572 | 0.00029991 | 0 | 0 | 0 | 0 | 0 | 0 | 0 | 0 | 0.0019801 | 0.0011872 | 0.0016093 | 0.0020182 | 0.0048147 | 0 | 0 | 0 | 0 | 0.0077401 | 0.099301
| MISO_Missouri | Iowa | 19 |  | 0 |  |  | New | 0 | 0 | 0 | Landfill Gas | [5 empty] | Non-Fossil |  | 2030 | LF Gas |  | 0.0025008 | 0.0033899 | 0.0042513 | 0.010142 | 0 | 0 | 0 | 0 | 0 | 0 | 0 | 0 | 0 | 0 | 0 | 0 | 0.29376 | 0.39821 | 0.49939 | 1.1914 | 0.14412 | 0.19536 | 0.245 | 0.58448 | 0 | 0 | 0 | 0 | 0.00011254 | 0.00015255 | 0.00019131 | 0.00045639 | 0 | 0 | 0 | 0 | 0 | 0 | 0 | 0 | 0.0030132 | 0.0018066 | 0.002449 | 0.0030712 | 0.0073268 | 0 | 0 | 0 | 0 | 0.017017 | 0.15111
| MISO_Illinois | Iowa | 19 |  | 0 |  |  | New | 0 | 0 | 0 | New Battery Storage | [5 empty] | Non-Fossil |  | 2030 | EnerStor |  | 0 | 0 | 0 | 0 | 0 | 0 | 0 | 0 | 0 | 0 | 0 | 0 | 0 | 0 | 0 | 0 | 145.561 | 197.316 | 247.4536 | 590.3305 | 0 | 0 | 0 | 0 | 0 | 0 | 0 | 0 | 0 | 0 | 0 | 0 | 0 | 0 | 0 | 0 | 0 | 0 | 0 | 0 | 5.9445 | 0 | 0 | 0 | 0 | 0 | 0 | 0 | 0 | 32.3285 | 404.336
| MISO_Iowa | Iowa | 19 |  | 0 |  |  | New | 0 | 0 | 0 | New Battery Storage | [5 empty] | Non-Fossil |  | 2030 | EnerStor |  | 0 | 0 | 0 | 0 | 0 | 0 | 0 | 0 | 0 | 0 | 0 | 0 | 0 | 0 | 0 | 0 | 0.95012 | 1.3664 | 1.7136 | 4.0301 | 0 | 0 | 0 | 0 | 0 | 0 | 0 | 0 | 0 | 0 | 0 | 0 | 0 | 0 | 0 | 0 | 0 | 0 | 0 | 0 | 0.041165 | 0 | 0 | 0 | 0 | 0 | 0 | 0 | 0 | 0.24437 | 2.8
| MISO_Missouri | Iowa | 19 |  | 0 |  |  | New | 0 | 0 | 0 | New Battery Storage | [5 empty] | Non-Fossil |  | 2030 | EnerStor |  | 0 | 0 | 0 | 0 | 0 | 0 | 0 | 0 | 0 | 0 | 0 | 0 | 0 | 0 | 0 | 0 | 52.994 | 71.8364 | 90.0899 | 214.9202 | 0 | 0 | 0 | 0 | 0 | 0 | 0 | 0 | 0 | 0 | 0 | 0 | 0 | 0 | 0 | 0 | 0 | 0 | 0 | 0 | 2.1642 | 0 | 0 | 0 | 0 | 0 | 0 | 0 | 0 | 11.7313 | 147.2056
| MISO_Minnesota and Western Wisconsin | Iowa | 19 |  | 0 |  |  | New | 0 | 0 | 0 | New Battery Storage | [5 empty] | Non-Fossil |  | 2030 | EnerStor |  | 0 | 0 | 0 | 0 | 0 | 0 | 0 | 0 | 0 | 0 | 0 | 0 | 0 | 0 | 0 | 0 | 91.0336 | 123.4011 | 154.7571 | 369.1917 | 0 | 0 | 0 | 0 | 0 | 0 | 0 | 0 | 0 | 0 | 0 | 0 | 0 | 0 | 0 | 0 | 0 | 0 | 0 | 0 | 3.7176 | 0 | 0 | 0 | 0 | 0 | 0 | 0 | 0 | 22.2543 | 252.8711
| MISO_Iowa | Iowa | 19 |  | 0 |  |  | New | 0 | 0 | 0 | Onshore Wind | [5 empty] | Non-Fossil |  | 2030 | Wind |  | 0 | 0 | 0 | 0 | 0 | 0 | 0 | 0 | 0 | 0 | 0 | 0 | 0 | 0 | 0 | 0 | 496.6468 | 653.3967 | 639.1317 | 1789.1752 | 0 | 0 | 0 | 0 | 0 | 0 | 0 | 0 | 0 | 0 | 0 | 0 | 0 | 0 | 0 | 0 | 0 | 0 | 0 | 0 | 15.3276 | 0 | 0 | 0 | 0 | 0 | 0 | 0 | 0 | 15.8323 | 462.9637
| MISO_Iowa | Iowa | 19 |  | 0 |  |  | New | 0 | 0 | 0 | Onshore Wind | [5 empty] | Non-Fossil |  | 2030 | Wind |  | 0 | 0 | 0 | 0 | 0 | 0 | 0 | 0 | 0 | 0 | 0 | 0 | 0 | 0 | 0 | 0 | 426.7847 | 561.4849 | 549.2266 | 1537.4962 | 0 | 0 | 0 | 0 | 0 | 0 | 0 | 0 | 0 | 0 | 0 | 0 | 0 | 0 | 0 | 0 | 0 | 0 | 0 | 0 | 13.1715 | 0 | 0 | 0 | 0 | 0 | 0 | 0 | 0 | 13.6377 | 397.8397
| MISO_Iowa | Iowa | 19 |  | 0 |  |  | New | 0 | 0 | 0 | Onshore Wind | [5 empty] | Non-Fossil |  | 2030 | Wind |  | 0 | 0 | 0 | 0 | 0 | 0 | 0 | 0 | 0 | 0 | 0 | 0 | 0 | 0 | 0 | 0 | 114.8885 | 151.1492 | 147.8493 | 413.8869 | 0 | 0 | 0 | 0 | 0 | 0 | 0 | 0 | 0 | 0 | 0 | 0 | 0 | 0 | 0 | 0 | 0 | 0 | 0 | 0 | 3.5457 | 0 | 0 | 0 | 0 | 0 | 0 | 0 | 0 | 3.6726 | 107.0966
| MISO_Iowa-MidAmerican | Iowa | 19 |  | 0 |  |  | New | 0 | 0 | 0 | Onshore Wind | [5 empty] | Non-Fossil |  | 2030 | Wind |  | 0 | 0 | 0 | 0 | 0 | 0 | 0 | 0 | 0 | 0 | 0 | 0 | 0 | 0 | 0 | 0 | 730.5445 | 947.1786 | 957.7723 | 2635.4955 | 0 | 0 | 0 | 0 | 0 | 0 | 0 | 0 | 0 | 0 | 0 | 0 | 0 | 0 | 0 | 0 | 0 | 0 | 0 | 0 | 22.1116 | 0 | 0 | 0 | 0 | 0 | 0 | 0 | 0 | 21.758 | 667.8729
| MISO_Iowa-MidAmerican | Iowa | 19 |  | 0 |  |  | New | 0 | 0 | 0 | Onshore Wind | [5 empty] | Non-Fossil |  | 2030 | Wind |  | 0 | 0 | 0 | 0 | 0 | 0 | 0 | 0 | 0 | 0 | 0 | 0 | 0 | 0 | 0 | 0 | 452.5211 | 586.7107 | 593.2727 | 1632.5044 | 0 | 0 | 0 | 0 | 0 | 0 | 0 | 0 | 0 | 0 | 0 | 0 | 0 | 0 | 0 | 0 | 0 | 0 | 0 | 0 | 13.6966 | 0 | 0 | 0 | 0 | 0 | 0 | 0 | 0 | 13.5282 | 413.7004
| MISO_Iowa-MidAmerican | Iowa | 19 |  | 0 |  |  | New | 0 | 0 | 0 | Onshore Wind | [5 empty] | Non-Fossil |  | 2030 | Wind |  | 0 | 0 | 0 | 0 | 0 | 0 | 0 | 0 | 0 | 0 | 0 | 0 | 0 | 0 | 0 | 0 | 99.2946 | 125.3842 | 128.2051 | 352.8838 | 0 | 0 | 0 | 0 | 0 | 0 | 0 | 0 | 0 | 0 | 0 | 0 | 0 | 0 | 0 | 0 | 0 | 0 | 0 | 0 | 2.7587 | 0 | 0 | 0 | 0 | 0 | 0 | 0 | 0 | 2.9529 | 83.3266
| MISO_Iowa | Iowa | 19 |  | 0 |  |  | New | 0 | 0 | 0 | Solar | [5 empty] | Non-Fossil |  | 2030 | Solar-DER |  | 0 | 0 | 0 | 0 | 0 | 0 | 0 | 0 | 0 | 0 | 0 | 0 | 0 | 0 | 0 | 0 | 23.0103 | 49.9223 | 90.6479 | 163.5805 | 0 | 0 | 0 | 0 | 0 | 0 | 0 | 0 | 0 | 0 | 0 | 0 | 0 | 0 | 0 | 0 | 0 | 0 | 0 | 0 | 0 | 0 | 0 | 0 | 0 | 0 | 0 | 0 | 0 | 0 | 122.2219
| MISO_Illinois | Iowa | 19 |  | 0 |  |  | New | 0 | 0 | 0 | Solar | [5 empty] | Non-Fossil |  | 2030 | Solar-DER |  | 0 | 0 | 0 | 0 | 0 | 0 | 0 | 0 | 0 | 0 | 0 | 0 | 0 | 0 | 0 | 0 | 0.18722 | 0.37765 | 0.76293 | 1.3278 | 0 | 0 | 0 | 0 | 0 | 0 | 0 | 0 | 0 | 0 | 0 | 0 | 0 | 0 | 0 | 0 | 0 | 0 | 0 | 0 | 0 | 0 | 0 | 0 | 0 | 0 | 0 | 0 | 0 | 0 | 1.0057
| MISO_Iowa-MidAmerican | Iowa | 19 |  | 0 |  |  | New | 0 | 0 | 0 | Solar | [5 empty] | Non-Fossil |  | 2030 | Solar-DER |  | 0 | 0 | 0 | 0 | 0 | 0 | 0 | 0 | 0 | 0 | 0 | 0 | 0 | 0 | 0 | 0 | 29.6212 | 55.9474 | 111.4787 | 197.0473 | 0 | 0 | 0 | 0 | 0 | 0 | 0 | 0 | 0 | 0 | 0 | 0 | 0 | 0 | 0 | 0 | 0 | 0 | 0 | 0 | 0 | 0 | 0 | 0 | 0 | 0 | 0 | 0 | 0 | 0 | 147.2272
| MISO_Missouri | Iowa | 19 |  | 0 |  |  | New | 0 | 0 | 0 | Solar | [5 empty] | Non-Fossil |  | 2030 | Solar-DER |  | 0 | 0 | 0 | 0 | 0 | 0 | 0 | 0 | 0 | 0 | 0 | 0 | 0 | 0 | 0 | 0 | 0.16441 | 0.317 | 0.63243 | 1.1138 | 0 | 0 | 0 | 0 | 0 | 0 | 0 | 0 | 0 | 0 | 0 | 0 | 0 | 0 | 0 | 0 | 0 | 0 | 0 | 0 | 0 | 0 | 0 | 0 | 0 | 0 | 0 | 0 | 0 | 0 | 0.84367
| MISO_Iowa | Iowa | 19 |  | 0 |  |  | New | 0 | 0 | 0 | Solar PV | [5 empty] | Non-Fossil |  | 2030 | Solar |  | 0 | 0 | 0 | 0 | 0 | 0 | 0 | 0 | 0 | 0 | 0 | 0 | 0 | 0 | 0 | 0 | 31.897 | 63.2099 | 124.3958 | 219.5027 | 0 | 0 | 0 | 0 | 0 | 0 | 0 | 0 | 0 | 0 | 0 | 0 | 0 | 0 | 0 | 0 | 0 | 0 | 0 | 0 | 1.5961 | 0 | 0 | 0 | 0 | 0 | 0 | 0 | 0 | 4.5086 | 106.5
| MISO_Iowa-MidAmerican | Iowa | 19 |  | 0 |  |  | New | 0 | 0 | 0 | Solar PV | [5 empty] | Non-Fossil |  | 2030 | Solar |  | 0 | 0 | 0 | 0 | 0 | 0 | 0 | 0 | 0 | 0 | 0 | 0 | 0 | 0 | 0 | 0 | 52.9026 | 99.7684 | 192.5783 | 345.2493 | 0 | 0 | 0 | 0 | 0 | 0 | 0 | 0 | 0 | 0 | 0 | 0 | 0 | 0 | 0 | 0 | 0 | 0 | 0 | 0 | 2.5327 | 0 | 0 | 0 | 0 | 0 | 0 | 0 | 0 | 7.1451 | 169
| MISO_Iowa-MidAmerican | Iowa | 19 |  | 0 |  |  | New | 0 | 0 | 0 | Solar PV | [5 empty] | Non-Fossil |  | 2030 | Solar |  | 0 | 0 | 0 | 0 | 0 | 0 | 0 | 0 | 0 | 0 | 0 | 0 | 0 | 0 | 0 | 0 | 112.1058 | 208.9832 | 404.1158 | 725.2049 | 0 | 0 | 0 | 0 | 0 | 0 | 0 | 0 | 0 | 0 | 0 | 0 | 0 | 0 | 0 | 0 | 0 | 0 | 0 | 0 | 5.0773 | 0 | 0 | 0 | 0 | 0 | 0 | 0 | 0 | 12.6428 | 338.7925
| SPP North- (Kansas, Missouri) | Kansas | 20 |  | 0 |  |  | New | 0 | 0 | 0 | Combustion Turbine | [5 empty] | Fossil |  | 2030 | NaturalGas |  | 0.0047487 | 0.0024353 | 0.027441 | 0.034625 | 0 | 0 | 0 | 0 | 0 | 0 | 0 | 0 | 0 | 0 | 0 | 0 | 0.47943 | 0.24586 | 2.7704 | 3.4957 | 0.27799 | 0.14256 | 1.6064 | 2.0269 | 3.3241e-10 | 1.7047e-10 | 1.9209e-09 | 2.4237e-09 | 2.6118e-05 | 1.3394e-05 | 0.00015092 | 0.00019044 | 0 | 0 | 0 | 0 | 0 | 0 | 0 | 0 | 0.047257 | 0.0021392 | 0.001097 | 0.012361 | 0.015598 | 0.0133 | 0.0059391 | 0.059876 | 0.079115 | 0.46276 | 6.8
| SPP North- (Kansas, Missouri) | Kansas | 20 |  | 0 |  |  | New | 0 | 0 | 0 | Landfill Gas | [5 empty] | Non-Fossil |  | 2030 | LF Gas |  | 0.01278 | 0.017324 | 0.021726 | 0.051829 | 0 | 0 | 0 | 0 | 0 | 0 | 0 | 0 | 0 | 0 | 0 | 0 | 1.5012 | 2.035 | 2.5521 | 6.0882 | 0.73649 | 0.99835 | 1.252 | 2.9869 | 0 | 0 | 0 | 0 | 0.00057509 | 0.00077957 | 0.00097765 | 0.0023323 | 0 | 0 | 0 | 0 | 0 | 0 | 0 | 0 | 0.015399 | 0.0092324 | 0.012515 | 0.015695 | 0.037442 | 0 | 0 | 0 | 0 | 0.055695 | 0.77223
| SPP North- (Kansas, Missouri) | Kansas | 20 |  | 0 |  |  | New | 0 | 0 | 0 | Onshore Wind | [5 empty] | Non-Fossil |  | 2030 | Wind |  | 0 | 0 | 0 | 0 | 0 | 0 | 0 | 0 | 0 | 0 | 0 | 0 | 0 | 0 | 0 | 0 | 1969.9103 | 2587.5419 | 3209.149 | 7766.6013 | 0 | 0 | 0 | 0 | 0 | 0 | 0 | 0 | 0 | 0 | 0 | 0 | 0 | 0 | 0 | 0 | 0 | 0 | 0 | 0 | 57.0575 | 0 | 0 | 0 | 0 | 0 | 0 | 0 | 0 | 39.4971 | 1723.4
| SPP North- (Kansas, Missouri) | Kansas | 20 |  | 0 |  |  | New | 0 | 0 | 0 | Solar | [5 empty] | Non-Fossil |  | 2030 | Solar-DER |  | 0 | 0 | 0 | 0 | 0 | 0 | 0 | 0 | 0 | 0 | 0 | 0 | 0 | 0 | 0 | 0 | 75.6984 | 146.0036 | 264.7757 | 486.4777 | 0 | 0 | 0 | 0 | 0 | 0 | 0 | 0 | 0 | 0 | 0 | 0 | 0 | 0 | 0 | 0 | 0 | 0 | 0 | 0 | 0 | 0 | 0 | 0 | 0 | 0 | 0 | 0 | 0 | 0 | 358.9209
| SPP North- (Kansas, Missouri) | Kansas | 20 |  | 0 |  |  | New | 0 | 0 | 0 | Solar PV | [5 empty] | Non-Fossil |  | 2030 | Solar |  | 0 | 0 | 0 | 0 | 0 | 0 | 0 | 0 | 0 | 0 | 0 | 0 | 0 | 0 | 0 | 0 | 767.7197 | 1425.1688 | 2542.8768 | 4735.7652 | 0 | 0 | 0 | 0 | 0 | 0 | 0 | 0 | 0 | 0 | 0 | 0 | 0 | 0 | 0 | 0 | 0 | 0 | 0 | 0 | 26.365 | 0 | 0 | 0 | 0 | 0 | 0 | 0 | 0 | 49.1217 | 1759.2561
| SPP North- (Kansas, Missouri) | Kansas | 20 |  | 0 |  |  | New | 0 | 0 | 0 | Solar PV | [5 empty] | Non-Fossil |  | 2030 | Solar |  | 0 | 0 | 0 | 0 | 0 | 0 | 0 | 0 | 0 | 0 | 0 | 0 | 0 | 0 | 0 | 0 | 904.5243 | 1679.1283 | 2996.0074 | 5579.6599 | 0 | 0 | 0 | 0 | 0 | 0 | 0 | 0 | 0 | 0 | 0 | 0 | 0 | 0 | 0 | 0 | 0 | 0 | 0 | 0 | 31.0632 | 0 | 0 | 0 | 0 | 0 | 0 | 0 | 0 | 58.3033 | 2072.7486
| SPP North- (Kansas, Missouri) | Kansas | 20 |  | 0 |  |  | New | 0 | 0 | 0 | Solar PV | [5 empty] | Non-Fossil |  | 2030 | Solar |  | 0 | 0 | 0 | 0 | 0 | 0 | 0 | 0 | 0 | 0 | 0 | 0 | 0 | 0 | 0 | 0 | 905.6019 | 1681.1287 | 2999.5767 | 5586.3073 | 0 | 0 | 0 | 0 | 0 | 0 | 0 | 0 | 0 | 0 | 0 | 0 | 0 | 0 | 0 | 0 | 0 | 0 | 0 | 0 | 31.1002 | 0 | 0 | 0 | 0 | 0 | 0 | 0 | 0 | 58.769 | 2075.218
| SPP North- (Kansas, Missouri) | Kansas | 20 |  | 0 |  |  | New | 0 | 0 | 0 | Solar PV | [5 empty] | Non-Fossil |  | 2030 | Solar |  | 0 | 0 | 0 | 0 | 0 | 0 | 0 | 0 | 0 | 0 | 0 | 0 | 0 | 0 | 0 | 0 | 844.1053 | 1566.9686 | 2795.8849 | 5206.9588 | 0 | 0 | 0 | 0 | 0 | 0 | 0 | 0 | 0 | 0 | 0 | 0 | 0 | 0 | 0 | 0 | 0 | 0 | 0 | 0 | 28.9883 | 0 | 0 | 0 | 0 | 0 | 0 | 0 | 0 | 55.077 | 1934.2965
| SERC_Central_TVA | Kentucky | 21 |  | 0 |  |  | New | 0 | 0 | 0 | Hydro | [5 empty] | Non-Fossil |  | 2030 | Hydro |  | 0 | 0 | 0 | 0 | 0 | 0 | 0 | 0 | 0 | 0 | 0 | 0 | 0 | 0 | 0 | 0 | 1690.4373 | 2087.9882 | 1812.7031 | 5591.1285 | 0 | 0 | 0 | 0 | 0 | 0 | 0 | 0 | 0 | 0 | 0 | 0 | 0 | 0 | 0 | 0 | 0 | 0 | 0 | 0 | 10.23 | 0 | 0 | 0 | 0 | 0 | 0 | 0 | 0 | 58.734 | 1021.8989
| SERC_Central_TVA | Kentucky | 21 |  | 0 |  |  | New | 0 | 0 | 0 | Landfill Gas | [5 empty] | Non-Fossil |  | 2030 | LF Gas |  | 0.0096541 | 0.013087 | 0.016412 | 0.039153 | 0 | 0 | 0 | 0 | 0 | 0 | 0 | 0 | 0 | 0 | 0 | 0 | 1.134 | 1.5373 | 1.9279 | 4.5992 | 0.55636 | 0.75418 | 0.94581 | 2.2563 | 0 | 0 | 0 | 0 | 0.00043444 | 0.0005889 | 0.00073854 | 0.0017619 | 0 | 0 | 0 | 0 | 0 | 0 | 0 | 0 | 0.011632 | 0.0069743 | 0.0094541 | 0.011856 | 0.028285 | 0 | 0 | 0 | 0 | 0.038905 | 0.58336
| SERC_Central_TVA | Kentucky | 21 |  | 0 |  |  | New | 0 | 0 | 0 | Landfill Gas | [5 empty] | Non-Fossil |  | 2030 | LF Gas |  | 0.013677 | 0.01854 | 0.02325 | 0.055467 | 0 | 0 | 0 | 0 | 0 | 0 | 0 | 0 | 0 | 0 | 0 | 0 | 1.6066 | 2.1778 | 2.7312 | 6.5155 | 0.78818 | 1.0684 | 1.3399 | 3.1965 | 0 | 0 | 0 | 0 | 0.00061545 | 0.00083428 | 0.0010463 | 0.002496 | 0 | 0 | 0 | 0 | 0 | 0 | 0 | 0 | 0.016479 | 0.0098803 | 0.013393 | 0.016797 | 0.04007 | 0 | 0 | 0 | 0 | 0.081346 | 0.82642
| MISO_Indiana (including parts of Kentucky) | Kentucky | 21 |  | 0 |  |  | New | 0 | 0 | 0 | Landfill Gas | [5 empty] | Non-Fossil |  | 2030 | LF Gas |  | 0.011482 | 0.015564 | 0.019519 | 0.046565 | 0 | 0 | 0 | 0 | 0 | 0 | 0 | 0 | 0 | 0 | 0 | 0 | 1.3487 | 1.8283 | 2.2929 | 5.4699 | 0.66169 | 0.89695 | 1.1249 | 2.6835 | 0 | 0 | 0 | 0 | 0.00051668 | 0.00070039 | 0.00087836 | 0.0020954 | 0 | 0 | 0 | 0 | 0 | 0 | 0 | 0 | 0.013835 | 0.0082947 | 0.011244 | 0.014101 | 0.03364 | 0 | 0 | 0 | 0 | 0.051839 | 0.6938
| MISO_Indiana (including parts of Kentucky) | Kentucky | 21 |  | 0 |  |  | New | 0 | 0 | 0 | Landfill Gas | [5 empty] | Non-Fossil |  | 2030 | LF Gas |  | 0.017266 | 0.023405 | 0.029352 | 0.070023 | 0 | 0 | 0 | 0 | 0 | 0 | 0 | 0 | 0 | 0 | 0 | 0 | 2.0282 | 2.7493 | 3.4479 | 8.2254 | 0.99502 | 1.3488 | 1.6915 | 4.0354 | 0 | 0 | 0 | 0 | 0.00077697 | 0.0010532 | 0.0013208 | 0.003151 | 0 | 0 | 0 | 0 | 0 | 0 | 0 | 0 | 0.020804 | 0.012473 | 0.016908 | 0.021205 | 0.050586 | 0 | 0 | 0 | 0 | 0.11324 | 1.0433
| PJM West | Kentucky | 21 |  | 0 |  |  | New | 0 | 0 | 0 | Landfill Gas | [5 empty] | Non-Fossil |  | 2030 | LF Gas |  | 0.046918 | 0.0636 | 0.079761 | 0.19028 | 0 | 0 | 0 | 0 | 0 | 0 | 0 | 0 | 0 | 0 | 0 | 0 | 5.5114 | 7.471 | 9.3693 | 22.3517 | 2.7039 | 3.6652 | 4.5966 | 10.9656 | 0 | 0 | 0 | 0 | 0.0021113 | 0.002862 | 0.0035892 | 0.0085626 | 0 | 0 | 0 | 0 | 0 | 0 | 0 | 0 | 0.056532 | 0.033895 | 0.045946 | 0.057621 | 0.13746 | 0 | 0 | 0 | 0 | 0.21183 | 2.8351
| PJM West | Kentucky | 21 |  | 0 |  |  | New | 0 | 0 | 0 | Landfill Gas | [5 empty] | Non-Fossil |  | 2030 | LF Gas |  | 0.070657 | 0.095779 | 0.12012 | 0.28655 | 0 | 0 | 0 | 0 | 0 | 0 | 0 | 0 | 0 | 0 | 0 | 0 | 8.2998 | 11.2509 | 14.1097 | 33.6605 | 4.0719 | 5.5196 | 6.9222 | 16.5137 | 0 | 0 | 0 | 0 | 0.0031795 | 0.0043101 | 0.0054052 | 0.012895 | 0 | 0 | 0 | 0 | 0 | 0 | 0 | 0 | 0.085135 | 0.051044 | 0.069192 | 0.086774 | 0.20701 | 0 | 0 | 0 | 0 | 0.46343 | 4.2695
| SERC_Central_Kentucky | Kentucky | 21 |  | 0 |  |  | New | 0 | 0 | 0 | Landfill Gas | [5 empty] | Non-Fossil |  | 2030 | LF Gas |  | 0.027783 | 0.037662 | 0.047231 | 0.11268 | 0 | 0 | 0 | 0 | 0 | 0 | 0 | 0 | 0 | 0 | 0 | 0 | 3.2636 | 4.424 | 5.5481 | 13.2358 | 1.6011 | 2.1704 | 2.7219 | 6.4934 | 0 | 0 | 0 | 0 | 0.0012502 | 0.0016948 | 0.0021254 | 0.0050704 | 0 | 0 | 0 | 0 | 0 | 0 | 0 | 0 | 0.033476 | 0.020071 | 0.027207 | 0.034121 | 0.081399 | 0 | 0 | 0 | 0 | 0.11196 | 1.6788
| SERC_Central_Kentucky | Kentucky | 21 |  | 0 |  |  | New | 0 | 0 | 0 | Landfill Gas | [5 empty] | Non-Fossil |  | 2030 | LF Gas |  | 0.039359 | 0.053354 | 0.066911 | 0.15962 | 0 | 0 | 0 | 0 | 0 | 0 | 0 | 0 | 0 | 0 | 0 | 0 | 4.6235 | 6.2673 | 7.8599 | 18.7507 | 2.2682 | 3.0747 | 3.856 | 9.199 | 0 | 0 | 0 | 0 | 0.0017712 | 0.0024009 | 0.003011 | 0.0071831 | 0 | 0 | 0 | 0 | 0 | 0 | 0 | 0 | 0.047425 | 0.028434 | 0.038544 | 0.048338 | 0.11532 | 0 | 0 | 0 | 0 | 0.2341 | 2.3783
| SERC_Central_TVA | Kentucky | 21 |  | 0 |  |  | New | 0 | 0 | 0 | New Battery Storage | [5 empty] | Non-Fossil |  | 2030 | EnerStor |  | 0 | 0 | 0 | 0 | 0 | 0 | 0 | 0 | 0 | 0 | 0 | 0 | 0 | 0 | 0 | 0 | 122.4387 | 92.7592 | 239.3846 | 454.5824 | 0 | 0 | 0 | 0 | 0 | 0 | 0 | 0 | 0 | 0 | 0 | 0 | 0 | 0 | 0 | 0 | 0 | 0 | 0 | 0 | 5.7506 | 0 | 0 | 0 | 0 | 0 | 0 | 0 | 0 | 29.5359 | 391.1513
| MISO_Indiana (including parts of Kentucky) | Kentucky | 21 |  | 0 |  |  | New | 0 | 0 | 0 | New Battery Storage | [5 empty] | Non-Fossil |  | 2030 | EnerStor |  | 0 | 0 | 0 | 0 | 0 | 0 | 0 | 0 | 0 | 0 | 0 | 0 | 0 | 0 | 0 | 0 | 120.9512 | 163.9561 | 205.6171 | 490.5244 | 0 | 0 | 0 | 0 | 0 | 0 | 0 | 0 | 0 | 0 | 0 | 0 | 0 | 0 | 0 | 0 | 0 | 0 | 0 | 0 | 4.9394 | 0 | 0 | 0 | 0 | 0 | 0 | 0 | 0 | 26.5482 | 335.9756
| PJM West | Kentucky | 21 |  | 0 |  |  | New | 0 | 0 | 0 | New Battery Storage | [5 empty] | Non-Fossil |  | 2030 | EnerStor |  | 0 | 0 | 0 | 0 | 0 | 0 | 0 | 0 | 0 | 0 | 0 | 0 | 0 | 0 | 0 | 0 | 131.0041 | 177.5833 | 222.7069 | 531.2943 | 0 | 0 | 0 | 0 | 0 | 0 | 0 | 0 | 0 | 0 | 0 | 0 | 0 | 0 | 0 | 0 | 0 | 0 | 0 | 0 | 5.35 | 0 | 0 | 0 | 0 | 0 | 0 | 0 | 0 | 28.1727 | 363.9002
| SERC_Central_Kentucky | Kentucky | 21 |  | 0 |  |  | New | 0 | 0 | 0 | New Battery Storage | [5 empty] | Non-Fossil |  | 2030 | EnerStor |  | 0 | 0 | 0 | 0 | 0 | 0 | 0 | 0 | 0 | 0 | 0 | 0 | 0 | 0 | 0 | 0 | 23.8938 | 19.5786 | 40.6195 | 84.0919 | 0 | 0 | 0 | 0 | 0 | 0 | 0 | 0 | 0 | 0 | 0 | 0 | 0 | 0 | 0 | 0 | 0 | 0 | 0 | 0 | 0.97578 | 0 | 0 | 0 | 0 | 0 | 0 | 0 | 0 | 5.0776 | 66.3717
| MISO_Indiana (including parts of Kentucky) | Kentucky | 21 |  | 0 |  |  | New | 0 | 0 | 0 | Solar | [5 empty] | Non-Fossil |  | 2030 | Solar-DER |  | 0 | 0 | 0 | 0 | 0 | 0 | 0 | 0 | 0 | 0 | 0 | 0 | 0 | 0 | 0 | 0 | 8.898 | 18.7075 | 36.9474 | 64.5528 | 0 | 0 | 0 | 0 | 0 | 0 | 0 | 0 | 0 | 0 | 0 | 0 | 0 | 0 | 0 | 0 | 0 | 0 | 0 | 0 | 0 | 0 | 0 | 0 | 0 | 0 | 0 | 0 | 0 | 0 | 48.8951
| PJM West | Kentucky | 21 |  | 0 |  |  | New | 0 | 0 | 0 | Solar | [5 empty] | Non-Fossil |  | 2030 | Solar-DER |  | 0 | 0 | 0 | 0 | 0 | 0 | 0 | 0 | 0 | 0 | 0 | 0 | 0 | 0 | 0 | 0 | 20.9069 | 48.3217 | 93.3446 | 162.5732 | 0 | 0 | 0 | 0 | 0 | 0 | 0 | 0 | 0 | 0 | 0 | 0 | 0 | 0 | 0 | 0 | 0 | 0 | 0 | 0 | 0 | 0 | 0 | 0 | 0 | 0 | 0 | 0 | 0 | 0 | 125.7645
| SERC_Central_Kentucky | Kentucky | 21 |  | 0 |  |  | New | 0 | 0 | 0 | Solar | [5 empty] | Non-Fossil |  | 2030 | Solar-DER |  | 0 | 0 | 0 | 0 | 0 | 0 | 0 | 0 | 0 | 0 | 0 | 0 | 0 | 0 | 0 | 0 | 6.8685 | 15.9418 | 29.2691 | 52.0794 | 0 | 0 | 0 | 0 | 0 | 0 | 0 | 0 | 0 | 0 | 0 | 0 | 0 | 0 | 0 | 0 | 0 | 0 | 0 | 0 | 0 | 0 | 0 | 0 | 0 | 0 | 0 | 0 | 0 | 0 | 38.1532
| SERC_Central_TVA | Kentucky | 21 |  | 0 |  |  | New | 0 | 0 | 0 | Solar | [5 empty] | Non-Fossil |  | 2030 | Solar-DER |  | 0 | 0 | 0 | 0 | 0 | 0 | 0 | 0 | 0 | 0 | 0 | 0 | 0 | 0 | 0 | 0 | 2.7307 | 5.4906 | 10.6025 | 18.8237 | 0 | 0 | 0 | 0 | 0 | 0 | 0 | 0 | 0 | 0 | 0 | 0 | 0 | 0 | 0 | 0 | 0 | 0 | 0 | 0 | 0 | 0 | 0 | 0 | 0 | 0 | 0 | 0 | 0 | 0 | 13.7902
| MISO_Indiana (including parts of Kentucky) | Kentucky | 21 |  | 0 |  |  | New | 0 | 0 | 0 | Solar PV | [5 empty] | Non-Fossil |  | 2030 | Solar |  | 0 | 0 | 0 | 0 | 0 | 0 | 0 | 0 | 0 | 0 | 0 | 0 | 0 | 0 | 0 | 0 | 598.4989 | 1214.6852 | 2449.6912 | 4262.8752 | 0 | 0 | 0 | 0 | 0 | 0 | 0 | 0 | 0 | 0 | 0 | 0 | 0 | 0 | 0 | 0 | 0 | 0 | 0 | 0 | 29.4368 | 0 | 0 | 0 | 0 | 0 | 0 | 0 | 0 | 68.9143 | 1964.2229
| MISO_Indiana (including parts of Kentucky) | Kentucky | 21 |  | 0 |  |  | New | 0 | 0 | 0 | Solar PV | [5 empty] | Non-Fossil |  | 2030 | Solar |  | 0 | 0 | 0 | 0 | 0 | 0 | 0 | 0 | 0 | 0 | 0 | 0 | 0 | 0 | 0 | 0 | 213.353 | 433.0112 | 873.2664 | 1519.6306 | 0 | 0 | 0 | 0 | 0 | 0 | 0 | 0 | 0 | 0 | 0 | 0 | 0 | 0 | 0 | 0 | 0 | 0 | 0 | 0 | 10.4936 | 0 | 0 | 0 | 0 | 0 | 0 | 0 | 0 | 24.6288 | 700.2066
| PJM West | Kentucky | 21 |  | 0 |  |  | New | 0 | 0 | 0 | Solar PV | [5 empty] | Non-Fossil |  | 2030 | Solar |  | 0 | 0 | 0 | 0 | 0 | 0 | 0 | 0 | 0 | 0 | 0 | 0 | 0 | 0 | 0 | 0 | 0.50972 | 1.1785 | 2.1563 | 3.8446 | 0 | 0 | 0 | 0 | 0 | 0 | 0 | 0 | 0 | 0 | 0 | 0 | 0 | 0 | 0 | 0 | 0 | 0 | 0 | 0 | 0.029973 | 0 | 0 | 0 | 0 | 0 | 0 | 0 | 0 | 0.081362 | 2
| SERC_Central_Kentucky | Kentucky | 21 |  | 0 |  |  | New | 0 | 0 | 0 | Solar PV | [5 empty] | Non-Fossil |  | 2030 | Solar |  | 0 | 0 | 0 | 0 | 0 | 0 | 0 | 0 | 0 | 0 | 0 | 0 | 0 | 0 | 0 | 0 | 111.4141 | 256.0919 | 475.0145 | 842.5205 | 0 | 0 | 0 | 0 | 0 | 0 | 0 | 0 | 0 | 0 | 0 | 0 | 0 | 0 | 0 | 0 | 0 | 0 | 0 | 0 | 6.2718 | 0 | 0 | 0 | 0 | 0 | 0 | 0 | 0 | 16.0842 | 418.5
| MISO_Amite South (including DSG) | Louisiana | 22 |  | 0 |  |  | New | 0 | 0 | 0 | Combustion Turbine | [5 empty] | Fossil |  | 2030 | NaturalGas |  | 0.27364 | 0.30994 | 2.8551 | 3.4387 | 0 | 0 | 0 | 0 | 0 | 0 | 0 | 0 | 0 | 0 | 0 | 0 | 27.6262 | 31.2912 | 288.2509 | 347.1684 | 16.0187 | 18.1439 | 167.139 | 201.3016 | 1.9155e-08 | 2.1696e-08 | 1.9986e-07 | 2.4071e-07 | 0.001505 | 0.0017047 | 0.015703 | 0.018913 | 0 | 0 | 0 | 0 | 0 | 0 | 0 | 0 | 2.5324 | 0.12327 | 0.13962 | 1.2862 | 1.549 | 0.7623 | 0.76106 | 6.806 | 8.3293 | 25.9536 | 364.4
| SPP West (Oklahoma, Arkansas, Louisiana) | Louisiana | 22 |  | 0 |  |  | New | 0 | 0 | 0 | Landfill Gas | [5 empty] | Non-Fossil |  | 2030 | LF Gas |  | 0.0016472 | 0.0022328 | 0.0028002 | 0.0066802 | 0 | 0 | 0 | 0 | 0 | 0 | 0 | 0 | 0 | 0 | 0 | 0 | 0.19349 | 0.26228 | 0.32893 | 0.7847 | 0.094925 | 0.12868 | 0.16137 | 0.38497 | 0 | 0 | 0 | 0 | 7.4123e-05 | 0.00010048 | 0.00012601 | 0.00030061 | 0 | 0 | 0 | 0 | 0 | 0 | 0 | 0 | 0.0019847 | 0.0011899 | 0.001613 | 0.0020229 | 0.0048259 | 0 | 0 | 0 | 0 | 0.0068892 | 0.099531
| MISO_Louisiana | Louisiana | 22 |  | 0 |  |  | New | 0 | 0 | 0 | Landfill Gas | [5 empty] | Non-Fossil |  | 2030 | LF Gas |  | 0.018795 | 0.025478 | 0.031952 | 0.076224 | 0 | 0 | 0 | 0 | 0 | 0 | 0 | 0 | 0 | 0 | 0 | 0 | 2.2078 | 2.9928 | 3.7533 | 8.9539 | 1.0831 | 1.4683 | 1.8413 | 4.3927 | 0 | 0 | 0 | 0 | 0.00084578 | 0.0011465 | 0.0014378 | 0.0034301 | 0 | 0 | 0 | 0 | 0 | 0 | 0 | 0 | 0.022646 | 0.013578 | 0.018406 | 0.023082 | 0.055066 | 0 | 0 | 0 | 0 | 0.080363 | 1.1357
| MISO_Louisiana | Louisiana | 22 |  | 0 |  |  | New | 0 | 0 | 0 | Landfill Gas | [5 empty] | Non-Fossil |  | 2030 | LF Gas |  | 0.028303 | 0.038367 | 0.048116 | 0.11479 | 0 | 0 | 0 | 0 | 0 | 0 | 0 | 0 | 0 | 0 | 0 | 0 | 3.3247 | 4.5069 | 5.652 | 13.4836 | 1.6311 | 2.211 | 2.7729 | 6.615 | 0 | 0 | 0 | 0 | 0.0012737 | 0.0017265 | 0.0021652 | 0.0051654 | 0 | 0 | 0 | 0 | 0 | 0 | 0 | 0 | 0.034103 | 0.020447 | 0.027717 | 0.03476 | 0.082924 | 0 | 0 | 0 | 0 | 0.1753 | 1.7103
| MISO_Amite South (including DSG) | Louisiana | 22 |  | 0 |  |  | New | 0 | 0 | 0 | Landfill Gas | [5 empty] | Non-Fossil |  | 2030 | LF Gas |  | 0.01563 | 0.021188 | 0.026571 | 0.06339 | 0 | 0 | 0 | 0 | 0 | 0 | 0 | 0 | 0 | 0 | 0 | 0 | 1.836 | 2.4889 | 3.1213 | 7.4462 | 0.90076 | 1.221 | 1.5313 | 3.6531 | 0 | 0 | 0 | 0 | 0.00070336 | 0.00095345 | 0.0011957 | 0.0028525 | 0 | 0 | 0 | 0 | 0 | 0 | 0 | 0 | 0.018833 | 0.011292 | 0.015306 | 0.019196 | 0.045794 | 0 | 0 | 0 | 0 | 0.066832 | 0.94447
| MISO_Amite South (including DSG) | Louisiana | 22 |  | 0 |  |  | New | 0 | 0 | 0 | Landfill Gas | [5 empty] | Non-Fossil |  | 2030 | LF Gas |  | 0.025008 | 0.0339 | 0.042514 | 0.10142 | 0 | 0 | 0 | 0 | 0 | 0 | 0 | 0 | 0 | 0 | 0 | 0 | 2.9377 | 3.9822 | 4.9941 | 11.9139 | 1.4412 | 1.9536 | 2.4501 | 5.8449 | 0 | 0 | 0 | 0 | 0.0011254 | 0.0015255 | 0.0019131 | 0.004564 | 0 | 0 | 0 | 0 | 0 | 0 | 0 | 0 | 0.030133 | 0.018067 | 0.02449 | 0.030713 | 0.07327 | 0 | 0 | 0 | 0 | 0.15489 | 1.5112
| MISO_WOTAB (including Western) | Louisiana | 22 |  | 0 |  |  | New | 0 | 0 | 0 | Landfill Gas | [5 empty] | Non-Fossil |  | 2030 | LF Gas |  | 0.0037186 | 0.0050407 | 0.0063216 | 0.015081 | 0 | 0 | 0 | 0 | 0 | 0 | 0 | 0 | 0 | 0 | 0 | 0 | 0.43681 | 0.59212 | 0.74258 | 1.7715 | 0.2143 | 0.29049 | 0.36431 | 0.86909 | 0 | 0 | 0 | 0 | 0.00016734 | 0.00022683 | 0.00028447 | 0.00067864 | 0 | 0 | 0 | 0 | 0 | 0 | 0 | 0 | 0.0044805 | 0.0026864 | 0.0036415 | 0.0045668 | 0.010895 | 0 | 0 | 0 | 0 | 0.0159 | 0.2247
| MISO_WOTAB (including Western) | Louisiana | 22 |  | 0 |  |  | New | 0 | 0 | 0 | Landfill Gas | [5 empty] | Non-Fossil |  | 2030 | LF Gas |  | 0.0059497 | 0.0080652 | 0.010114 | 0.024129 | 0 | 0 | 0 | 0 | 0 | 0 | 0 | 0 | 0 | 0 | 0 | 0 | 0.6989 | 0.94739 | 1.1881 | 2.8344 | 0.34288 | 0.46479 | 0.58289 | 1.3906 | 0 | 0 | 0 | 0 | 0.00026774 | 0.00036293 | 0.00045515 | 0.0010858 | 0 | 0 | 0 | 0 | 0 | 0 | 0 | 0 | 0.0071689 | 0.0042982 | 0.0058264 | 0.0073069 | 0.017431 | 0 | 0 | 0 | 0 | 0.03685 | 0.35951
| MISO_Mississippi | Louisiana | 22 |  | 0 |  |  | New | 0 | 0 | 0 | New Battery Storage | [5 empty] | Non-Fossil |  | 2030 | EnerStor |  | 0 | 0 | 0 | 0 | 0 | 0 | 0 | 0 | 0 | 0 | 0 | 0 | 0 | 0 | 0 | 0 | 52.63 | 58.7685 | 89.4711 | 200.8696 | 0 | 0 | 0 | 0 | 0 | 0 | 0 | 0 | 0 | 0 | 0 | 0 | 0 | 0 | 0 | 0 | 0 | 0 | 0 | 0 | 2.1493 | 0 | 0 | 0 | 0 | 0 | 0 | 0 | 0 | 11.351 | 146.1946
| MISO_Louisiana | Louisiana | 22 |  | 0 |  |  | New | 0 | 0 | 0 | New Battery Storage | [5 empty] | Non-Fossil |  | 2030 | EnerStor |  | 0 | 0 | 0 | 0 | 0 | 0 | 0 | 0 | 0 | 0 | 0 | 0 | 0 | 0 | 0 | 0 | 261.5826 | 325.4839 | 444.6905 | 1031.757 | 0 | 0 | 0 | 0 | 0 | 0 | 0 | 0 | 0 | 0 | 0 | 0 | 0 | 0 | 0 | 0 | 0 | 0 | 0 | 0 | 10.6826 | 0 | 0 | 0 | 0 | 0 | 0 | 0 | 0 | 56.2831 | 726.6184
| MISO_Amite South (including DSG) | Louisiana | 22 |  | 0 |  |  | New | 0 | 0 | 0 | New Battery Storage | [5 empty] | Non-Fossil |  | 2030 | EnerStor |  | 0 | 0 | 0 | 0 | 0 | 0 | 0 | 0 | 0 | 0 | 0 | 0 | 0 | 0 | 0 | 0 | 128.7441 | 174.5197 | 218.8649 | 522.1287 | 0 | 0 | 0 | 0 | 0 | 0 | 0 | 0 | 0 | 0 | 0 | 0 | 0 | 0 | 0 | 0 | 0 | 0 | 0 | 0 | 5.2577 | 0 | 0 | 0 | 0 | 0 | 0 | 0 | 0 | 27.4589 | 357.6224
| MISO_Amite South (including DSG) | Louisiana | 22 |  | 0 |  |  | New | 0 | 0 | 0 | Solar | [5 empty] | Non-Fossil |  | 2030 | Solar-DER |  | 0 | 0 | 0 | 0 | 0 | 0 | 0 | 0 | 0 | 0 | 0 | 0 | 0 | 0 | 0 | 0 | 32.644 | 67.9014 | 95.3163 | 195.8616 | 0 | 0 | 0 | 0 | 0 | 0 | 0 | 0 | 0 | 0 | 0 | 0 | 0 | 0 | 0 | 0 | 0 | 0 | 0 | 0 | 0 | 0 | 0 | 0 | 0 | 0 | 0 | 0 | 0 | 0 | 123.1479
| MISO_Louisiana | Louisiana | 22 |  | 0 |  |  | New | 0 | 0 | 0 | Solar | [5 empty] | Non-Fossil |  | 2030 | Solar-DER |  | 0 | 0 | 0 | 0 | 0 | 0 | 0 | 0 | 0 | 0 | 0 | 0 | 0 | 0 | 0 | 0 | 45.5092 | 103.4566 | 153.4586 | 302.4244 | 0 | 0 | 0 | 0 | 0 | 0 | 0 | 0 | 0 | 0 | 0 | 0 | 0 | 0 | 0 | 0 | 0 | 0 | 0 | 0 | 0 | 0 | 0 | 0 | 0 | 0 | 0 | 0 | 0 | 0 | 190.1493
| MISO_WOTAB (including Western) | Louisiana | 22 |  | 0 |  |  | New | 0 | 0 | 0 | Solar | [5 empty] | Non-Fossil |  | 2030 | Solar-DER |  | 0 | 0 | 0 | 0 | 0 | 0 | 0 | 0 | 0 | 0 | 0 | 0 | 0 | 0 | 0 | 0 | 8.8815 | 19.7142 | 30.0655 | 58.6612 | 0 | 0 | 0 | 0 | 0 | 0 | 0 | 0 | 0 | 0 | 0 | 0 | 0 | 0 | 0 | 0 | 0 | 0 | 0 | 0 | 0 | 0 | 0 | 0 | 0 | 0 | 0 | 0 | 0 | 0 | 36.8832
| SPP West (Oklahoma, Arkansas, Louisiana) | Louisiana | 22 |  | 0 |  |  | New | 0 | 0 | 0 | Solar | [5 empty] | Non-Fossil |  | 2030 | Solar-DER |  | 0 | 0 | 0 | 0 | 0 | 0 | 0 | 0 | 0 | 0 | 0 | 0 | 0 | 0 | 0 | 0 | 10.8568 | 23.9037 | 39.273 | 74.0335 | 0 | 0 | 0 | 0 | 0 | 0 | 0 | 0 | 0 | 0 | 0 | 0 | 0 | 0 | 0 | 0 | 0 | 0 | 0 | 0 | 0 | 0 | 0 | 0 | 0 | 0 | 0 | 0 | 0 | 0 | 45.9863
| MISO_Louisiana | Louisiana | 22 |  | 0 |  |  | New | 0 | 0 | 0 | Solar PV | [5 empty] | Non-Fossil |  | 2030 | Solar |  | 0 | 0 | 0 | 0 | 0 | 0 | 0 | 0 | 0 | 0 | 0 | 0 | 0 | 0 | 0 | 0 | 70.6456 | 154.1328 | 253.5985 | 478.3769 | 0 | 0 | 0 | 0 | 0 | 0 | 0 | 0 | 0 | 0 | 0 | 0 | 0 | 0 | 0 | 0 | 0 | 0 | 0 | 0 | 3.1988 | 0 | 0 | 0 | 0 | 0 | 0 | 0 | 0 | 7.6432 | 213.4457
| MISO_Louisiana | Louisiana | 22 |  | 0 |  |  | New | 0 | 0 | 0 | Solar PV | [5 empty] | Non-Fossil |  | 2030 | Solar |  | 0 | 0 | 0 | 0 | 0 | 0 | 0 | 0 | 0 | 0 | 0 | 0 | 0 | 0 | 0 | 0 | 49.7065 | 109.2673 | 158.3115 | 317.2853 | 0 | 0 | 0 | 0 | 0 | 0 | 0 | 0 | 0 | 0 | 0 | 0 | 0 | 0 | 0 | 0 | 0 | 0 | 0 | 0 | 2.0465 | 0 | 0 | 0 | 0 | 0 | 0 | 0 | 0 | 4.9122 | 136.5543
| MISO_Amite South (including DSG) | Louisiana | 22 |  | 0 |  |  | New | 0 | 0 | 0 | Solar PV | [5 empty] | Non-Fossil |  | 2030 | Solar |  | 0 | 0 | 0 | 0 | 0 | 0 | 0 | 0 | 0 | 0 | 0 | 0 | 0 | 0 | 0 | 0 | 32.0818 | 72.3526 | 110.0751 | 214.5095 | 0 | 0 | 0 | 0 | 0 | 0 | 0 | 0 | 0 | 0 | 0 | 0 | 0 | 0 | 0 | 0 | 0 | 0 | 0 | 0 | 1.3997 | 0 | 0 | 0 | 0 | 0 | 0 | 0 | 0 | 3.1326 | 93.4
| ISONE_Maine | Maine | 23 |  | 0 |  |  | New | 0 | 0 | 0 | Biomass | [5 empty] | Non-Fossil |  | 2030 | Biomass |  | 0 | 0 | 0 | 0 | 0 | 0 | 0 | 0 | 0 | 0 | 0 | 0 | 0 | 0 | 0 | 0 | 0 | 0 | 0 | 0 | 0 | 0 | 0 | 0 | 0 | 0 | 0 | 0 | 0 | 0 | 0 | 0 | 0 | 0 | 0 | 0 | 0 | 0 | 0 | 0 | 1.0603 | 0 | 0 | 0 | 0 | 0 | 0 | 0 | 0 | 2.0036 | 8.5
| ISONE_Maine | Maine | 23 |  | 0 |  |  | New | 0 | 0 | 0 | Landfill Gas | [5 empty] | Non-Fossil |  | 2030 | LF Gas |  | 0.036769 | 0.049842 | 0.062507 | 0.14912 | 0 | 0 | 0 | 0 | 0 | 0 | 0 | 0 | 0 | 0 | 0 | 0 | 4.3192 | 5.8549 | 7.3426 | 17.5166 | 2.119 | 2.8724 | 3.6022 | 8.5936 | 0 | 0 | 0 | 0 | 0.0016546 | 0.0022429 | 0.0028128 | 0.0067103 | 0 | 0 | 0 | 0 | 0 | 0 | 0 | 0 | 0.044303 | 0.026563 | 0.036007 | 0.045156 | 0.10773 | 0 | 0 | 0 | 0 | 0.17931 | 2.2218
| ISONE_Maine | Maine | 23 |  | 0 |  |  | New | 0 | 0 | 0 | Landfill Gas | [5 empty] | Non-Fossil |  | 2030 | LF Gas |  | 0.055889 | 0.07576 | 0.095011 | 0.22666 | 0 | 0 | 0 | 0 | 0 | 0 | 0 | 0 | 0 | 0 | 0 | 0 | 6.5651 | 8.8994 | 11.1607 | 26.6252 | 3.2208 | 4.366 | 5.4754 | 13.0622 | 0 | 0 | 0 | 0 | 0.002515 | 0.0034092 | 0.0042755 | 0.0102 | 0 | 0 | 0 | 0 | 0 | 0 | 0 | 0 | 0.067341 | 0.040375 | 0.054731 | 0.068638 | 0.16374 | 0 | 0 | 0 | 0 | 0.38848 | 3.3771
| ISONE_Maine | Maine | 23 |  | 0 |  |  | New | 0 | 0 | 0 | New Battery Storage | [5 empty] | Non-Fossil |  | 2030 | EnerStor |  | 0 | 0 | 0 | 0 | 0 | 0 | 0 | 0 | 0 | 0 | 0 | 0 | 0 | 0 | 0 | 0 | 1.2012 | 13.6318 | 29.0088 | 43.8418 | 0 | 0 | 0 | 0 | 0 | 0 | 0 | 0 | 0 | 0 | 0 | 0 | 0 | 0 | 0 | 0 | 0 | 0 | 0 | 0 | 0.69686 | 0 | 0 | 0 | 0 | 0 | 0 | 0 | 0 | 4.3074 | 47.4
| ISONE_Maine | Maine | 23 |  | 0 |  |  | New | 0 | 0 | 0 | Onshore Wind | [5 empty] | Non-Fossil |  | 2030 | Wind |  | 0 | 0 | 0 | 0 | 0 | 0 | 0 | 0 | 0 | 0 | 0 | 0 | 0 | 0 | 0 | 0 | 125.2037 | 165.6518 | 143.1248 | 433.9803 | 0 | 0 | 0 | 0 | 0 | 0 | 0 | 0 | 0 | 0 | 0 | 0 | 0 | 0 | 0 | 0 | 0 | 0 | 0 | 0 | 3.208 | 0 | 0 | 0 | 0 | 0 | 0 | 0 | 0 | 3.6247 | 96.8969
| ISONE_Maine | Maine | 23 |  | 0 |  |  | New | 0 | 0 | 0 | Onshore Wind | [5 empty] | Non-Fossil |  | 2030 | Wind |  | 0 | 0 | 0 | 0 | 0 | 0 | 0 | 0 | 0 | 0 | 0 | 0 | 0 | 0 | 0 | 0 | 356.4002 | 471.5384 | 407.4138 | 1235.3524 | 0 | 0 | 0 | 0 | 0 | 0 | 0 | 0 | 0 | 0 | 0 | 0 | 0 | 0 | 0 | 0 | 0 | 0 | 0 | 0 | 9.467 | 0 | 0 | 0 | 0 | 0 | 0 | 0 | 0 | 11.3203 | 285.9462
| ISONE_Maine | Maine | 23 |  | 0 |  |  | New | 0 | 0 | 0 | Onshore Wind | [5 empty] | Non-Fossil |  | 2030 | Wind |  | 0 | 0 | 0 | 0 | 0 | 0 | 0 | 0 | 0 | 0 | 0 | 0 | 0 | 0 | 0 | 0 | 362.604 | 479.7464 | 414.5057 | 1256.8561 | 0 | 0 | 0 | 0 | 0 | 0 | 0 | 0 | 0 | 0 | 0 | 0 | 0 | 0 | 0 | 0 | 0 | 0 | 0 | 0 | 9.6318 | 0 | 0 | 0 | 0 | 0 | 0 | 0 | 0 | 12.478 | 290.9236
| ISONE_Maine | Maine | 23 |  | 0 |  |  | New | 0 | 0 | 0 | Onshore Wind | [5 empty] | Non-Fossil |  | 2030 | Wind |  | 0 | 0 | 0 | 0 | 0 | 0 | 0 | 0 | 0 | 0 | 0 | 0 | 0 | 0 | 0 | 0 | 387.0459 | 512.0844 | 442.446 | 1341.5762 | 0 | 0 | 0 | 0 | 0 | 0 | 0 | 0 | 0 | 0 | 0 | 0 | 0 | 0 | 0 | 0 | 0 | 0 | 0 | 0 | 10.281 | 0 | 0 | 0 | 0 | 0 | 0 | 0 | 0 | 13.637 | 310.5337
| ISONE_Maine | Maine | 23 |  | 0 |  |  | New | 0 | 0 | 0 | Onshore Wind | [5 empty] | Non-Fossil |  | 2030 | Wind |  | 0 | 0 | 0 | 0 | 0 | 0 | 0 | 0 | 0 | 0 | 0 | 0 | 0 | 0 | 0 | 0 | 387.5658 | 512.7723 | 443.0403 | 1343.3784 | 0 | 0 | 0 | 0 | 0 | 0 | 0 | 0 | 0 | 0 | 0 | 0 | 0 | 0 | 0 | 0 | 0 | 0 | 0 | 0 | 10.2948 | 0 | 0 | 0 | 0 | 0 | 0 | 0 | 0 | 13.8181 | 310.9509
| ISONE_Maine | Maine | 23 |  | 0 |  |  | New | 0 | 0 | 0 | Onshore Wind | [5 empty] | Non-Fossil |  | 2030 | Wind |  | 0 | 0 | 0 | 0 | 0 | 0 | 0 | 0 | 0 | 0 | 0 | 0 | 0 | 0 | 0 | 0 | 233.9127 | 309.4802 | 267.3939 | 810.7868 | 0 | 0 | 0 | 0 | 0 | 0 | 0 | 0 | 0 | 0 | 0 | 0 | 0 | 0 | 0 | 0 | 0 | 0 | 0 | 0 | 6.2134 | 0 | 0 | 0 | 0 | 0 | 0 | 0 | 0 | 8.439 | 187.6723
| ISONE_Maine | Maine | 23 |  | 0 |  |  | New | 0 | 0 | 0 | Onshore Wind | [5 empty] | Non-Fossil |  | 2030 | Wind |  | 0 | 0 | 0 | 0 | 0 | 0 | 0 | 0 | 0 | 0 | 0 | 0 | 0 | 0 | 0 | 0 | 390.9697 | 506.9278 | 462.441 | 1360.3385 | 0 | 0 | 0 | 0 | 0 | 0 | 0 | 0 | 0 | 0 | 0 | 0 | 0 | 0 | 0 | 0 | 0 | 0 | 0 | 0 | 9.6177 | 0 | 0 | 0 | 0 | 0 | 0 | 0 | 0 | 10.9588 | 290.4984
| ISONE_Maine | Maine | 23 |  | 0 |  |  | New | 0 | 0 | 0 | Onshore Wind | [5 empty] | Non-Fossil |  | 2030 | Wind |  | 0 | 0 | 0 | 0 | 0 | 0 | 0 | 0 | 0 | 0 | 0 | 0 | 0 | 0 | 0 | 0 | 407.4745 | 528.3278 | 481.9629 | 1417.7653 | 0 | 0 | 0 | 0 | 0 | 0 | 0 | 0 | 0 | 0 | 0 | 0 | 0 | 0 | 0 | 0 | 0 | 0 | 0 | 0 | 10.0237 | 0 | 0 | 0 | 0 | 0 | 0 | 0 | 0 | 11.5755 | 302.7618
| ISONE_Maine | Maine | 23 |  | 0 |  |  | New | 0 | 0 | 0 | Onshore Wind | [5 empty] | Non-Fossil |  | 2030 | Wind |  | 0 | 0 | 0 | 0 | 0 | 0 | 0 | 0 | 0 | 0 | 0 | 0 | 0 | 0 | 0 | 0 | 390.9316 | 506.8784 | 462.3958 | 1360.2058 | 0 | 0 | 0 | 0 | 0 | 0 | 0 | 0 | 0 | 0 | 0 | 0 | 0 | 0 | 0 | 0 | 0 | 0 | 0 | 0 | 9.6167 | 0 | 0 | 0 | 0 | 0 | 0 | 0 | 0 | 11.972 | 290.4701
| ISONE_Maine | Maine | 23 |  | 0 |  |  | New | 0 | 0 | 0 | Onshore Wind | [5 empty] | Non-Fossil |  | 2030 | Wind |  | 0 | 0 | 0 | 0 | 0 | 0 | 0 | 0 | 0 | 0 | 0 | 0 | 0 | 0 | 0 | 0 | 390.1249 | 505.8324 | 461.4417 | 1357.399 | 0 | 0 | 0 | 0 | 0 | 0 | 0 | 0 | 0 | 0 | 0 | 0 | 0 | 0 | 0 | 0 | 0 | 0 | 0 | 0 | 9.5969 | 0 | 0 | 0 | 0 | 0 | 0 | 0 | 0 | 12.8382 | 289.8707
| ISONE_Maine | Maine | 23 |  | 0 |  |  | New | 0 | 0 | 0 | Onshore Wind | [5 empty] | Non-Fossil |  | 2030 | Wind |  | 0 | 0 | 0 | 0 | 0 | 0 | 0 | 0 | 0 | 0 | 0 | 0 | 0 | 0 | 0 | 0 | 414.5932 | 537.5578 | 490.3829 | 1442.5339 | 0 | 0 | 0 | 0 | 0 | 0 | 0 | 0 | 0 | 0 | 0 | 0 | 0 | 0 | 0 | 0 | 0 | 0 | 0 | 0 | 10.1988 | 0 | 0 | 0 | 0 | 0 | 0 | 0 | 0 | 14.3588 | 308.0511
| ISONE_Maine | Maine | 23 |  | 0 |  |  | New | 0 | 0 | 0 | Onshore Wind | [5 empty] | Non-Fossil |  | 2030 | Wind |  | 0 | 0 | 0 | 0 | 0 | 0 | 0 | 0 | 0 | 0 | 0 | 0 | 0 | 0 | 0 | 0 | 389.2792 | 484.6934 | 461.7898 | 1335.7624 | 0 | 0 | 0 | 0 | 0 | 0 | 0 | 0 | 0 | 0 | 0 | 0 | 0 | 0 | 0 | 0 | 0 | 0 | 0 | 0 | 9.1835 | 0 | 0 | 0 | 0 | 0 | 0 | 0 | 0 | 11.8726 | 277.3845
| ISONE_Maine | Maine | 23 |  | 0 |  |  | New | 0 | 0 | 0 | Onshore Wind | [5 empty] | Non-Fossil |  | 2030 | Wind |  | 0 | 0 | 0 | 0 | 0 | 0 | 0 | 0 | 0 | 0 | 0 | 0 | 0 | 0 | 0 | 0 | 431.6685 | 537.4725 | 512.0749 | 1481.216 | 0 | 0 | 0 | 0 | 0 | 0 | 0 | 0 | 0 | 0 | 0 | 0 | 0 | 0 | 0 | 0 | 0 | 0 | 0 | 0 | 10.1835 | 0 | 0 | 0 | 0 | 0 | 0 | 0 | 0 | 14.6614 | 307.5894
| ISONE_Maine | Maine | 23 |  | 0 |  |  | New | 0 | 0 | 0 | Onshore Wind | [5 empty] | Non-Fossil |  | 2030 | Wind |  | 0 | 0 | 0 | 0 | 0 | 0 | 0 | 0 | 0 | 0 | 0 | 0 | 0 | 0 | 0 | 0 | 445.3678 | 554.5296 | 528.3259 | 1528.2234 | 0 | 0 | 0 | 0 | 0 | 0 | 0 | 0 | 0 | 0 | 0 | 0 | 0 | 0 | 0 | 0 | 0 | 0 | 0 | 0 | 10.1952 | 0 | 0 | 0 | 0 | 0 | 0 | 0 | 0 | 15.5589 | 307.9417
| ISONE_Maine | Maine | 23 |  | 0 |  |  | New | 0 | 0 | 0 | Solar | [5 empty] | Non-Fossil |  | 2030 | Solar-DER |  | 0 | 0 | 0 | 0 | 0 | 0 | 0 | 0 | 0 | 0 | 0 | 0 | 0 | 0 | 0 | 0 | 146.3039 | 266.217 | 512.3053 | 924.8262 | 0 | 0 | 0 | 0 | 0 | 0 | 0 | 0 | 0 | 0 | 0 | 0 | 0 | 0 | 0 | 0 | 0 | 0 | 0 | 0 | 0 | 0 | 0 | 0 | 0 | 0 | 0 | 0 | 0 | 0 | 768.3942
| ISONE_Maine | Maine | 23 |  | 0 |  |  | New | 0 | 0 | 0 | Solar PV | [5 empty] | Non-Fossil |  | 2030 | Solar |  | 0 | 0 | 0 | 0 | 0 | 0 | 0 | 0 | 0 | 0 | 0 | 0 | 0 | 0 | 0 | 0 | 86.1778 | 152.495 | 293.3265 | 531.9993 | 0 | 0 | 0 | 0 | 0 | 0 | 0 | 0 | 0 | 0 | 0 | 0 | 0 | 0 | 0 | 0 | 0 | 0 | 0 | 0 | 3.9781 | 0 | 0 | 0 | 0 | 0 | 0 | 0 | 0 | 12.6395 | 265.4489
| ISONE_Maine | Maine | 23 |  | 0 |  |  | New | 0 | 0 | 0 | Solar PV | [5 empty] | Non-Fossil |  | 2030 | Solar |  | 0 | 0 | 0 | 0 | 0 | 0 | 0 | 0 | 0 | 0 | 0 | 0 | 0 | 0 | 0 | 0 | 58.8755 | 104.1825 | 200.3966 | 363.4546 | 0 | 0 | 0 | 0 | 0 | 0 | 0 | 0 | 0 | 0 | 0 | 0 | 0 | 0 | 0 | 0 | 0 | 0 | 0 | 0 | 2.7178 | 0 | 0 | 0 | 0 | 0 | 0 | 0 | 0 | 8.6568 | 181.3511
| PJM_EMAAC | Maryland | 24 |  | 0 |  |  | New | 0 | 0 | 0 | Combustion Turbine | [5 empty] | Fossil |  | 2030 | NaturalGas |  | 0.00077892 | 0.00037603 | 0.0065906 | 0.0077455 | 0 | 0 | 0 | 0 | 0 | 0 | 0 | 0 | 0 | 0 | 0 | 0 | 0.078639 | 0.037964 | 0.66538 | 0.78198 | 0.045598 | 0.022013 | 0.38581 | 0.45342 | 5.4524e-11 | 2.6322e-11 | 4.6134e-10 | 5.4219e-10 | 4.2841e-06 | 2.0682e-06 | 3.6248e-05 | 4.26e-05 | 0 | 0 | 0 | 0 | 0 | 0 | 0 | 0 | 0.020849 | 0.00035088 | 0.00016939 | 0.0029689 | 0.0034891 | 0.002504 | 0.00090479 | 0.013887 | 0.017296 | 0.22978 | 3
| PJM_SWMAAC | Maryland | 24 |  | 0 |  |  | New | 0 | 0 | 0 | Combustion Turbine | [5 empty] | Fossil |  | 2030 | NaturalGas |  | 0.00075297 | 0.0013154 | 0.0095059 | 0.011574 | 0 | 0 | 0 | 0 | 0 | 0 | 0 | 0 | 0 | 0 | 0 | 0 | 0.082526 | 0.14417 | 1.0419 | 1.2686 | 0.044079 | 0.077005 | 0.55647 | 0.67756 | 5.2708e-11 | 9.2079e-11 | 6.6541e-10 | 8.102e-10 | 4.1413e-06 | 7.2348e-06 | 5.2282e-05 | 6.3659e-05 | 0 | 0 | 0 | 0 | 0 | 0 | 0 | 0 | 0.017786 | 0.00038452 | 0.00067175 | 0.0048544 | 0.0059106 | 0.0023136 | 0.0030132 | 0.01841 | 0.023737 | 0.12926 | 1.1
| PJM_EMAAC | Maryland | 24 |  | 0 |  |  | New | 0 | 0 | 0 | Landfill Gas | [5 empty] | Non-Fossil |  | 2030 | LF Gas |  | 0.015845 | 0.021479 | 0.026937 | 0.064262 | 0 | 0 | 0 | 0 | 0 | 0 | 0 | 0 | 0 | 0 | 0 | 0 | 1.8613 | 2.5231 | 3.1642 | 7.5486 | 0.91315 | 1.2378 | 1.5524 | 3.7033 | 0 | 0 | 0 | 0 | 0.00071304 | 0.00096656 | 0.0012122 | 0.0028918 | 0 | 0 | 0 | 0 | 0 | 0 | 0 | 0 | 0.019092 | 0.011447 | 0.015517 | 0.01946 | 0.046424 | 0 | 0 | 0 | 0 | 0.076364 | 0.95746
| PJM_EMAAC | Maryland | 24 |  | 0 |  |  | New | 0 | 0 | 0 | Landfill Gas | [5 empty] | Non-Fossil |  | 2030 | LF Gas |  | 0.023768 | 0.032219 | 0.040406 | 0.096392 | 0 | 0 | 0 | 0 | 0 | 0 | 0 | 0 | 0 | 0 | 0 | 0 | 2.792 | 3.7847 | 4.7463 | 11.323 | 1.3697 | 1.8567 | 2.3285 | 5.555 | 0 | 0 | 0 | 0 | 0.0010696 | 0.0014498 | 0.0018183 | 0.0043377 | 0 | 0 | 0 | 0 | 0 | 0 | 0 | 0 | 0.028638 | 0.01717 | 0.023275 | 0.02919 | 0.069636 | 0 | 0 | 0 | 0 | 0.16501 | 1.4362
| PJM_SWMAAC | Maryland | 24 |  | 0 |  |  | New | 0 | 0 | 0 | Landfill Gas | [5 empty] | Non-Fossil |  | 2030 | LF Gas |  | 0.14214 | 0.19268 | 0.24164 | 0.57646 | 0 | 0 | 0 | 0 | 0 | 0 | 0 | 0 | 0 | 0 | 0 | 0 | 16.6968 | 22.6335 | 28.3846 | 67.7148 | 8.1914 | 11.1039 | 13.9253 | 33.2206 | 0 | 0 | 0 | 0 | 0.0063963 | 0.0086705 | 0.010874 | 0.025941 | 0 | 0 | 0 | 0 | 0 | 0 | 0 | 0 | 0.17127 | 0.10268 | 0.13919 | 0.17456 | 0.41644 | 0 | 0 | 0 | 0 | 0.68502 | 8.5889
| PJM_SWMAAC | Maryland | 24 |  | 0 |  |  | New | 0 | 0 | 0 | Landfill Gas | [5 empty] | Non-Fossil |  | 2030 | LF Gas |  | 0.21321 | 0.28902 | 0.36246 | 0.86468 | 0 | 0 | 0 | 0 | 0 | 0 | 0 | 0 | 0 | 0 | 0 | 0 | 25.0452 | 33.9502 | 42.5769 | 101.5723 | 12.2871 | 16.6558 | 20.888 | 49.8309 | 0 | 0 | 0 | 0 | 0.0095944 | 0.013006 | 0.016311 | 0.038911 | 0 | 0 | 0 | 0 | 0 | 0 | 0 | 0 | 0.2569 | 0.15403 | 0.20879 | 0.26185 | 0.62466 | 0 | 0 | 0 | 0 | 1.4802 | 12.8833
| PJM_AP | Maryland | 24 |  | 0 |  |  | New | 0 | 0 | 0 | Landfill Gas | [5 empty] | Non-Fossil |  | 2030 | LF Gas |  | 0.011269 | 0.015276 | 0.019158 | 0.045704 | 0 | 0 | 0 | 0 | 0 | 0 | 0 | 0 | 0 | 0 | 0 | 0 | 1.3238 | 1.7945 | 2.2504 | 5.3687 | 0.64944 | 0.88036 | 1.1041 | 2.6339 | 0 | 0 | 0 | 0 | 0.00050712 | 0.00068743 | 0.00086211 | 0.0020567 | 0 | 0 | 0 | 0 | 0 | 0 | 0 | 0 | 0.013579 | 0.0081412 | 0.011036 | 0.01384 | 0.033017 | 0 | 0 | 0 | 0 | 0.05088 | 0.68096
| PJM_AP | Maryland | 24 |  | 0 |  |  | New | 0 | 0 | 0 | Landfill Gas | [5 empty] | Non-Fossil |  | 2030 | LF Gas |  | 0.016996 | 0.02304 | 0.028894 | 0.06893 | 0 | 0 | 0 | 0 | 0 | 0 | 0 | 0 | 0 | 0 | 0 | 0 | 1.9965 | 2.7064 | 3.3941 | 8.097 | 0.97949 | 1.3278 | 1.6651 | 3.9724 | 0 | 0 | 0 | 0 | 0.00076484 | 0.0010368 | 0.0013002 | 0.0031019 | 0 | 0 | 0 | 0 | 0 | 0 | 0 | 0 | 0.020479 | 0.012279 | 0.016644 | 0.020874 | 0.049796 | 0 | 0 | 0 | 0 | 0.11148 | 1.027
| PJM_EMAAC | Maryland | 24 |  | 0 |  |  | New | 0 | 0 | 0 | Offshore Wind | [5 empty] | Non-Fossil |  | 2030 | Wind |  | 0 | 0 | 0 | 0 | 0 | 0 | 0 | 0 | 0 | 0 | 0 | 0 | 0 | 0 | 0 | 0 | 148.0252 | 196.0679 | 173.074 | 517.1672 | 0 | 0 | 0 | 0 | 0 | 0 | 0 | 0 | 0 | 0 | 0 | 0 | 0 | 0 | 0 | 0 | 0 | 0 | 0 | 0 | 7.0293 | 0 | 0 | 0 | 0 | 0 | 0 | 0 | 0 | 20.5252 | 120
| PJM_EMAAC | Maryland | 24 |  | 0 |  |  | New | 0 | 0 | 0 | Offshore Wind | [5 empty] | Non-Fossil |  | 2030 | Wind |  | 0 | 0 | 0 | 0 | 0 | 0 | 0 | 0 | 0 | 0 | 0 | 0 | 0 | 0 | 0 | 0 | 1221.5037 | 1574.4392 | 1479.9539 | 4275.8968 | 0 | 0 | 0 | 0 | 0 | 0 | 0 | 0 | 0 | 0 | 0 | 0 | 0 | 0 | 0 | 0 | 0 | 0 | 0 | 0 | 72.388 | 0 | 0 | 0 | 0 | 0 | 0 | 0 | 0 | 127.818 | 1048
| PJM_EMAAC | Maryland | 24 |  | 0 |  |  | New | 0 | 0 | 0 | Offshore Wind | [5 empty] | Non-Fossil |  | 2030 | Wind |  | 0 | 0 | 0 | 0 | 0 | 0 | 0 | 0 | 0 | 0 | 0 | 0 | 0 | 0 | 0 | 0 | 476.6464 | 614.3663 | 577.4969 | 1668.5096 | 0 | 0 | 0 | 0 | 0 | 0 | 0 | 0 | 0 | 0 | 0 | 0 | 0 | 0 | 0 | 0 | 0 | 0 | 0 | 0 | 27.629 | 0 | 0 | 0 | 0 | 0 | 0 | 0 | 0 | 38.9513 | 400
| PJM_AP | Maryland | 24 |  | 0 |  |  | New | 0 | 0 | 0 | Onshore Wind | [5 empty] | Non-Fossil |  | 2030 | Wind |  | 0 | 0 | 0 | 0 | 0 | 0 | 0 | 0 | 0 | 0 | 0 | 0 | 0 | 0 | 0 | 0 | 278.7667 | 361.1514 | 282.6094 | 922.5275 | 0 | 0 | 0 | 0 | 0 | 0 | 0 | 0 | 0 | 0 | 0 | 0 | 0 | 0 | 0 | 0 | 0 | 0 | 0 | 0 | 6.9324 | 0 | 0 | 0 | 0 | 0 | 0 | 0 | 0 | 9.9247 | 209.3914
| PJM_AP | Maryland | 24 |  | 0 |  |  | New | 0 | 0 | 0 | Solar | [5 empty] | Non-Fossil |  | 2030 | Solar-DER |  | 0 | 0 | 0 | 0 | 0 | 0 | 0 | 0 | 0 | 0 | 0 | 0 | 0 | 0 | 0 | 0 | 4.5598 | 10.1433 | 17.0116 | 31.7146 | 0 | 0 | 0 | 0 | 0 | 0 | 0 | 0 | 0 | 0 | 0 | 0 | 0 | 0 | 0 | 0 | 0 | 0 | 0 | 0 | 0 | 0 | 0 | 0 | 0 | 0 | 0 | 0 | 0 | 0 | 24.534
| PJM_EMAAC | Maryland | 24 |  | 0 |  |  | New | 0 | 0 | 0 | Solar | [5 empty] | Non-Fossil |  | 2030 | Solar-DER |  | 0 | 0 | 0 | 0 | 0 | 0 | 0 | 0 | 0 | 0 | 0 | 0 | 0 | 0 | 0 | 0 | 30.4969 | 69.0774 | 113.3884 | 212.9627 | 0 | 0 | 0 | 0 | 0 | 0 | 0 | 0 | 0 | 0 | 0 | 0 | 0 | 0 | 0 | 0 | 0 | 0 | 0 | 0 | 0 | 0 | 0 | 0 | 0 | 0 | 0 | 0 | 0 | 0 | 168.9139
| PJM_SWMAAC | Maryland | 24 |  | 0 |  |  | New | 0 | 0 | 0 | Solar | [5 empty] | Non-Fossil |  | 2030 | Solar-DER |  | 0 | 0 | 0 | 0 | 0 | 0 | 0 | 0 | 0 | 0 | 0 | 0 | 0 | 0 | 0 | 0 | 224.0623 | 498.059 | 804.4184 | 1526.5397 | 0 | 0 | 0 | 0 | 0 | 0 | 0 | 0 | 0 | 0 | 0 | 0 | 0 | 0 | 0 | 0 | 0 | 0 | 0 | 0 | 0 | 0 | 0 | 0 | 0 | 0 | 0 | 0 | 0 | 0 | 1210.7931
| PJM_EMAAC | Maryland | 24 |  | 0 |  |  | New | 0 | 0 | 0 | Solar PV | [5 empty] | Non-Fossil |  | 2030 | Solar |  | 0 | 0 | 0 | 0 | 0 | 0 | 0 | 0 | 0 | 0 | 0 | 0 | 0 | 0 | 0 | 0 | 871.3853 | 1922.9528 | 3214.5367 | 6008.8748 | 0 | 0 | 0 | 0 | 0 | 0 | 0 | 0 | 0 | 0 | 0 | 0 | 0 | 0 | 0 | 0 | 0 | 0 | 0 | 0 | 42.8362 | 0 | 0 | 0 | 0 | 0 | 0 | 0 | 0 | 129.7332 | 2858.3265
| PJM_EMAAC | Maryland | 24 |  | 0 |  |  | New | 0 | 0 | 0 | Solar PV | [5 empty] | Non-Fossil |  | 2030 | Solar |  | 0 | 0 | 0 | 0 | 0 | 0 | 0 | 0 | 0 | 0 | 0 | 0 | 0 | 0 | 0 | 0 | 281.5673 | 621.3562 | 1038.7006 | 1941.6241 | 0 | 0 | 0 | 0 | 0 | 0 | 0 | 0 | 0 | 0 | 0 | 0 | 0 | 0 | 0 | 0 | 0 | 0 | 0 | 0 | 13.8415 | 0 | 0 | 0 | 0 | 0 | 0 | 0 | 0 | 42.1415 | 923.5998
| PJM_EMAAC | Maryland | 24 |  | 0 |  |  | New | 0 | 0 | 0 | Solar PV | [5 empty] | Non-Fossil |  | 2030 | Solar |  | 0 | 0 | 0 | 0 | 0 | 0 | 0 | 0 | 0 | 0 | 0 | 0 | 0 | 0 | 0 | 0 | 23.9101 | 52.0197 | 87.1348 | 163.0646 | 0 | 0 | 0 | 0 | 0 | 0 | 0 | 0 | 0 | 0 | 0 | 0 | 0 | 0 | 0 | 0 | 0 | 0 | 0 | 0 | 1.1119 | 0 | 0 | 0 | 0 | 0 | 0 | 0 | 0 | 2.9707 | 74.1939
| PJM_SWMAAC | Maryland | 24 |  | 0 |  |  | New | 0 | 0 | 0 | Solar PV | [5 empty] | Non-Fossil |  | 2030 | Solar |  | 0 | 0 | 0 | 0 | 0 | 0 | 0 | 0 | 0 | 0 | 0 | 0 | 0 | 0 | 0 | 0 | 10.9324 | 23.3428 | 38.6745 | 72.9497 | 0 | 0 | 0 | 0 | 0 | 0 | 0 | 0 | 0 | 0 | 0 | 0 | 0 | 0 | 0 | 0 | 0 | 0 | 0 | 0 | 0.5485 | 0 | 0 | 0 | 0 | 0 | 0 | 0 | 0 | 1.579 | 36.6
| PJM_AP | Maryland | 24 |  | 0 |  |  | New | 0 | 0 | 0 | Solar PV | [5 empty] | Non-Fossil |  | 2030 | Solar |  | 0 | 0 | 0 | 0 | 0 | 0 | 0 | 0 | 0 | 0 | 0 | 0 | 0 | 0 | 0 | 0 | 17.2626 | 38.4437 | 63.8726 | 119.5789 | 0 | 0 | 0 | 0 | 0 | 0 | 0 | 0 | 0 | 0 | 0 | 0 | 0 | 0 | 0 | 0 | 0 | 0 | 0 | 0 | 0.97262 | 0 | 0 | 0 | 0 | 0 | 0 | 0 | 0 | 2.7503 | 64.9
| ISONE_MA, VT, NH, RI (Rest of ISO New England) | Massachusetts | 25 |  | 0 |  |  | New | 0 | 0 | 0 | Combustion Turbine | [5 empty] | Fossil |  | 2030 | NaturalGas |  | 0 | 0.00011216 | 0.012048 | 0.01216 | 0 | 0 | 0 | 0 | 0 | 0 | 0 | 0 | 0 | 0 | 0 | 0 | 0 | 0.012293 | 1.3205 | 1.3328 | 0 | 0.0065659 | 0.70529 | 0.71186 | 0 | 7.8515e-12 | 8.4336e-10 | 8.5121e-10 | 0 | 6.1689e-07 | 6.6264e-05 | 6.6881e-05 | 0 | 0 | 0 | 0 | 0 | 0 | 0 | 0 | 0.21991 | 0 | 5.7278e-05 | 0.0061526 | 0.0062098 | 0 | 0.00031529 | 0.023331 | 0.023647 | 1.6042 | 13.6
| ISONE_MA, VT, NH, RI (Rest of ISO New England) | Massachusetts | 25 |  | 0 |  |  | New | 0 | 0 | 0 | Landfill Gas | [5 empty] | Non-Fossil |  | 2030 | LF Gas |  | 0.18684 | 0.25328 | 0.31763 | 0.75775 | 0 | 0 | 0 | 0 | 0 | 0 | 0 | 0 | 0 | 0 | 0 | 0 | 21.948 | 29.7517 | 37.3116 | 89.0114 | 10.7676 | 14.5961 | 18.3049 | 43.6686 | 0 | 0 | 0 | 0 | 0.008408 | 0.011397 | 0.014294 | 0.034099 | 0 | 0 | 0 | 0 | 0 | 0 | 0 | 0 | 0.22513 | 0.13498 | 0.18297 | 0.22946 | 0.54742 | 0 | 0 | 0 | 0 | 0.91119 | 11.2901
| ISONE_MA, VT, NH, RI (Rest of ISO New England) | Massachusetts | 25 |  | 0 |  |  | New | 0 | 0 | 0 | Landfill Gas | [5 empty] | Non-Fossil |  | 2030 | LF Gas |  | 0.284 | 0.38498 | 0.4828 | 1.1518 | 0 | 0 | 0 | 0 | 0 | 0 | 0 | 0 | 0 | 0 | 0 | 0 | 33.361 | 45.2226 | 56.7136 | 135.2973 | 16.3667 | 22.186 | 27.8235 | 66.3763 | 0 | 0 | 0 | 0 | 0.01278 | 0.017324 | 0.021726 | 0.05183 | 0 | 0 | 0 | 0 | 0 | 0 | 0 | 0 | 0.3422 | 0.20517 | 0.27812 | 0.34879 | 0.83207 | 0 | 0 | 0 | 0 | 1.9741 | 17.161
| ISONE_MA, VT, NH, RI (Rest of ISO New England) | Massachusetts | 25 |  | 0 |  |  | New | 0 | 0 | 0 | Landfill Gas | [5 empty] | Non-Fossil |  | 2030 | LF Gas |  | 0.41853 | 0.56734 | 0.7115 | 1.6974 | 0 | 0 | 0 | 0 | 0 | 0 | 0 | 0 | 0 | 0 | 0 | 0 | 49.1635 | 66.6439 | 83.578 | 199.3854 | 24.1194 | 32.6952 | 41.003 | 97.8176 | 0 | 0 | 0 | 0 | 0.018834 | 0.02553 | 0.032017 | 0.076382 | 0 | 0 | 0 | 0 | 0 | 0 | 0 | 0 | 0.50429 | 0.30235 | 0.40986 | 0.514 | 1.2262 | 0 | 0 | 0 | 0 | 4.8206 | 25.2899
| ISONE_MA, VT, NH, RI (Rest of ISO New England) | Massachusetts | 25 |  | 0 |  |  | New | 0 | 0 | 0 | New Battery Storage | [5 empty] | Non-Fossil |  | 2030 | EnerStor |  | 0 | 0 | 0 | 0 | 0 | 0 | 0 | 0 | 0 | 0 | 0 | 0 | 0 | 0 | 0 | 0 | 114.552 | 155.2816 | 194.7384 | 464.572 | 0 | 0 | 0 | 0 | 0 | 0 | 0 | 0 | 0 | 0 | 0 | 0 | 0 | 0 | 0 | 0 | 0 | 0 | 0 | 0 | 4.6781 | 0 | 0 | 0 | 0 | 0 | 0 | 0 | 0 | 29.4699 | 318.2
| ISONE_MA, VT, NH, RI (Rest of ISO New England) | Massachusetts | 25 |  | 0 |  |  | New | 0 | 0 | 0 | Offshore Wind | [5 empty] | Non-Fossil |  | 2030 | Wind |  | 0 | 0 | 0 | 0 | 0 | 0 | 0 | 0 | 0 | 0 | 0 | 0 | 0 | 0 | 0 | 0 | 1040.3215 | 1320.237 | 1193.3367 | 3553.8951 | 0 | 0 | 0 | 0 | 0 | 0 | 0 | 0 | 0 | 0 | 0 | 0 | 0 | 0 | 0 | 0 | 0 | 0 | 0 | 0 | 41.1562 | 0 | 0 | 0 | 0 | 0 | 0 | 0 | 0 | 127.1717 | 800
| ISONE_MA, VT, NH, RI (Rest of ISO New England) | Massachusetts | 25 |  | 0 |  |  | New | 0 | 0 | 0 | Offshore Wind | [5 empty] | Non-Fossil |  | 2030 | Wind |  | 0 | 0 | 0 | 0 | 0 | 0 | 0 | 0 | 0 | 0 | 0 | 0 | 0 | 0 | 0 | 0 | 1364.8507 | 1830.1111 | 1880.7226 | 5075.6844 | 0 | 0 | 0 | 0 | 0 | 0 | 0 | 0 | 0 | 0 | 0 | 0 | 0 | 0 | 0 | 0 | 0 | 0 | 0 | 0 | 80.655 | 0 | 0 | 0 | 0 | 0 | 0 | 0 | 0 | 138.001 | 1192.7904
| ISONE_MA, VT, NH, RI (Rest of ISO New England) | Massachusetts | 25 |  | 0 |  |  | New | 0 | 0 | 0 | Offshore Wind | [5 empty] | Non-Fossil |  | 2030 | Wind |  | 0 | 0 | 0 | 0 | 0 | 0 | 0 | 0 | 0 | 0 | 0 | 0 | 0 | 0 | 0 | 0 | 1713.0729 | 2297.038 | 2360.5622 | 6370.6731 | 0 | 0 | 0 | 0 | 0 | 0 | 0 | 0 | 0 | 0 | 0 | 0 | 0 | 0 | 0 | 0 | 0 | 0 | 0 | 0 | 101.233 | 0 | 0 | 0 | 0 | 0 | 0 | 0 | 0 | 181.8777 | 1497.1139
| ISONE_MA, VT, NH, RI (Rest of ISO New England) | Massachusetts | 25 |  | 0 |  |  | New | 0 | 0 | 0 | Offshore Wind | [5 empty] | Non-Fossil |  | 2030 | Wind |  | 0 | 0 | 0 | 0 | 0 | 0 | 0 | 0 | 0 | 0 | 0 | 0 | 0 | 0 | 0 | 0 | 583.6772 | 782.6454 | 804.2893 | 2170.6119 | 0 | 0 | 0 | 0 | 0 | 0 | 0 | 0 | 0 | 0 | 0 | 0 | 0 | 0 | 0 | 0 | 0 | 0 | 0 | 0 | 34.4921 | 0 | 0 | 0 | 0 | 0 | 0 | 0 | 0 | 61.9692 | 510.0957
| ISONE_MA, VT, NH, RI (Rest of ISO New England) | Massachusetts | 25 |  | 0 |  |  | New | 0 | 0 | 0 | Offshore Wind | [5 empty] | Non-Fossil |  | 2030 | Wind |  | 0 | 0 | 0 | 0 | 0 | 0 | 0 | 0 | 0 | 0 | 0 | 0 | 0 | 0 | 0 | 0 | 263.4025 | 353.1931 | 362.9606 | 979.5562 | 0 | 0 | 0 | 0 | 0 | 0 | 0 | 0 | 0 | 0 | 0 | 0 | 0 | 0 | 0 | 0 | 0 | 0 | 0 | 0 | 15.2252 | 0 | 0 | 0 | 0 | 0 | 0 | 0 | 0 | 20.1579 | 225.1625
| ISONE_MA, VT, NH, RI (Rest of ISO New England) | Massachusetts | 25 |  | 0 |  |  | New | 0 | 0 | 0 | Solar | [5 empty] | Non-Fossil |  | 2030 | Solar-DER |  | 0 | 0 | 0 | 0 | 0 | 0 | 0 | 0 | 0 | 0 | 0 | 0 | 0 | 0 | 0 | 0 | 713.6161 | 1305.8393 | 2564.9268 | 4584.3823 | 0 | 0 | 0 | 0 | 0 | 0 | 0 | 0 | 0 | 0 | 0 | 0 | 0 | 0 | 0 | 0 | 0 | 0 | 0 | 0 | 0 | 0 | 0 | 0 | 0 | 0 | 0 | 0 | 0 | 0 | 3808.9455
| ISONE_MA, VT, NH, RI (Rest of ISO New England) | Massachusetts | 25 |  | 0 |  |  | New | 0 | 0 | 0 | Solar PV | [5 empty] | Non-Fossil |  | 2030 | Solar |  | 0 | 0 | 0 | 0 | 0 | 0 | 0 | 0 | 0 | 0 | 0 | 0 | 0 | 0 | 0 | 0 | 110.6319 | 206.8734 | 400.3388 | 717.8441 | 0 | 0 | 0 | 0 | 0 | 0 | 0 | 0 | 0 | 0 | 0 | 0 | 0 | 0 | 0 | 0 | 0 | 0 | 0 | 0 | 5.7293 | 0 | 0 | 0 | 0 | 0 | 0 | 0 | 0 | 19.1774 | 382.3
| MISO_Lower Michigan | Michigan | 26 |  | 0 |  |  | New | 0 | 0 | 0 | Biomass | [5 empty] | Non-Fossil |  | 2030 | Biomass |  | 0 | 0 | 0 | 0 | 0 | 0 | 0 | 0 | 0 | 0 | 0 | 0 | 0 | 0 | 0 | 0 | 0 | 0 | 0 | 0 | 0 | 0 | 0 | 0 | 0 | 0 | 0 | 0 | 0 | 0 | 0 | 0 | 0 | 0 | 0 | 0 | 0 | 0 | 0 | 0 | 4.74 | 0 | 0 | 0 | 0 | 0 | 0 | 0 | 0 | 8.6615 | 38
| MISO_Lower Michigan | Michigan | 26 |  | 0 |  |  | New | 0 | 0 | 0 | Combined Cycle | [5 empty] | Fossil |  | 2030 | NaturalGas |  | 4.2786 | 5.7999 | 8.0055 | 18.084 | 0 | 0 | 0 | 0 | 0 | 0 | 0 | 0 | 0 | 0 | 0 | 0 | 671.6801 | 910.4997 | 1256.753 | 2838.9328 | 250.4694 | 339.5251 | 468.6429 | 1058.6375 | 2.995e-07 | 4.0599e-07 | 5.6039e-07 | 1.2659e-06 | 0.023532 | 0.031899 | 0.04403 | 0.099462 | 0 | 0 | 0 | 0 | 0 | 0 | 0 | 0 | 4.5082 | 1.2465 | 1.6897 | 2.3323 | 5.2686 | 12.2861 | 15.0335 | 17.5343 | 44.854 | 34.3727 | 372.5
| PJM West | Michigan | 26 |  | 0 |  |  | New | 0 | 0 | 0 | Combined Cycle | [5 empty] | Fossil |  | 2030 | NaturalGas |  | 12.451 | 16.878 | 23.2966 | 52.6257 | 0 | 0 | 0 | 0 | 0 | 0 | 0 | 0 | 0 | 0 | 0 | 0 | 1954.6341 | 2649.6151 | 3657.2356 | 8261.4849 | 728.8827 | 988.041 | 1363.7824 | 3080.7061 | 8.7157e-07 | 1.1815e-06 | 1.6308e-06 | 3.6838e-06 | 0.068481 | 0.092829 | 0.12813 | 0.28944 | 0 | 0 | 0 | 0 | 0 | 0 | 0 | 0 | 13.1191 | 3.6275 | 4.9173 | 6.7873 | 15.332 | 33.1754 | 38.3255 | 46.7061 | 118.207 | 94.0288 | 1084
| MISO_Lower Michigan | Michigan | 26 |  | 0 |  |  | New | 0 | 0 | 0 | Combustion Turbine | [5 empty] | Fossil |  | 2030 | NaturalGas |  | 0.047327 | 0.015871 | 0.85857 | 0.92177 | 0 | 0 | 0 | 0 | 0 | 0 | 0 | 0 | 0 | 0 | 0 | 0 | 4.7781 | 1.6023 | 86.6808 | 93.0612 | 2.7705 | 0.9291 | 50.2609 | 53.9605 | 3.3129e-09 | 1.111e-09 | 6.01e-08 | 6.4524e-08 | 0.0002603 | 8.7292e-05 | 0.0047222 | 0.0050697 | 0 | 0 | 0 | 0 | 0 | 0 | 0 | 0 | 0.64839 | 0.021319 | 0.0071495 | 0.38676 | 0.41523 | 0.1359 | 0.041139 | 1.8805 | 2.0576 | 6.6484 | 93.3
| MISO_Lower Michigan | Michigan | 26 |  | 0 |  |  | New | 0 | 0 | 0 | Landfill Gas | [5 empty] | Non-Fossil |  | 2030 | LF Gas |  | 0.11584 | 0.15703 | 0.19694 | 0.46982 | 0 | 0 | 0 | 0 | 0 | 0 | 0 | 0 | 0 | 0 | 0 | 0 | 13.608 | 18.4464 | 23.1336 | 55.188 | 6.676 | 9.0497 | 11.3492 | 27.075 | 0 | 0 | 0 | 0 | 0.005213 | 0.0070665 | 0.0088621 | 0.021142 | 0 | 0 | 0 | 0 | 0 | 0 | 0 | 0 | 0.13958 | 0.083688 | 0.11344 | 0.14227 | 0.3394 | 0 | 0 | 0 | 0 | 0.5535 | 7
| MISO_Lower Michigan | Michigan | 26 |  | 0 |  |  | New | 0 | 0 | 0 | Landfill Gas | [5 empty] | Non-Fossil |  | 2030 | LF Gas |  | 0.18204 | 0.24677 | 0.30947 | 0.73828 | 0 | 0 | 0 | 0 | 0 | 0 | 0 | 0 | 0 | 0 | 0 | 0 | 21.384 | 28.9872 | 36.3528 | 86.724 | 10.4909 | 14.221 | 17.8345 | 42.5464 | 0 | 0 | 0 | 0 | 0.0081919 | 0.011105 | 0.013926 | 0.033223 | 0 | 0 | 0 | 0 | 0 | 0 | 0 | 0 | 0.21934 | 0.13151 | 0.17827 | 0.22357 | 0.53335 | 0 | 0 | 0 | 0 | 1.2427 | 11
| MISO_Wisconsin- Upper Michigan (WUMS) | Michigan | 26 |  | 0 |  |  | New | 0 | 0 | 0 | Landfill Gas | [5 empty] | Non-Fossil |  | 2030 | LF Gas |  | 0.010955 | 0.014851 | 0.018624 | 0.04443 | 0 | 0 | 0 | 0 | 0 | 0 | 0 | 0 | 0 | 0 | 0 | 0 | 1.2869 | 1.7445 | 2.1877 | 5.2191 | 0.63135 | 0.85583 | 1.0733 | 2.5605 | 0 | 0 | 0 | 0 | 0.00049299 | 0.00066828 | 0.00083809 | 0.0019994 | 0 | 0 | 0 | 0 | 0 | 0 | 0 | 0 | 0.0132 | 0.0079144 | 0.010728 | 0.013454 | 0.032097 | 0 | 0 | 0 | 0 | 0.049462 | 0.66199
| MISO_Wisconsin- Upper Michigan (WUMS) | Michigan | 26 |  | 0 |  |  | New | 0 | 0 | 0 | Landfill Gas | [5 empty] | Non-Fossil |  | 2030 | LF Gas |  | 0.017404 | 0.023593 | 0.029587 | 0.070584 | 0 | 0 | 0 | 0 | 0 | 0 | 0 | 0 | 0 | 0 | 0 | 0 | 2.0444 | 2.7714 | 3.4755 | 8.2913 | 1.003 | 1.3596 | 1.7051 | 4.0677 | 0 | 0 | 0 | 0 | 0.00078319 | 0.0010617 | 0.0013314 | 0.0031763 | 0 | 0 | 0 | 0 | 0 | 0 | 0 | 0 | 0.020971 | 0.012573 | 0.017044 | 0.021374 | 0.050991 | 0 | 0 | 0 | 0 | 0.11415 | 1.0517
| PJM West | Michigan | 26 |  | 0 |  |  | New | 0 | 0 | 0 | Landfill Gas | [5 empty] | Non-Fossil |  | 2030 | LF Gas |  | 0.0094511 | 0.012811 | 0.016067 | 0.038329 | 0 | 0 | 0 | 0 | 0 | 0 | 0 | 0 | 0 | 0 | 0 | 0 | 1.1102 | 1.5049 | 1.8873 | 4.5024 | 0.54465 | 0.73831 | 0.92591 | 2.2089 | 0 | 0 | 0 | 0 | 0.0004253 | 0.00057651 | 0.00072301 | 0.0017248 | 0 | 0 | 0 | 0 | 0 | 0 | 0 | 0 | 0.011388 | 0.0068276 | 0.0092552 | 0.011607 | 0.02769 | 0 | 0 | 0 | 0 | 0.04267 | 0.57109
| PJM West | Michigan | 26 |  | 0 |  |  | New | 0 | 0 | 0 | Landfill Gas | [5 empty] | Non-Fossil |  | 2030 | LF Gas |  | 0.014233 | 0.019293 | 0.024196 | 0.057722 | 0 | 0 | 0 | 0 | 0 | 0 | 0 | 0 | 0 | 0 | 0 | 0 | 1.6719 | 2.2663 | 2.8422 | 6.7805 | 0.82022 | 1.1119 | 1.3944 | 3.3265 | 0 | 0 | 0 | 0 | 0.00064048 | 0.0008682 | 0.0010888 | 0.0025975 | 0 | 0 | 0 | 0 | 0 | 0 | 0 | 0 | 0.017149 | 0.010282 | 0.013938 | 0.017479 | 0.041699 | 0 | 0 | 0 | 0 | 0.093351 | 0.86003
| MISO_Minnesota and Western Wisconsin | Michigan | 26 |  | 0 |  |  | New | 0 | 0 | 0 | Landfill Gas | [5 empty] | Non-Fossil |  | 2030 | LF Gas |  | 7.598e-05 | 0.00010299 | 0.00012917 | 0.00030814 | 0 | 0 | 0 | 0 | 0 | 0 | 0 | 0 | 0 | 0 | 0 | 0 | 0.0089251 | 0.012098 | 0.015173 | 0.036196 | 0.0043786 | 0.0059355 | 0.0074437 | 0.017758 | 0 | 0 | 0 | 0 | 3.4191e-06 | 4.6348e-06 | 5.8124e-06 | 1.3866e-05 | 0 | 0 | 0 | 0 | 0 | 0 | 0 | 0 | 9.1547e-05 | 5.4889e-05 | 7.4405e-05 | 9.3311e-05 | 0.00022261 | 0 | 0 | 0 | 0 | 0.00032741 | 0.004591
| MISO_Minnesota and Western Wisconsin | Michigan | 26 |  | 0 |  |  | New | 0 | 0 | 0 | Landfill Gas | [5 empty] | Non-Fossil |  | 2030 | LF Gas |  | 0.00070285 | 0.00095275 | 0.0011948 | 0.0028504 | 0 | 0 | 0 | 0 | 0 | 0 | 0 | 0 | 0 | 0 | 0 | 0 | 0.082562 | 0.11192 | 0.14035 | 0.33483 | 0.040504 | 0.054906 | 0.068857 | 0.16427 | 0 | 0 | 0 | 0 | 3.1628e-05 | 4.2874e-05 | 5.3768e-05 | 0.00012827 | 0 | 0 | 0 | 0 | 0 | 0 | 0 | 0 | 0.00084687 | 0.00050775 | 0.00068828 | 0.00086318 | 0.0020592 | 0 | 0 | 0 | 0 | 0.0044278 | 0.04247
| MISO_Lower Michigan | Michigan | 26 |  | 0 |  |  | New | 0 | 0 | 0 | New Battery Storage | [5 empty] | Non-Fossil |  | 2030 | EnerStor |  | 0 | 0 | 0 | 0 | 0 | 0 | 0 | 0 | 0 | 0 | 0 | 0 | 0 | 0 | 0 | 0 | 172.3704 | 190.8355 | 293.0297 | 656.2357 | 0 | 0 | 0 | 0 | 0 | 0 | 0 | 0 | 0 | 0 | 0 | 0 | 0 | 0 | 0 | 0 | 0 | 0 | 0 | 0 | 7.0393 | 0 | 0 | 0 | 0 | 0 | 0 | 0 | 0 | 39.9722 | 478.8068
| MISO_Wisconsin- Upper Michigan (WUMS) | Michigan | 26 |  | 0 |  |  | New | 0 | 0 | 0 | New Battery Storage | [5 empty] | Non-Fossil |  | 2030 | EnerStor |  | 0 | 0 | 0 | 0 | 0 | 0 | 0 | 0 | 0 | 0 | 0 | 0 | 0 | 0 | 0 | 0 | 144.0802 | 195.3088 | 244.9364 | 584.3255 | 0 | 0 | 0 | 0 | 0 | 0 | 0 | 0 | 0 | 0 | 0 | 0 | 0 | 0 | 0 | 0 | 0 | 0 | 0 | 0 | 5.884 | 0 | 0 | 0 | 0 | 0 | 0 | 0 | 0 | 33.9182 | 400.2229
| PJM West | Michigan | 26 |  | 0 |  |  | New | 0 | 0 | 0 | New Battery Storage | [5 empty] | Non-Fossil |  | 2030 | EnerStor |  | 0 | 0 | 0 | 0 | 0 | 0 | 0 | 0 | 0 | 0 | 0 | 0 | 0 | 0 | 0 | 0 | 61.3602 | 83.1772 | 104.3124 | 248.8499 | 0 | 0 | 0 | 0 | 0 | 0 | 0 | 0 | 0 | 0 | 0 | 0 | 0 | 0 | 0 | 0 | 0 | 0 | 0 | 0 | 2.5058 | 0 | 0 | 0 | 0 | 0 | 0 | 0 | 0 | 13.1957 | 170.4451
| MISO_Minnesota and Western Wisconsin | Michigan | 26 |  | 0 |  |  | New | 0 | 0 | 0 | New Battery Storage | [5 empty] | Non-Fossil |  | 2030 | EnerStor |  | 0 | 0 | 0 | 0 | 0 | 0 | 0 | 0 | 0 | 0 | 0 | 0 | 0 | 0 | 0 | 0 | 101.0235 | 136.9429 | 171.7399 | 409.7063 | 0 | 0 | 0 | 0 | 0 | 0 | 0 | 0 | 0 | 0 | 0 | 0 | 0 | 0 | 0 | 0 | 0 | 0 | 0 | 0 | 4.1256 | 0 | 0 | 0 | 0 | 0 | 0 | 0 | 0 | 24.098 | 280.6207
| MISO_Lower Michigan | Michigan | 26 |  | 0 |  |  | New | 0 | 0 | 0 | Onshore Wind | [5 empty] | Non-Fossil |  | 2030 | Wind |  | 0 | 0 | 0 | 0 | 0 | 0 | 0 | 0 | 0 | 0 | 0 | 0 | 0 | 0 | 0 | 0 | 342.9625 | 446.2811 | 409.4777 | 1198.7213 | 0 | 0 | 0 | 0 | 0 | 0 | 0 | 0 | 0 | 0 | 0 | 0 | 0 | 0 | 0 | 0 | 0 | 0 | 0 | 0 | 9.8972 | 0 | 0 | 0 | 0 | 0 | 0 | 0 | 0 | 9.7752 | 298.9414
| MISO_Lower Michigan | Michigan | 26 |  | 0 |  |  | New | 0 | 0 | 0 | Onshore Wind | [5 empty] | Non-Fossil |  | 2030 | Wind |  | 0 | 0 | 0 | 0 | 0 | 0 | 0 | 0 | 0 | 0 | 0 | 0 | 0 | 0 | 0 | 0 | 520.191 | 676.9003 | 621.0786 | 1818.1699 | 0 | 0 | 0 | 0 | 0 | 0 | 0 | 0 | 0 | 0 | 0 | 0 | 0 | 0 | 0 | 0 | 0 | 0 | 0 | 0 | 15.7035 | 0 | 0 | 0 | 0 | 0 | 0 | 0 | 0 | 18.7674 | 474.3199
| MISO_Lower Michigan | Michigan | 26 |  | 0 |  |  | New | 0 | 0 | 0 | Onshore Wind | [5 empty] | Non-Fossil |  | 2030 | Wind |  | 0 | 0 | 0 | 0 | 0 | 0 | 0 | 0 | 0 | 0 | 0 | 0 | 0 | 0 | 0 | 0 | 2737.0368 | 3542.1119 | 3187.1673 | 9466.316 | 0 | 0 | 0 | 0 | 0 | 0 | 0 | 0 | 0 | 0 | 0 | 0 | 0 | 0 | 0 | 0 | 0 | 0 | 0 | 0 | 82.0298 | 0 | 0 | 0 | 0 | 0 | 0 | 0 | 0 | 94.8331 | 2477.6795
| MISO_Wisconsin- Upper Michigan (WUMS) | Michigan | 26 |  | 0 |  |  | New | 0 | 0 | 0 | Onshore Wind | [5 empty] | Non-Fossil |  | 2030 | Wind |  | 0 | 0 | 0 | 0 | 0 | 0 | 0 | 0 | 0 | 0 | 0 | 0 | 0 | 0 | 0 | 0 | 1831.426 | 2032.8597 | 2023.9893 | 5888.2749 | 0 | 0 | 0 | 0 | 0 | 0 | 0 | 0 | 0 | 0 | 0 | 0 | 0 | 0 | 0 | 0 | 0 | 0 | 0 | 0 | 49.3797 | 0 | 0 | 0 | 0 | 0 | 0 | 0 | 0 | 54.797 | 1491.4946
| MISO_Lower Michigan | Michigan | 26 |  | 0 |  |  | New | 0 | 0 | 0 | Onshore Wind | [5 empty] | Non-Fossil |  | 2030 | Wind |  | 0 | 0 | 0 | 0 | 0 | 0 | 0 | 0 | 0 | 0 | 0 | 0 | 0 | 0 | 0 | 0 | 2777.5689 | 3594.5661 | 3234.3652 | 9606.5002 | 0 | 0 | 0 | 0 | 0 | 0 | 0 | 0 | 0 | 0 | 0 | 0 | 0 | 0 | 0 | 0 | 0 | 0 | 0 | 0 | 83.2445 | 0 | 0 | 0 | 0 | 0 | 0 | 0 | 0 | 106.9132 | 2514.3708
| MISO_Lower Michigan | Michigan | 26 |  | 0 |  |  | New | 0 | 0 | 0 | Solar | [5 empty] | Non-Fossil |  | 2030 | Solar-DER |  | 0 | 0 | 0 | 0 | 0 | 0 | 0 | 0 | 0 | 0 | 0 | 0 | 0 | 0 | 0 | 0 | 61.5254 | 143.3279 | 285.7567 | 490.61 | 0 | 0 | 0 | 0 | 0 | 0 | 0 | 0 | 0 | 0 | 0 | 0 | 0 | 0 | 0 | 0 | 0 | 0 | 0 | 0 | 0 | 0 | 0 | 0 | 0 | 0 | 0 | 0 | 0 | 0 | 383.371
| MISO_Minnesota and Western Wisconsin | Michigan | 26 |  | 0 |  |  | New | 0 | 0 | 0 | Solar | [5 empty] | Non-Fossil |  | 2030 | Solar-DER |  | 0 | 0 | 0 | 0 | 0 | 0 | 0 | 0 | 0 | 0 | 0 | 0 | 0 | 0 | 0 | 0 | 0.14334 | 0.32755 | 0.62097 | 1.0919 | 0 | 0 | 0 | 0 | 0 | 0 | 0 | 0 | 0 | 0 | 0 | 0 | 0 | 0 | 0 | 0 | 0 | 0 | 0 | 0 | 0 | 0 | 0 | 0 | 0 | 0 | 0 | 0 | 0 | 0 | 0.8158
| MISO_Wisconsin- Upper Michigan (WUMS) | Michigan | 26 |  | 0 |  |  | New | 0 | 0 | 0 | Solar | [5 empty] | Non-Fossil |  | 2030 | Solar-DER |  | 0 | 0 | 0 | 0 | 0 | 0 | 0 | 0 | 0 | 0 | 0 | 0 | 0 | 0 | 0 | 0 | 4.0814 | 10.5222 | 22.234 | 36.8377 | 0 | 0 | 0 | 0 | 0 | 0 | 0 | 0 | 0 | 0 | 0 | 0 | 0 | 0 | 0 | 0 | 0 | 0 | 0 | 0 | 0 | 0 | 0 | 0 | 0 | 0 | 0 | 0 | 0 | 0 | 27.5239
| PJM West | Michigan | 26 |  | 0 |  |  | New | 0 | 0 | 0 | Solar | [5 empty] | Non-Fossil |  | 2030 | Solar-DER |  | 0 | 0 | 0 | 0 | 0 | 0 | 0 | 0 | 0 | 0 | 0 | 0 | 0 | 0 | 0 | 0 | 4.5089 | 12.9841 | 27.7713 | 45.2643 | 0 | 0 | 0 | 0 | 0 | 0 | 0 | 0 | 0 | 0 | 0 | 0 | 0 | 0 | 0 | 0 | 0 | 0 | 0 | 0 | 0 | 0 | 0 | 0 | 0 | 0 | 0 | 0 | 0 | 0 | 35.0159
| MISO_Lower Michigan | Michigan | 26 |  | 0 |  |  | New | 0 | 0 | 0 | Solar PV | [5 empty] | Non-Fossil |  | 2030 | Solar |  | 0 | 0 | 0 | 0 | 0 | 0 | 0 | 0 | 0 | 0 | 0 | 0 | 0 | 0 | 0 | 0 | 170.8589 | 394.9378 | 792.5536 | 1358.3502 | 0 | 0 | 0 | 0 | 0 | 0 | 0 | 0 | 0 | 0 | 0 | 0 | 0 | 0 | 0 | 0 | 0 | 0 | 0 | 0 | 10.6344 | 0 | 0 | 0 | 0 | 0 | 0 | 0 | 0 | 33.4807 | 709.6
| PJM West | Michigan | 26 |  | 0 |  |  | New | 0 | 0 | 0 | Solar PV | [5 empty] | Non-Fossil |  | 2030 | Solar |  | 0 | 0 | 0 | 0 | 0 | 0 | 0 | 0 | 0 | 0 | 0 | 0 | 0 | 0 | 0 | 0 | 3.2921 | 8.5293 | 17.5958 | 29.4172 | 0 | 0 | 0 | 0 | 0 | 0 | 0 | 0 | 0 | 0 | 0 | 0 | 0 | 0 | 0 | 0 | 0 | 0 | 0 | 0 | 0.2248 | 0 | 0 | 0 | 0 | 0 | 0 | 0 | 0 | 0.61251 | 15
| MISO_Minnesota and Western Wisconsin | Minnesota | 27 |  | 0 |  |  | New | 0 | 0 | 0 | Combustion Turbine | [5 empty] | Fossil |  | 2030 | NaturalGas |  | 0.0029411 | 0 | 0.0079153 | 0.010856 | 0 | 0 | 0 | 0 | 0 | 0 | 0 | 0 | 0 | 0 | 0 | 0 | 0.29693 | 0 | 0.79912 | 1.0961 | 0.17217 | 0 | 0.46336 | 0.63553 | 2.0588e-10 | 0 | 5.5407e-10 | 7.5995e-10 | 1.6176e-05 | 0 | 4.3534e-05 | 5.971e-05 | 0 | 0 | 0 | 0 | 0 | 0 | 0 | 0 | 0.050732 | 0.0013249 | 0 | 0.0035656 | 0.0048905 | 0.0094871 | 0 | 0.019338 | 0.028825 | 0.49164 | 7.3
| MISO_Iowa | Minnesota | 27 |  | 0 |  |  | New | 0 | 0 | 0 | Landfill Gas | [5 empty] | Non-Fossil |  | 2030 | LF Gas |  | 0.00023927 | 0.00032434 | 0.00040675 | 0.00097036 | 0 | 0 | 0 | 0 | 0 | 0 | 0 | 0 | 0 | 0 | 0 | 0 | 0.028106 | 0.038099 | 0.04778 | 0.11399 | 0.013789 | 0.018691 | 0.023441 | 0.055921 | 0 | 0 | 0 | 0 | 1.0767e-05 | 1.4595e-05 | 1.8304e-05 | 4.3666e-05 | 0 | 0 | 0 | 0 | 0 | 0 | 0 | 0 | 0.0002883 | 0.00017285 | 0.00023431 | 0.00029384 | 0.000701 | 0 | 0 | 0 | 0 | 0.0010311 | 0.014458
| MISO_Iowa | Minnesota | 27 |  | 0 |  |  | New | 0 | 0 | 0 | Landfill Gas | [5 empty] | Non-Fossil |  | 2030 | LF Gas |  | 0.0022132 | 0.0030001 | 0.0037625 | 0.0089758 | 0 | 0 | 0 | 0 | 0 | 0 | 0 | 0 | 0 | 0 | 0 | 0 | 0.25998 | 0.35242 | 0.44197 | 1.0544 | 0.12754 | 0.17289 | 0.21683 | 0.51727 | 0 | 0 | 0 | 0 | 9.9594e-05 | 0.00013501 | 0.00016931 | 0.00040391 | 0 | 0 | 0 | 0 | 0 | 0 | 0 | 0 | 0.0026667 | 0.0015989 | 0.0021673 | 0.0027181 | 0.0064843 | 0 | 0 | 0 | 0 | 0.013943 | 0.13373
| MISO_Minnesota and Western Wisconsin | Minnesota | 27 |  | 0 |  |  | New | 0 | 0 | 0 | Landfill Gas | [5 empty] | Non-Fossil |  | 2030 | LF Gas |  | 0.024065 | 0.032622 | 0.040911 | 0.097597 | 0 | 0 | 0 | 0 | 0 | 0 | 0 | 0 | 0 | 0 | 0 | 0 | 2.8269 | 3.832 | 4.8057 | 11.4645 | 1.3868 | 1.8799 | 2.3576 | 5.6244 | 0 | 0 | 0 | 0 | 0.0010829 | 0.001468 | 0.001841 | 0.0043919 | 0 | 0 | 0 | 0 | 0 | 0 | 0 | 0 | 0.028996 | 0.017385 | 0.023566 | 0.029555 | 0.070506 | 0 | 0 | 0 | 0 | 0.1037 | 1.4541
| MISO_Minnesota and Western Wisconsin | Minnesota | 27 |  | 0 |  |  | New | 0 | 0 | 0 | Landfill Gas | [5 empty] | Non-Fossil |  | 2030 | LF Gas |  | 0.2226 | 0.30175 | 0.37842 | 0.90277 | 0 | 0 | 0 | 0 | 0 | 0 | 0 | 0 | 0 | 0 | 0 | 0 | 26.1485 | 35.4457 | 44.4524 | 106.0465 | 12.8283 | 17.3895 | 21.8081 | 52.026 | 0 | 0 | 0 | 0 | 0.010017 | 0.013579 | 0.017029 | 0.040625 | 0 | 0 | 0 | 0 | 0 | 0 | 0 | 0 | 0.26822 | 0.16081 | 0.21799 | 0.27338 | 0.65218 | 0 | 0 | 0 | 0 | 1.4023 | 13.4509
| SPP_WAUE | Minnesota | 27 |  | 0 |  |  | New | 0 | 0 | 0 | Landfill Gas | [5 empty] | Non-Fossil |  | 2030 | LF Gas |  | 0.00060613 | 0.00082164 | 0.0010304 | 0.0024582 | 0 | 0 | 0 | 0 | 0 | 0 | 0 | 0 | 0 | 0 | 0 | 0 | 0.0712 | 0.096516 | 0.12104 | 0.28876 | 0.03493 | 0.04735 | 0.059382 | 0.14166 | 0 | 0 | 0 | 0 | 2.7276e-05 | 3.6974e-05 | 4.6369e-05 | 0.00011062 | 0 | 0 | 0 | 0 | 0 | 0 | 0 | 0 | 0.00073034 | 0.00043788 | 0.00059357 | 0.00074439 | 0.0017758 | 0 | 0 | 0 | 0 | 0.002761 | 0.036626
| MISO_Lower Michigan | Minnesota | 27 |  | 0 |  |  | New | 0 | 0 | 0 | New Battery Storage | [5 empty] | Non-Fossil |  | 2030 | EnerStor |  | 0 | 0 | 0 | 0 | 0 | 0 | 0 | 0 | 0 | 0 | 0 | 0 | 0 | 0 | 0 | 0 | 174.918 | 228.6789 | 297.3606 | 700.9575 | 0 | 0 | 0 | 0 | 0 | 0 | 0 | 0 | 0 | 0 | 0 | 0 | 0 | 0 | 0 | 0 | 0 | 0 | 0 | 0 | 7.1433 | 0 | 0 | 0 | 0 | 0 | 0 | 0 | 0 | 40.561 | 485.8834
| MISO_Minnesota and Western Wisconsin | Minnesota | 27 |  | 0 |  |  | New | 0 | 0 | 0 | New Battery Storage | [5 empty] | Non-Fossil |  | 2030 | EnerStor |  | 0 | 0 | 0 | 0 | 0 | 0 | 0 | 0 | 0 | 0 | 0 | 0 | 0 | 0 | 0 | 0 | 90.2248 | 81.8644 | 153.3821 | 325.4713 | 0 | 0 | 0 | 0 | 0 | 0 | 0 | 0 | 0 | 0 | 0 | 0 | 0 | 0 | 0 | 0 | 0 | 0 | 0 | 0 | 3.6846 | 0 | 0 | 0 | 0 | 0 | 0 | 0 | 0 | 22.0566 | 250.6244
| MISO_Iowa | Minnesota | 27 |  | 0 |  |  | New | 0 | 0 | 0 | Onshore Wind | [5 empty] | Non-Fossil |  | 2030 | Wind |  | 0 | 0 | 0 | 0 | 0 | 0 | 0 | 0 | 0 | 0 | 0 | 0 | 0 | 0 | 0 | 0 | 458.1491 | 608.4528 | 643.3345 | 1709.9365 | 0 | 0 | 0 | 0 | 0 | 0 | 0 | 0 | 0 | 0 | 0 | 0 | 0 | 0 | 0 | 0 | 0 | 0 | 0 | 0 | 13.4085 | 0 | 0 | 0 | 0 | 0 | 0 | 0 | 0 | 11.9927 | 405
| MISO_Minnesota and Western Wisconsin | Minnesota | 27 |  | 0 |  |  | New | 0 | 0 | 0 | Onshore Wind | [5 empty] | Non-Fossil |  | 2030 | Wind |  | 0 | 0 | 0 | 0 | 0 | 0 | 0 | 0 | 0 | 0 | 0 | 0 | 0 | 0 | 0 | 0 | 2263.5727 | 2822.2822 | 2811.6988 | 7897.5537 | 0 | 0 | 0 | 0 | 0 | 0 | 0 | 0 | 0 | 0 | 0 | 0 | 0 | 0 | 0 | 0 | 0 | 0 | 0 | 0 | 65.7175 | 0 | 0 | 0 | 0 | 0 | 0 | 0 | 0 | 61.3542 | 1984.9734
| MISO_Minnesota and Western Wisconsin | Minnesota | 27 |  | 0 |  |  | New | 0 | 0 | 0 | Onshore Wind | [5 empty] | Non-Fossil |  | 2030 | Wind |  | 0 | 0 | 0 | 0 | 0 | 0 | 0 | 0 | 0 | 0 | 0 | 0 | 0 | 0 | 0 | 0 | 1055.3747 | 1383.0831 | 1485.7808 | 3924.2386 | 0 | 0 | 0 | 0 | 0 | 0 | 0 | 0 | 0 | 0 | 0 | 0 | 0 | 0 | 0 | 0 | 0 | 0 | 0 | 0 | 28.9913 | 0 | 0 | 0 | 0 | 0 | 0 | 0 | 0 | 22.7463 | 875.6713
| MISO_Minnesota and Western Wisconsin | Minnesota | 27 |  | 0 |  |  | New | 0 | 0 | 0 | Onshore Wind | [5 empty] | Non-Fossil |  | 2030 | Wind |  | 0 | 0 | 0 | 0 | 0 | 0 | 0 | 0 | 0 | 0 | 0 | 0 | 0 | 0 | 0 | 0 | 1378.9771 | 1807.1685 | 1941.3557 | 5127.5013 | 0 | 0 | 0 | 0 | 0 | 0 | 0 | 0 | 0 | 0 | 0 | 0 | 0 | 0 | 0 | 0 | 0 | 0 | 0 | 0 | 36.7576 | 0 | 0 | 0 | 0 | 0 | 0 | 0 | 0 | 22.2781 | 1110.2486
| MISO_Minnesota and Western Wisconsin | Minnesota | 27 |  | 0 |  |  | New | 0 | 0 | 0 | Onshore Wind | [5 empty] | Non-Fossil |  | 2030 | Wind |  | 0 | 0 | 0 | 0 | 0 | 0 | 0 | 0 | 0 | 0 | 0 | 0 | 0 | 0 | 0 | 0 | 1099.8652 | 1441.3885 | 1548.4156 | 4089.6694 | 0 | 0 | 0 | 0 | 0 | 0 | 0 | 0 | 0 | 0 | 0 | 0 | 0 | 0 | 0 | 0 | 0 | 0 | 0 | 0 | 29.3176 | 0 | 0 | 0 | 0 | 0 | 0 | 0 | 0 | 19.5694 | 885.5287
| MISO_Iowa | Minnesota | 27 |  | 0 |  |  | New | 0 | 0 | 0 | Solar | [5 empty] | Non-Fossil |  | 2030 | Solar-DER |  | 0 | 0 | 0 | 0 | 0 | 0 | 0 | 0 | 0 | 0 | 0 | 0 | 0 | 0 | 0 | 0 | 0.76313 | 1.5755 | 2.7974 | 5.136 | 0 | 0 | 0 | 0 | 0 | 0 | 0 | 0 | 0 | 0 | 0 | 0 | 0 | 0 | 0 | 0 | 0 | 0 | 0 | 0 | 0 | 0 | 0 | 0 | 0 | 0 | 0 | 0 | 0 | 0 | 3.8375
| MISO_Minnesota and Western Wisconsin | Minnesota | 27 |  | 0 |  |  | New | 0 | 0 | 0 | Solar | [5 empty] | Non-Fossil |  | 2030 | Solar-DER |  | 0 | 0 | 0 | 0 | 0 | 0 | 0 | 0 | 0 | 0 | 0 | 0 | 0 | 0 | 0 | 0 | 87.3946 | 173.8021 | 324.3493 | 585.5459 | 0 | 0 | 0 | 0 | 0 | 0 | 0 | 0 | 0 | 0 | 0 | 0 | 0 | 0 | 0 | 0 | 0 | 0 | 0 | 0 | 0 | 0 | 0 | 0 | 0 | 0 | 0 | 0 | 0 | 0 | 437.5004
| SPP_WAUE | Minnesota | 27 |  | 0 |  |  | New | 0 | 0 | 0 | Solar | [5 empty] | Non-Fossil |  | 2030 | Solar-DER |  | 0 | 0 | 0 | 0 | 0 | 0 | 0 | 0 | 0 | 0 | 0 | 0 | 0 | 0 | 0 | 0 | 2.7041 | 5.9252 | 11.3158 | 19.9451 | 0 | 0 | 0 | 0 | 0 | 0 | 0 | 0 | 0 | 0 | 0 | 0 | 0 | 0 | 0 | 0 | 0 | 0 | 0 | 0 | 0 | 0 | 0 | 0 | 0 | 0 | 0 | 0 | 0 | 0 | 14.4337
| MISO_Iowa | Minnesota | 27 |  | 0 |  |  | New | 0 | 0 | 0 | Solar PV | [5 empty] | Non-Fossil |  | 2030 | Solar |  | 0 | 0 | 0 | 0 | 0 | 0 | 0 | 0 | 0 | 0 | 0 | 0 | 0 | 0 | 0 | 0 | 24.9347 | 50.0776 | 87.0882 | 162.1005 | 0 | 0 | 0 | 0 | 0 | 0 | 0 | 0 | 0 | 0 | 0 | 0 | 0 | 0 | 0 | 0 | 0 | 0 | 0 | 0 | 1.1989 | 0 | 0 | 0 | 0 | 0 | 0 | 0 | 0 | 3.4585 | 80
| MISO_Minnesota and Western Wisconsin | Minnesota | 27 |  | 0 |  |  | New | 0 | 0 | 0 | Solar PV | [5 empty] | Non-Fossil |  | 2030 | Solar |  | 0 | 0 | 0 | 0 | 0 | 0 | 0 | 0 | 0 | 0 | 0 | 0 | 0 | 0 | 0 | 0 | 80.6339 | 163.443 | 285.8125 | 529.8893 | 0 | 0 | 0 | 0 | 0 | 0 | 0 | 0 | 0 | 0 | 0 | 0 | 0 | 0 | 0 | 0 | 0 | 0 | 0 | 0 | 3.883 | 0 | 0 | 0 | 0 | 0 | 0 | 0 | 0 | 11.2339 | 259.1
| MISO_Minnesota and Western Wisconsin | Minnesota | 27 |  | 0 |  |  | New | 0 | 0 | 0 | Solar PV | [5 empty] | Non-Fossil |  | 2030 | Solar |  | 0 | 0 | 0 | 0 | 0 | 0 | 0 | 0 | 0 | 0 | 0 | 0 | 0 | 0 | 0 | 0 | 502.5166 | 1004.4662 | 1762.7072 | 3269.6899 | 0 | 0 | 0 | 0 | 0 | 0 | 0 | 0 | 0 | 0 | 0 | 0 | 0 | 0 | 0 | 0 | 0 | 0 | 0 | 0 | 22.8928 | 0 | 0 | 0 | 0 | 0 | 0 | 0 | 0 | 58.4407 | 1527.5677
| MISO_Amite South (including DSG) | Louisiana | 22 |  | 0 |  |  | New | 0 | 0 | 0 | Combined Cycle | [5 empty] | Fossil |  | 2030 | NaturalGas |  | 0.087954 | 0.11923 | 0.16457 | 0.37175 | 0 | 0 | 0 | 0 | 0 | 0 | 0 | 0 | 0 | 0 | 0 | 0 | 13.8075 | 18.7168 | 25.8346 | 58.3589 | 5.1488 | 6.9795 | 9.6337 | 21.762 | 6.1568e-09 | 8.3458e-09 | 1.152e-08 | 2.6022e-08 | 0.00048374 | 0.00065574 | 0.00090512 | 0.0020446 | 0 | 0 | 0 | 0 | 0 | 0 | 0 | 0 | 0.092673 | 0.025625 | 0.034735 | 0.047945 | 0.1083 | 0.24502 | 0.29276 | 0.39229 | 0.93007 | 0.67388 | 7.6573
| MISO_Indiana (including parts of Kentucky) | Indiana | 18 |  | 0 |  |  | New | 0 | 0 | 0 | Combustion Turbine | [5 empty] | Fossil |  | 2030 | NaturalGas |  | 13.2816 | 3.8479 | 28.2179 | 45.3474 | 0 | 0 | 0 | 0 | 0 | 0 | 0 | 0 | 0 | 0 | 0 | 0 | 1340.8978 | 388.4761 | 2848.8554 | 4578.2293 | 777.5044 | 225.2535 | 1651.8766 | 2654.6345 | 9.2971e-07 | 2.6935e-07 | 1.9753e-06 | 3.1743e-06 | 0.073049 | 0.021163 | 0.1552 | 0.24941 | 0 | 0 | 0 | 0 | 0 | 0 | 0 | 0 | 20.552 | 5.983 | 1.7333 | 12.7114 | 20.4277 | 36.6348 | 9.4289 | 62.1735 | 108.2372 | 196.935 | 2957.3217
| MISO_Indiana (including parts of Kentucky) | Kentucky | 21 |  | 0 |  |  | New | 0 | 0 | 0 | Combustion Turbine | [5 empty] | Fossil |  | 2030 | NaturalGas |  | 1.0096 | 0.29249 | 2.145 | 3.447 | 0 | 0 | 0 | 0 | 0 | 0 | 0 | 0 | 0 | 0 | 0 | 0 | 101.9271 | 29.5297 | 216.5532 | 348.01 | 59.1013 | 17.1224 | 125.5659 | 201.7897 | 7.0671e-08 | 2.0474e-08 | 1.5015e-07 | 2.4129e-07 | 0.0055527 | 0.0016087 | 0.011797 | 0.018959 | 0 | 0 | 0 | 0 | 0 | 0 | 0 | 0 | 1.5622 | 0.45479 | 0.13176 | 0.96624 | 1.5528 | 2.7848 | 0.71673 | 4.7261 | 8.2276 | 14.9698 | 224.7982
| MISO_Louisiana | Louisiana | 22 |  | 0 |  |  | New | 0 | 0 | 0 | Combined Cycle | [5 empty] | Fossil |  | 2030 | NaturalGas |  | 30.3284 | 41.1118 | 56.7462 | 128.1865 | 0 | 0 | 0 | 0 | 0 | 0 | 0 | 0 | 0 | 0 | 0 | 0 | 4761.1313 | 6453.978 | 8908.3573 | 20123.4667 | 1775.4249 | 2406.6871 | 3321.9247 | 7504.0367 | 2.123e-06 | 2.8778e-06 | 3.9722e-06 | 8.9731e-06 | 0.16681 | 0.22612 | 0.3121 | 0.70503 | 0 | 0 | 0 | 0 | 0 | 0 | 0 | 0 | 31.9557 | 8.8359 | 11.9776 | 16.5325 | 37.346 | 81.6028 | 97.8188 | 127.663 | 307.0846 | 232.928 | 2640.4258
| MISO_Lower Michigan | Michigan | 26 |  | 0 |  |  | New | 0 | 0 | 0 | Combined Cycle | [5 empty] | Fossil |  | 2030 | NaturalGas |  | 16.2482 | 22.0254 | 30.4014 | 68.675 | 0 | 0 | 0 | 0 | 0 | 0 | 0 | 0 | 0 | 0 | 0 | 0 | 2550.7418 | 3457.6722 | 4772.5882 | 10781.0022 | 951.1711 | 1289.3653 | 1779.6972 | 4020.2336 | 1.1374e-06 | 1.5418e-06 | 2.1281e-06 | 4.8072e-06 | 0.089365 | 0.12114 | 0.16721 | 0.37771 | 0 | 0 | 0 | 0 | 0 | 0 | 0 | 0 | 17.12 | 4.7338 | 6.4169 | 8.8572 | 20.0078 | 46.6571 | 57.0906 | 66.5877 | 170.3353 | 130.5324 | 1414.5891
| MISO_Lower Michigan | Minnesota | 27 |  | 0 |  |  | New | 0 | 0 | 0 | Combined Cycle | [5 empty] | Fossil |  | 2030 | NaturalGas |  | 0.0014227 | 0.0019286 | 0.002662 | 0.0060134 | 0 | 0 | 0 | 0 | 0 | 0 | 0 | 0 | 0 | 0 | 0 | 0 | 0.22335 | 0.30276 | 0.4179 | 0.94402 | 0.083287 | 0.1129 | 0.15584 | 0.35202 | 9.9592e-11 | 1.35e-10 | 1.8634e-10 | 4.2094e-10 | 7.8251e-06 | 1.0607e-05 | 1.4641e-05 | 3.3074e-05 | 0 | 0 | 0 | 0 | 0 | 0 | 0 | 0 | 0.0014991 | 0.0004145 | 0.00056188 | 0.00077556 | 0.0017519 | 0.0040854 | 0.004999 | 0.0058306 | 0.014915 | 0.01143 | 0.12387
| MISO_Missouri | Illinois | 17 |  | 0 |  |  | New | 0 | 0 | 0 | Combustion Turbine | [5 empty] | Fossil |  | 2030 | NaturalGas |  | 0.24547 | 0.089356 | 2.6023 | 2.9371 | 0 | 0 | 0 | 0 | 0 | 0 | 0 | 0 | 0 | 0 | 0 | 0 | 24.7825 | 9.0213 | 262.7254 | 296.5293 | 14.3699 | 5.2309 | 152.3384 | 171.9391 | 1.7183e-08 | 6.2549e-09 | 1.8216e-07 | 2.056e-07 | 0.0013501 | 0.00049146 | 0.014313 | 0.016154 | 0 | 0 | 0 | 0 | 0 | 0 | 0 | 0 | 1.8289 | 0.11058 | 0.040252 | 1.1723 | 1.3231 | 0.70557 | 0.22299 | 5.7108 | 6.6394 | 17.5585 | 263.169
| MISO_Missouri | Iowa | 19 |  | 0 |  |  | New | 0 | 0 | 0 | Combustion Turbine | [5 empty] | Fossil |  | 2030 | NaturalGas |  | 0.10686 | 0.038898 | 1.1328 | 1.2786 | 0 | 0 | 0 | 0 | 0 | 0 | 0 | 0 | 0 | 0 | 0 | 0 | 10.7883 | 3.9271 | 114.3692 | 129.0846 | 6.2555 | 2.2771 | 66.3157 | 74.8483 | 7.4801e-09 | 2.7229e-09 | 7.9298e-08 | 8.9501e-08 | 0.00058772 | 0.00021394 | 0.0062305 | 0.0070322 | 0 | 0 | 0 | 0 | 0 | 0 | 0 | 0 | 0.79616 | 0.048136 | 0.017523 | 0.51031 | 0.57597 | 0.30715 | 0.097071 | 2.486 | 2.8902 | 7.6435 | 114.5623
| MISO_Missouri | Missouri | 29 |  | 0 |  |  | New | 0 | 0 | 0 | Combustion Turbine | [5 empty] | Fossil |  | 2030 | NaturalGas |  | 3.4785 | 1.2663 | 36.8767 | 41.6215 | 0 | 0 | 0 | 0 | 0 | 0 | 0 | 0 | 0 | 0 | 0 | 0 | 351.1891 | 127.8396 | 3723.0406 | 4202.0693 | 203.6331 | 74.1263 | 2158.763 | 2436.5224 | 2.435e-07 | 8.8638e-08 | 2.5814e-06 | 2.9135e-06 | 0.019132 | 0.0069644 | 0.20282 | 0.22892 | 0 | 0 | 0 | 0 | 0 | 0 | 0 | 0 | 25.9171 | 1.567 | 0.57041 | 16.6119 | 18.7493 | 9.9985 | 3.1599 | 80.927 | 94.0854 | 248.8185 | 3729.3267
| MISO_Wisconsin- Upper Michigan (WUMS) | Michigan | 26 |  | 0 |  |  | New | 0 | 0 | 0 | Combustion Turbine | [5 empty] | Fossil |  | 2030 | NaturalGas |  | 0.028063 | 0.024747 | 0.36209 | 0.4149 | 0 | 0 | 0 | 0 | 0 | 0 | 0 | 0 | 0 | 0 | 0 | 0 | 2.8332 | 2.4984 | 36.5564 | 41.8881 | 1.6428 | 1.4487 | 21.1968 | 24.2883 | 1.9644e-09 | 1.7323e-09 | 2.5346e-08 | 2.9043e-08 | 0.00015435 | 0.00013611 | 0.0019915 | 0.002282 | 0 | 0 | 0 | 0 | 0 | 0 | 0 | 0 | 0.29591 | 0.012642 | 0.011148 | 0.16311 | 0.1869 | 0.084474 | 0.066212 | 0.81459 | 0.96527 | 2.8975 | 42.58
| MISO_Wisconsin- Upper Michigan (WUMS) | Wisconsin | 55 |  | 0 |  |  | New | 0 | 0 | 0 | Combustion Turbine | [5 empty] | Fossil |  | 2030 | NaturalGas |  | 0.55571 | 0.49004 | 7.1702 | 8.2159 | 0 | 0 | 0 | 0 | 0 | 0 | 0 | 0 | 0 | 0 | 0 | 0 | 56.1041 | 49.4737 | 723.8945 | 829.4723 | 32.5313 | 28.6867 | 419.742 | 480.9601 | 3.89e-08 | 3.4303e-08 | 5.0191e-07 | 5.7511e-07 | 0.0030564 | 0.0026952 | 0.039436 | 0.045188 | 0 | 0 | 0 | 0 | 0 | 0 | 0 | 0 | 5.8597 | 0.25033 | 0.22075 | 3.23 | 3.701 | 1.6728 | 1.3111 | 16.1306 | 19.1144 | 57.3773 | 843.1732
| MISO_Mississippi | Mississippi | 28 |  | 0 |  |  | New | 0 | 0 | 0 | Combustion Turbine | [5 empty] | Fossil |  | 2030 | NaturalGas |  | 0.021853 | 0.017199 | 0.068187 | 0.10724 | 0 | 0 | 0 | 0 | 0 | 0 | 0 | 0 | 0 | 0 | 0 | 0 | 2.2062 | 1.7364 | 6.8841 | 10.8268 | 1.2793 | 1.0068 | 3.9917 | 6.2778 | 1.5297e-09 | 1.2039e-09 | 4.7731e-09 | 7.5067e-09 | 0.00012019 | 9.4594e-05 | 0.00037503 | 0.00058982 | 0 | 0 | 0 | 0 | 0 | 0 | 0 | 0 | 0.15706 | 0.0098441 | 0.0077476 | 0.030716 | 0.048308 | 0.062503 | 0.043053 | 0.18029 | 0.28584 | 1.6075 | 22.6
| SERC_Central_TVA | Mississippi | 28 |  | 0 |  |  | New | 0 | 0 | 0 | Landfill Gas | [5 empty] | Non-Fossil |  | 2030 | LF Gas |  | 0.0141 | 0.019114 | 0.02397 | 0.057185 | 0 | 0 | 0 | 0 | 0 | 0 | 0 | 0 | 0 | 0 | 0 | 0 | 1.6563 | 2.2452 | 2.8158 | 6.7173 | 0.81259 | 1.1015 | 1.3814 | 3.2955 | 0 | 0 | 0 | 0 | 0.00063451 | 0.00086012 | 0.0010787 | 0.0025733 | 0 | 0 | 0 | 0 | 0 | 0 | 0 | 0 | 0.01699 | 0.010186 | 0.013808 | 0.017317 | 0.041311 | 0 | 0 | 0 | 0 | 0.056823 | 0.85202
| SERC_Central_TVA | Mississippi | 28 |  | 0 |  |  | New | 0 | 0 | 0 | Landfill Gas | [5 empty] | Non-Fossil |  | 2030 | LF Gas |  | 0.019975 | 0.027078 | 0.033958 | 0.081011 | 0 | 0 | 0 | 0 | 0 | 0 | 0 | 0 | 0 | 0 | 0 | 0 | 2.3465 | 3.1808 | 3.989 | 9.5162 | 1.1512 | 1.5605 | 1.957 | 4.6686 | 0 | 0 | 0 | 0 | 0.00089889 | 0.0012185 | 0.0015281 | 0.0036455 | 0 | 0 | 0 | 0 | 0 | 0 | 0 | 0 | 0.024069 | 0.014431 | 0.019561 | 0.024532 | 0.058524 | 0 | 0 | 0 | 0 | 0.11881 | 1.207
| SERC_Southeastern | Mississippi | 28 |  | 0 |  |  | New | 0 | 0 | 0 | Landfill Gas | [5 empty] | Non-Fossil |  | 2030 | LF Gas |  | 0.0047801 | 0.0064798 | 0.0081262 | 0.019386 | 0 | 0 | 0 | 0 | 0 | 0 | 0 | 0 | 0 | 0 | 0 | 0 | 0.56151 | 0.76116 | 0.95457 | 2.2772 | 0.27548 | 0.37342 | 0.46831 | 1.1172 | 0 | 0 | 0 | 0 | 0.00021511 | 0.00029159 | 0.00036568 | 0.00087238 | 0 | 0 | 0 | 0 | 0 | 0 | 0 | 0 | 0.0057597 | 0.0034533 | 0.0046811 | 0.0058706 | 0.014005 | 0 | 0 | 0 | 0 | 0.018961 | 0.28884
| SERC_Southeastern | Mississippi | 28 |  | 0 |  |  | New | 0 | 0 | 0 | Landfill Gas | [5 empty] | Non-Fossil |  | 2030 | LF Gas |  | 0.0066922 | 0.0090716 | 0.011377 | 0.027141 | 0 | 0 | 0 | 0 | 0 | 0 | 0 | 0 | 0 | 0 | 0 | 0 | 0.78611 | 1.0656 | 1.3364 | 3.1881 | 0.38566 | 0.52279 | 0.65563 | 1.5641 | 0 | 0 | 0 | 0 | 0.00030115 | 0.00040822 | 0.00051195 | 0.0012213 | 0 | 0 | 0 | 0 | 0 | 0 | 0 | 0 | 0.0080635 | 0.0048346 | 0.0065535 | 0.0082188 | 0.019607 | 0 | 0 | 0 | 0 | 0.03927 | 0.40438
| MISO_Mississippi | Mississippi | 28 |  | 0 |  |  | New | 0 | 0 | 0 | Landfill Gas | [5 empty] | Non-Fossil |  | 2030 | LF Gas |  | 0.011461 | 0.015536 | 0.019484 | 0.04648 | 0 | 0 | 0 | 0 | 0 | 0 | 0 | 0 | 0 | 0 | 0 | 0 | 1.3463 | 1.825 | 2.2887 | 5.4599 | 0.66048 | 0.89532 | 1.1228 | 2.6786 | 0 | 0 | 0 | 0 | 0.00051574 | 0.00069912 | 0.00087676 | 0.0020916 | 0 | 0 | 0 | 0 | 0 | 0 | 0 | 0 | 0.013809 | 0.0082796 | 0.011223 | 0.014075 | 0.033578 | 0 | 0 | 0 | 0 | 0.049004 | 0.69253
| MISO_Mississippi | Mississippi | 28 |  | 0 |  |  | New | 0 | 0 | 0 | Landfill Gas | [5 empty] | Non-Fossil |  | 2030 | LF Gas |  | 0.017927 | 0.024301 | 0.030476 | 0.072703 | 0 | 0 | 0 | 0 | 0 | 0 | 0 | 0 | 0 | 0 | 0 | 0 | 2.1058 | 2.8546 | 3.5799 | 8.5403 | 1.0331 | 1.4004 | 1.7563 | 4.1898 | 0 | 0 | 0 | 0 | 0.00080671 | 0.0010935 | 0.0013714 | 0.0032717 | 0 | 0 | 0 | 0 | 0 | 0 | 0 | 0 | 0.0216 | 0.012951 | 0.017555 | 0.022016 | 0.052522 | 0 | 0 | 0 | 0 | 0.11103 | 1.0832
| SERC_Central_TVA | Mississippi | 28 |  | 0 |  |  | New | 0 | 0 | 0 | New Battery Storage | [5 empty] | Non-Fossil |  | 2030 | EnerStor |  | 0 | 0 | 0 | 0 | 0 | 0 | 0 | 0 | 0 | 0 | 0 | 0 | 0 | 0 | 0 | 0 | 139.8829 | 126.0673 | 274.0905 | 540.0406 | 0 | 0 | 0 | 0 | 0 | 0 | 0 | 0 | 0 | 0 | 0 | 0 | 0 | 0 | 0 | 0 | 0 | 0 | 0 | 0 | 6.5843 | 0 | 0 | 0 | 0 | 0 | 0 | 0 | 0 | 34.4188 | 447.8602
| MISO_Mississippi | Mississippi | 28 |  | 0 |  |  | New | 0 | 0 | 0 | New Battery Storage | [5 empty] | Non-Fossil |  | 2030 | EnerStor |  | 0 | 0 | 0 | 0 | 0 | 0 | 0 | 0 | 0 | 0 | 0 | 0 | 0 | 0 | 0 | 0 | 57.0943 | 63.7534 | 97.0603 | 217.908 | 0 | 0 | 0 | 0 | 0 | 0 | 0 | 0 | 0 | 0 | 0 | 0 | 0 | 0 | 0 | 0 | 0 | 0 | 0 | 0 | 2.3316 | 0 | 0 | 0 | 0 | 0 | 0 | 0 | 0 | 12.3138 | 158.5953
| MISO_Mississippi | Mississippi | 28 |  | 0 |  |  | New | 0 | 0 | 0 | Solar | [5 empty] | Non-Fossil |  | 2030 | Solar-DER |  | 0 | 0 | 0 | 0 | 0 | 0 | 0 | 0 | 0 | 0 | 0 | 0 | 0 | 0 | 0 | 0 | 20.8397 | 45.763 | 74.6009 | 141.2035 | 0 | 0 | 0 | 0 | 0 | 0 | 0 | 0 | 0 | 0 | 0 | 0 | 0 | 0 | 0 | 0 | 0 | 0 | 0 | 0 | 0 | 0 | 0 | 0 | 0 | 0 | 0 | 0 | 0 | 0 | 88.7817
| SERC_Central_TVA | Mississippi | 28 |  | 0 |  |  | New | 0 | 0 | 0 | Solar | [5 empty] | Non-Fossil |  | 2030 | Solar-DER |  | 0 | 0 | 0 | 0 | 0 | 0 | 0 | 0 | 0 | 0 | 0 | 0 | 0 | 0 | 0 | 0 | 3.8723 | 7.9658 | 14.1282 | 25.9663 | 0 | 0 | 0 | 0 | 0 | 0 | 0 | 0 | 0 | 0 | 0 | 0 | 0 | 0 | 0 | 0 | 0 | 0 | 0 | 0 | 0 | 0 | 0 | 0 | 0 | 0 | 0 | 0 | 0 | 0 | 19.0228
| SERC_Southeastern | Mississippi | 28 |  | 0 |  |  | New | 0 | 0 | 0 | Solar | [5 empty] | Non-Fossil |  | 2030 | Solar-DER |  | 0 | 0 | 0 | 0 | 0 | 0 | 0 | 0 | 0 | 0 | 0 | 0 | 0 | 0 | 0 | 0 | 15.0406 | 31.6613 | 46.2824 | 92.9843 | 0 | 0 | 0 | 0 | 0 | 0 | 0 | 0 | 0 | 0 | 0 | 0 | 0 | 0 | 0 | 0 | 0 | 0 | 0 | 0 | 0 | 0 | 0 | 0 | 0 | 0 | 0 | 0 | 0 | 0 | 63.4566
| SERC_Central_TVA | Mississippi | 28 |  | 0 |  |  | New | 0 | 0 | 0 | Solar PV | [5 empty] | Non-Fossil |  | 2030 | Solar |  | 0 | 0 | 0 | 0 | 0 | 0 | 0 | 0 | 0 | 0 | 0 | 0 | 0 | 0 | 0 | 0 | 108.3113 | 232.7299 | 405.8013 | 746.8425 | 0 | 0 | 0 | 0 | 0 | 0 | 0 | 0 | 0 | 0 | 0 | 0 | 0 | 0 | 0 | 0 | 0 | 0 | 0 | 0 | 5.2453 | 0 | 0 | 0 | 0 | 0 | 0 | 0 | 0 | 12.82 | 350
| SERC_Southeastern | Mississippi | 28 |  | 0 |  |  | New | 0 | 0 | 0 | Solar PV | [5 empty] | Non-Fossil |  | 2030 | Solar |  | 0 | 0 | 0 | 0 | 0 | 0 | 0 | 0 | 0 | 0 | 0 | 0 | 0 | 0 | 0 | 0 | 131.6702 | 270.7325 | 403.7876 | 806.1903 | 0 | 0 | 0 | 0 | 0 | 0 | 0 | 0 | 0 | 0 | 0 | 0 | 0 | 0 | 0 | 0 | 0 | 0 | 0 | 0 | 4.983 | 0 | 0 | 0 | 0 | 0 | 0 | 0 | 0 | 9.6443 | 332.4974
| MISO_Mississippi | Mississippi | 28 |  | 0 |  |  | New | 0 | 0 | 0 | Solar PV | [5 empty] | Non-Fossil |  | 2030 | Solar |  | 0 | 0 | 0 | 0 | 0 | 0 | 0 | 0 | 0 | 0 | 0 | 0 | 0 | 0 | 0 | 0 | 64.8145 | 142.7183 | 230.6942 | 438.227 | 0 | 0 | 0 | 0 | 0 | 0 | 0 | 0 | 0 | 0 | 0 | 0 | 0 | 0 | 0 | 0 | 0 | 0 | 0 | 0 | 2.9135 | 0 | 0 | 0 | 0 | 0 | 0 | 0 | 0 | 7.2643 | 194.4064
| MISO_Mississippi | Mississippi | 28 |  | 0 |  |  | New | 0 | 0 | 0 | Solar PV | [5 empty] | Non-Fossil |  | 2030 | Solar |  | 0 | 0 | 0 | 0 | 0 | 0 | 0 | 0 | 0 | 0 | 0 | 0 | 0 | 0 | 0 | 0 | 1.0964 | 2.2326 | 3.3367 | 6.6656 | 0 | 0 | 0 | 0 | 0 | 0 | 0 | 0 | 0 | 0 | 0 | 0 | 0 | 0 | 0 | 0 | 0 | 0 | 0 | 0 | 0.041866 | 0 | 0 | 0 | 0 | 0 | 0 | 0 | 0 | 0.10087 | 2.7936
| SPP North- (Kansas, Missouri) | Missouri | 29 |  | 0 |  |  | New | 0 | 0 | 0 | Landfill Gas | [5 empty] | Non-Fossil |  | 2030 | LF Gas |  | 0.010071 | 0.013652 | 0.017121 | 0.040845 | 0 | 0 | 0 | 0 | 0 | 0 | 0 | 0 | 0 | 0 | 0 | 0 | 1.1831 | 1.6037 | 2.0112 | 4.798 | 0.5804 | 0.78677 | 0.98669 | 2.3539 | 0 | 0 | 0 | 0 | 0.00045321 | 0.00061435 | 0.00077046 | 0.001838 | 0 | 0 | 0 | 0 | 0 | 0 | 0 | 0 | 0.012135 | 0.0072758 | 0.0098627 | 0.012369 | 0.029507 | 0 | 0 | 0 | 0 | 0.043892 | 0.60857
| MISO_Missouri | Missouri | 29 |  | 0 |  |  | New | 0 | 0 | 0 | Landfill Gas | [5 empty] | Non-Fossil |  | 2030 | LF Gas |  | 0.14096 | 0.19108 | 0.23963 | 0.57166 | 0 | 0 | 0 | 0 | 0 | 0 | 0 | 0 | 0 | 0 | 0 | 0 | 16.5579 | 22.4451 | 28.1484 | 67.1513 | 8.1232 | 11.0115 | 13.8095 | 32.9441 | 0 | 0 | 0 | 0 | 0.0063431 | 0.0085984 | 0.010783 | 0.025725 | 0 | 0 | 0 | 0 | 0 | 0 | 0 | 0 | 0.16984 | 0.10183 | 0.13804 | 0.17311 | 0.41298 | 0 | 0 | 0 | 0 | 0.6639 | 8.5174
| MISO_Missouri | Missouri | 29 |  | 0 |  |  | New | 0 | 0 | 0 | Landfill Gas | [5 empty] | Non-Fossil |  | 2030 | LF Gas |  | 0.2145 | 0.29077 | 0.36465 | 0.86992 | 0 | 0 | 0 | 0 | 0 | 0 | 0 | 0 | 0 | 0 | 0 | 0 | 25.1967 | 34.1556 | 42.8345 | 102.1868 | 12.3614 | 16.7566 | 21.0144 | 50.1324 | 0 | 0 | 0 | 0 | 0.0096525 | 0.013084 | 0.016409 | 0.039146 | 0 | 0 | 0 | 0 | 0 | 0 | 0 | 0 | 0.25845 | 0.15496 | 0.21006 | 0.26343 | 0.62844 | 0 | 0 | 0 | 0 | 1.4596 | 12.9613
| SPP West (Oklahoma, Arkansas, Louisiana) | Missouri | 29 |  | 0 |  |  | New | 0 | 0 | 0 | Landfill Gas | [5 empty] | Non-Fossil |  | 2030 | LF Gas |  | 0.00074334 | 0.0010076 | 0.0012637 | 0.0030146 | 0 | 0 | 0 | 0 | 0 | 0 | 0 | 0 | 0 | 0 | 0 | 0 | 0.087318 | 0.11836 | 0.14844 | 0.35412 | 0.042838 | 0.058069 | 0.072824 | 0.17373 | 0 | 0 | 0 | 0 | 3.345e-05 | 4.5344e-05 | 5.6865e-05 | 0.00013566 | 0 | 0 | 0 | 0 | 0 | 0 | 0 | 0 | 0.00089566 | 0.000537 | 0.00072793 | 0.0009129 | 0.0021778 | 0 | 0 | 0 | 0 | 0.003109 | 0.044917
| SERC_Delta_AECI | Missouri | 29 |  | 0 |  |  | New | 0 | 0 | 0 | Landfill Gas | [5 empty] | Non-Fossil |  | 2030 | LF Gas |  | 0.06388 | 0.086593 | 0.1086 | 0.25907 | 0 | 0 | 0 | 0 | 0 | 0 | 0 | 0 | 0 | 0 | 0 | 0 | 7.5038 | 10.1719 | 12.7565 | 30.4322 | 3.6814 | 4.9903 | 6.2583 | 14.9299 | 0 | 0 | 0 | 0 | 0.0028746 | 0.0038967 | 0.0048868 | 0.011658 | 0 | 0 | 0 | 0 | 0 | 0 | 0 | 0 | 0.07697 | 0.046148 | 0.062556 | 0.078452 | 0.18716 | 0 | 0 | 0 | 0 | 0.30087 | 3.86
| MISO_Missouri | Missouri | 29 |  | 0 |  |  | New | 0 | 0 | 0 | New Battery Storage | [5 empty] | Non-Fossil |  | 2030 | EnerStor |  | 0 | 0 | 0 | 0 | 0 | 0 | 0 | 0 | 0 | 0 | 0 | 0 | 0 | 0 | 0 | 0 | 43.3791 | 58.8028 | 73.7445 | 175.9263 | 0 | 0 | 0 | 0 | 0 | 0 | 0 | 0 | 0 | 0 | 0 | 0 | 0 | 0 | 0 | 0 | 0 | 0 | 0 | 0 | 1.7715 | 0 | 0 | 0 | 0 | 0 | 0 | 0 | 0 | 9.6568 | 120.4975
| MISO_Arkansas | Missouri | 29 |  | 0 |  |  | New | 0 | 0 | 0 | New Battery Storage | [5 empty] | Non-Fossil |  | 2030 | EnerStor |  | 0 | 0 | 0 | 0 | 0 | 0 | 0 | 0 | 0 | 0 | 0 | 0 | 0 | 0 | 0 | 0 | 88.6153 | 120.1229 | 150.646 | 359.3841 | 0 | 0 | 0 | 0 | 0 | 0 | 0 | 0 | 0 | 0 | 0 | 0 | 0 | 0 | 0 | 0 | 0 | 0 | 0 | 0 | 3.6189 | 0 | 0 | 0 | 0 | 0 | 0 | 0 | 0 | 19.5026 | 246.1535
| SPP North- (Kansas, Missouri) | Missouri | 29 |  | 0 |  |  | New | 0 | 0 | 0 | Onshore Wind | [5 empty] | Non-Fossil |  | 2030 | Wind |  | 0 | 0 | 0 | 0 | 0 | 0 | 0 | 0 | 0 | 0 | 0 | 0 | 0 | 0 | 0 | 0 | 331.5255 | 424.6784 | 361.9694 | 1118.1734 | 0 | 0 | 0 | 0 | 0 | 0 | 0 | 0 | 0 | 0 | 0 | 0 | 0 | 0 | 0 | 0 | 0 | 0 | 0 | 0 | 9.8925 | 0 | 0 | 0 | 0 | 0 | 0 | 0 | 0 | 10.9758 | 298.8
| MISO_Missouri | Missouri | 29 |  | 0 |  |  | New | 0 | 0 | 0 | Onshore Wind | [5 empty] | Non-Fossil |  | 2030 | Wind |  | 0 | 0 | 0 | 0 | 0 | 0 | 0 | 0 | 0 | 0 | 0 | 0 | 0 | 0 | 0 | 0 | 428.7115 | 581.7111 | 536.9706 | 1547.3932 | 0 | 0 | 0 | 0 | 0 | 0 | 0 | 0 | 0 | 0 | 0 | 0 | 0 | 0 | 0 | 0 | 0 | 0 | 0 | 0 | 13.243 | 0 | 0 | 0 | 0 | 0 | 0 | 0 | 0 | 13.1017 | 400
| SERC_Delta_AECI | Missouri | 29 |  | 0 |  |  | New | 0 | 0 | 0 | Onshore Wind | [5 empty] | Non-Fossil |  | 2030 | Wind |  | 0 | 0 | 0 | 0 | 0 | 0 | 0 | 0 | 0 | 0 | 0 | 0 | 0 | 0 | 0 | 0 | 359.7893 | 486.5615 | 467.2142 | 1313.565 | 0 | 0 | 0 | 0 | 0 | 0 | 0 | 0 | 0 | 0 | 0 | 0 | 0 | 0 | 0 | 0 | 0 | 0 | 0 | 0 | 11.0149 | 0 | 0 | 0 | 0 | 0 | 0 | 0 | 0 | 10.3563 | 332.7
| MISO_Missouri | Missouri | 29 |  | 0 |  |  | New | 0 | 0 | 0 | Solar | [5 empty] | Non-Fossil |  | 2030 | Solar-DER |  | 0 | 0 | 0 | 0 | 0 | 0 | 0 | 0 | 0 | 0 | 0 | 0 | 0 | 0 | 0 | 0 | 35.9383 | 70.8995 | 146.4316 | 253.2693 | 0 | 0 | 0 | 0 | 0 | 0 | 0 | 0 | 0 | 0 | 0 | 0 | 0 | 0 | 0 | 0 | 0 | 0 | 0 | 0 | 0 | 0 | 0 | 0 | 0 | 0 | 0 | 0 | 0 | 0 | 191.837
| SERC_Delta_AECI | Missouri | 29 |  | 0 |  |  | New | 0 | 0 | 0 | Solar | [5 empty] | Non-Fossil |  | 2030 | Solar-DER |  | 0 | 0 | 0 | 0 | 0 | 0 | 0 | 0 | 0 | 0 | 0 | 0 | 0 | 0 | 0 | 0 | 16.5192 | 33.4626 | 64.3251 | 114.3068 | 0 | 0 | 0 | 0 | 0 | 0 | 0 | 0 | 0 | 0 | 0 | 0 | 0 | 0 | 0 | 0 | 0 | 0 | 0 | 0 | 0 | 0 | 0 | 0 | 0 | 0 | 0 | 0 | 0 | 0 | 82.59
| SPP North- (Kansas, Missouri) | Missouri | 29 |  | 0 |  |  | New | 0 | 0 | 0 | Solar | [5 empty] | Non-Fossil |  | 2030 | Solar-DER |  | 0 | 0 | 0 | 0 | 0 | 0 | 0 | 0 | 0 | 0 | 0 | 0 | 0 | 0 | 0 | 0 | 54.9494 | 109.8288 | 203.503 | 368.2813 | 0 | 0 | 0 | 0 | 0 | 0 | 0 | 0 | 0 | 0 | 0 | 0 | 0 | 0 | 0 | 0 | 0 | 0 | 0 | 0 | 0 | 0 | 0 | 0 | 0 | 0 | 0 | 0 | 0 | 0 | 271.7161
| SPP West (Oklahoma, Arkansas, Louisiana) | Missouri | 29 |  | 0 |  |  | New | 0 | 0 | 0 | Solar | [5 empty] | Non-Fossil |  | 2030 | Solar-DER |  | 0 | 0 | 0 | 0 | 0 | 0 | 0 | 0 | 0 | 0 | 0 | 0 | 0 | 0 | 0 | 0 | 2.1111 | 4.2636 | 8.239 | 14.6138 | 0 | 0 | 0 | 0 | 0 | 0 | 0 | 0 | 0 | 0 | 0 | 0 | 0 | 0 | 0 | 0 | 0 | 0 | 0 | 0 | 0 | 0 | 0 | 0 | 0 | 0 | 0 | 0 | 0 | 0 | 9.0774
| SPP North- (Kansas, Missouri) | Missouri | 29 |  | 0 |  |  | New | 0 | 0 | 0 | Solar PV | [5 empty] | Non-Fossil |  | 2030 | Solar |  | 0 | 0 | 0 | 0 | 0 | 0 | 0 | 0 | 0 | 0 | 0 | 0 | 0 | 0 | 0 | 0 | 6.4643 | 12.3372 | 24.3534 | 43.155 | 0 | 0 | 0 | 0 | 0 | 0 | 0 | 0 | 0 | 0 | 0 | 0 | 0 | 0 | 0 | 0 | 0 | 0 | 0 | 0 | 0.30423 | 0 | 0 | 0 | 0 | 0 | 0 | 0 | 0 | 0.7984 | 20.3
| MISO_Missouri | Missouri | 29 |  | 0 |  |  | New | 0 | 0 | 0 | Solar PV | [5 empty] | Non-Fossil |  | 2030 | Solar |  | 0 | 0 | 0 | 0 | 0 | 0 | 0 | 0 | 0 | 0 | 0 | 0 | 0 | 0 | 0 | 0 | 12.482 | 24.0489 | 48.5001 | 85.031 | 0 | 0 | 0 | 0 | 0 | 0 | 0 | 0 | 0 | 0 | 0 | 0 | 0 | 0 | 0 | 0 | 0 | 0 | 0 | 0 | 0.62344 | 0 | 0 | 0 | 0 | 0 | 0 | 0 | 0 | 1.7315 | 41.6
| MISO_MT, SD, ND | Montana | 30 |  | 0 |  |  | New | 0 | 0 | 0 | Landfill Gas | [5 empty] | Non-Fossil |  | 2030 | LF Gas |  | 0.00030136 | 0.00040851 | 0.00051232 | 0.0012222 | 0 | 0 | 0 | 0 | 0 | 0 | 0 | 0 | 0 | 0 | 0 | 0 | 0.0354 | 0.047987 | 0.06018 | 0.14357 | 0.017367 | 0.023542 | 0.029524 | 0.070434 | 0 | 0 | 0 | 0 | 1.3561e-05 | 1.8383e-05 | 2.3054e-05 | 5.4999e-05 | 0 | 0 | 0 | 0 | 0 | 0 | 0 | 0 | 0.00036312 | 0.00021771 | 0.00029512 | 0.00037011 | 0.00088293 | 0 | 0 | 0 | 0 | 0.0013357 | 0.01821
| WECC_Montana | Montana | 30 |  | 0 |  |  | New | 0 | 0 | 0 | Landfill Gas | [5 empty] | Non-Fossil |  | 2030 | LF Gas |  | 0.01836 | 0.024889 | 0.031213 | 0.074462 | 0 | 0 | 0 | 0 | 0 | 0 | 0 | 0 | 0 | 0 | 0 | 0 | 2.1567 | 2.9236 | 3.6665 | 8.7468 | 1.0581 | 1.4343 | 1.7988 | 4.2912 | 0 | 0 | 0 | 0 | 0.00082622 | 0.00112 | 0.0014046 | 0.0033508 | 0 | 0 | 0 | 0 | 0 | 0 | 0 | 0 | 0.022123 | 0.013264 | 0.01798 | 0.022549 | 0.053792 | 0 | 0 | 0 | 0 | 0.085668 | 1.1094
| WECC_Montana | Montana | 30 |  | 0 |  |  | New | 0 | 0 | 0 | Landfill Gas | [5 empty] | Non-Fossil |  | 2030 | LF Gas |  | 0.027541 | 0.037333 | 0.046819 | 0.11169 | 0 | 0 | 0 | 0 | 0 | 0 | 0 | 0 | 0 | 0 | 0 | 0 | 3.2351 | 4.3854 | 5.4997 | 13.1202 | 1.5871 | 2.1515 | 2.6981 | 6.4367 | 0 | 0 | 0 | 0 | 0.0012393 | 0.00168 | 0.0021069 | 0.0050262 | 0 | 0 | 0 | 0 | 0 | 0 | 0 | 0 | 0.033184 | 0.019896 | 0.02697 | 0.033823 | 0.080689 | 0 | 0 | 0 | 0 | 0.18411 | 1.6642
| SPP_WAUE | Montana | 30 |  | 0 |  |  | New | 0 | 0 | 0 | Landfill Gas | [5 empty] | Non-Fossil |  | 2030 | LF Gas |  | 0.00012491 | 0.00016932 | 0.00021235 | 0.00050658 | 0 | 0 | 0 | 0 | 0 | 0 | 0 | 0 | 0 | 0 | 0 | 0 | 0.014673 | 0.01989 | 0.024944 | 0.059507 | 0.0071985 | 0.0097579 | 0.012237 | 0.029194 | 0 | 0 | 0 | 0 | 5.621e-06 | 7.6195e-06 | 9.5556e-06 | 2.2796e-05 | 0 | 0 | 0 | 0 | 0 | 0 | 0 | 0 | 0.00015051 | 9.0237e-05 | 0.00012232 | 0.0001534 | 0.00036596 | 0 | 0 | 0 | 0 | 0.00056901 | 0.007548
| WECC_Montana | Montana | 30 |  | 0 |  |  | New | 0 | 0 | 0 | New Battery Storage | [5 empty] | Non-Fossil |  | 2030 | EnerStor |  | 0 | 0 | 0 | 0 | 0 | 0 | 0 | 0 | 0 | 0 | 0 | 0 | 0 | 0 | 0 | 0 | 0 | 66.9683 | 293.208 | 360.1763 | 0 | 0 | 0 | 0 | 0 | 0 | 0 | 0 | 0 | 0 | 0 | 0 | 0 | 0 | 0 | 0 | 0 | 0 | 0 | 0 | 7.0436 | 0 | 0 | 0 | 0 | 0 | 0 | 0 | 0 | 41.7016 | 479.098
| WECC_Montana | Montana | 30 |  | 0 |  |  | New | 0 | 0 | 0 | Onshore Wind | [5 empty] | Non-Fossil |  | 2030 | Wind |  | 0 | 0 | 0 | 0 | 0 | 0 | 0 | 0 | 0 | 0 | 0 | 0 | 0 | 0 | 0 | 0 | 410.4163 | 484.5979 | 422.6271 | 1317.6413 | 0 | 0 | 0 | 0 | 0 | 0 | 0 | 0 | 0 | 0 | 0 | 0 | 0 | 0 | 0 | 0 | 0 | 0 | 0 | 0 | 13.1068 | 0 | 0 | 0 | 0 | 0 | 0 | 0 | 0 | 17.7875 | 395.8875
| WECC_Montana | Montana | 30 |  | 0 |  |  | New | 0 | 0 | 0 | Onshore Wind | [5 empty] | Non-Fossil |  | 2030 | Wind |  | 0 | 0 | 0 | 0 | 0 | 0 | 0 | 0 | 0 | 0 | 0 | 0 | 0 | 0 | 0 | 0 | 135.848 | 160.4021 | 139.8897 | 436.1398 | 0 | 0 | 0 | 0 | 0 | 0 | 0 | 0 | 0 | 0 | 0 | 0 | 0 | 0 | 0 | 0 | 0 | 0 | 0 | 0 | 4.3384 | 0 | 0 | 0 | 0 | 0 | 0 | 0 | 0 | 5.9484 | 131.0389
| WECC_Montana | Montana | 30 |  | 0 |  |  | New | 0 | 0 | 0 | Onshore Wind | [5 empty] | Non-Fossil |  | 2030 | Wind |  | 0 | 0 | 0 | 0 | 0 | 0 | 0 | 0 | 0 | 0 | 0 | 0 | 0 | 0 | 0 | 0 | 417.792 | 486.0547 | 398.4198 | 1302.2664 | 0 | 0 | 0 | 0 | 0 | 0 | 0 | 0 | 0 | 0 | 0 | 0 | 0 | 0 | 0 | 0 | 0 | 0 | 0 | 0 | 12.6727 | 0 | 0 | 0 | 0 | 0 | 0 | 0 | 0 | 17.3914 | 382.7736
| MISO_MT, SD, ND | Montana | 30 |  | 0 |  |  | New | 0 | 0 | 0 | Solar | [5 empty] | Non-Fossil |  | 2030 | Solar-DER |  | 0 | 0 | 0 | 0 | 0 | 0 | 0 | 0 | 0 | 0 | 0 | 0 | 0 | 0 | 0 | 0 | 0.22786 | 0.52237 | 1.0753 | 1.8255 | 0 | 0 | 0 | 0 | 0 | 0 | 0 | 0 | 0 | 0 | 0 | 0 | 0 | 0 | 0 | 0 | 0 | 0 | 0 | 0 | 0 | 0 | 0 | 0 | 0 | 0 | 0 | 0 | 0 | 0 | 1.3592
| WECC_Montana | Montana | 30 |  | 0 |  |  | New | 0 | 0 | 0 | Solar | [5 empty] | Non-Fossil |  | 2030 | Solar-DER |  | 0 | 0 | 0 | 0 | 0 | 0 | 0 | 0 | 0 | 0 | 0 | 0 | 0 | 0 | 0 | 0 | 126.73 | 286.9348 | 577.1744 | 990.8392 | 0 | 0 | 0 | 0 | 0 | 0 | 0 | 0 | 0 | 0 | 0 | 0 | 0 | 0 | 0 | 0 | 0 | 0 | 0 | 0 | 0 | 0 | 0 | 0 | 0 | 0 | 0 | 0 | 0 | 0 | 707.1191
| MISO_MT, SD, ND | Montana | 30 |  | 0 |  |  | New | 0 | 0 | 0 | Solar PV | [5 empty] | Non-Fossil |  | 2030 | Solar |  | 0 | 0 | 0 | 0 | 0 | 0 | 0 | 0 | 0 | 0 | 0 | 0 | 0 | 0 | 0 | 0 | 40.7781 | 90.5928 | 189.4737 | 320.8445 | 0 | 0 | 0 | 0 | 0 | 0 | 0 | 0 | 0 | 0 | 0 | 0 | 0 | 0 | 0 | 0 | 0 | 0 | 0 | 0 | 2.248 | 0 | 0 | 0 | 0 | 0 | 0 | 0 | 0 | 6.1373 | 150
| MISO_MT, SD, ND | Montana | 30 |  | 0 |  |  | New | 0 | 0 | 0 | Solar PV | [5 empty] | Non-Fossil |  | 2030 | Solar |  | 0 | 0 | 0 | 0 | 0 | 0 | 0 | 0 | 0 | 0 | 0 | 0 | 0 | 0 | 0 | 0 | 3.3064 | 7.2729 | 15.2111 | 25.7904 | 0 | 0 | 0 | 0 | 0 | 0 | 0 | 0 | 0 | 0 | 0 | 0 | 0 | 0 | 0 | 0 | 0 | 0 | 0 | 0 | 0.17244 | 0 | 0 | 0 | 0 | 0 | 0 | 0 | 0 | 0.41278 | 11.5061
| MISO_MT, SD, ND | Montana | 30 |  | 0 |  |  | New | 0 | 0 | 0 | Solar PV | [5 empty] | Non-Fossil |  | 2030 | Solar |  | 0 | 0 | 0 | 0 | 0 | 0 | 0 | 0 | 0 | 0 | 0 | 0 | 0 | 0 | 0 | 0 | 53.3385 | 117.3268 | 245.3849 | 416.0502 | 0 | 0 | 0 | 0 | 0 | 0 | 0 | 0 | 0 | 0 | 0 | 0 | 0 | 0 | 0 | 0 | 0 | 0 | 0 | 0 | 2.7817 | 0 | 0 | 0 | 0 | 0 | 0 | 0 | 0 | 6.6658 | 185.6154
| MISO_MT, SD, ND | Montana | 30 |  | 0 |  |  | New | 0 | 0 | 0 | Solar PV | [5 empty] | Non-Fossil |  | 2030 | Solar |  | 0 | 0 | 0 | 0 | 0 | 0 | 0 | 0 | 0 | 0 | 0 | 0 | 0 | 0 | 0 | 0 | 53.3385 | 117.3268 | 245.3849 | 416.0502 | 0 | 0 | 0 | 0 | 0 | 0 | 0 | 0 | 0 | 0 | 0 | 0 | 0 | 0 | 0 | 0 | 0 | 0 | 0 | 0 | 2.7817 | 0 | 0 | 0 | 0 | 0 | 0 | 0 | 0 | 6.6658 | 185.6154
| MISO_MT, SD, ND | Montana | 30 |  | 0 |  |  | New | 0 | 0 | 0 | Solar PV | [5 empty] | Non-Fossil |  | 2030 | Solar |  | 0 | 0 | 0 | 0 | 0 | 0 | 0 | 0 | 0 | 0 | 0 | 0 | 0 | 0 | 0 | 0 | 26.6692 | 58.6634 | 122.6924 | 208.0251 | 0 | 0 | 0 | 0 | 0 | 0 | 0 | 0 | 0 | 0 | 0 | 0 | 0 | 0 | 0 | 0 | 0 | 0 | 0 | 0 | 1.3909 | 0 | 0 | 0 | 0 | 0 | 0 | 0 | 0 | 3.3329 | 92.8077
| MISO_MT, SD, ND | Montana | 30 |  | 0 |  |  | New | 0 | 0 | 0 | Solar PV | [5 empty] | Non-Fossil |  | 2030 | Solar |  | 0 | 0 | 0 | 0 | 0 | 0 | 0 | 0 | 0 | 0 | 0 | 0 | 0 | 0 | 0 | 0 | 148.4254 | 326.486 | 682.8342 | 1157.7456 | 0 | 0 | 0 | 0 | 0 | 0 | 0 | 0 | 0 | 0 | 0 | 0 | 0 | 0 | 0 | 0 | 0 | 0 | 0 | 0 | 7.7407 | 0 | 0 | 0 | 0 | 0 | 0 | 0 | 0 | 18.5938 | 516.5133
| WECC_Montana | Montana | 30 |  | 0 |  |  | New | 0 | 0 | 0 | Solar PV | [5 empty] | Non-Fossil |  | 2030 | Solar |  | 0 | 0 | 0 | 0 | 0 | 0 | 0 | 0 | 0 | 0 | 0 | 0 | 0 | 0 | 0 | 0 | 58.2284 | 136.1912 | 270.3533 | 464.7729 | 0 | 0 | 0 | 0 | 0 | 0 | 0 | 0 | 0 | 0 | 0 | 0 | 0 | 0 | 0 | 0 | 0 | 0 | 0 | 0 | 3.232 | 0 | 0 | 0 | 0 | 0 | 0 | 0 | 0 | 9.0853 | 215.664
| WECC_Montana | Montana | 30 |  | 0 |  |  | New | 0 | 0 | 0 | Solar PV | [5 empty] | Non-Fossil |  | 2030 | Solar |  | 0 | 0 | 0 | 0 | 0 | 0 | 0 | 0 | 0 | 0 | 0 | 0 | 0 | 0 | 0 | 0 | 7.1891 | 16.9594 | 33.5842 | 57.7327 | 0 | 0 | 0 | 0 | 0 | 0 | 0 | 0 | 0 | 0 | 0 | 0 | 0 | 0 | 0 | 0 | 0 | 0 | 0 | 0 | 0.36471 | 0 | 0 | 0 | 0 | 0 | 0 | 0 | 0 | 0.9744 | 24.336
| SPP Nebraska | Nebraska | 31 |  | 0 |  |  | New | 0 | 0 | 0 | Combustion Turbine | [5 empty] | Fossil |  | 2030 | NaturalGas |  | 0.0018264 | 0.00021488 | 0.00086743 | 0.0029087 | 0 | 0 | 0 | 0 | 0 | 0 | 0 | 0 | 0 | 0 | 0 | 0 | 0.1844 | 0.021694 | 0.087575 | 0.29366 | 0.10692 | 0.012579 | 0.050779 | 0.17028 | 1.2785e-10 | 1.5041e-11 | 6.072e-11 | 2.0361e-10 | 1.0045e-05 | 1.1818e-06 | 4.7709e-06 | 1.5998e-05 | 0 | 0 | 0 | 0 | 0 | 0 | 0 | 0 | 0.027798 | 0.00082276 | 9.6795e-05 | 0.00039075 | 0.0013103 | 0.0056454 | 0.00059293 | 0.0021423 | 0.0083806 | 0.28355 | 4
| SPP Nebraska | Nebraska | 31 |  | 0 |  |  | New | 0 | 0 | 0 | Landfill Gas | [5 empty] | Non-Fossil |  | 2030 | LF Gas |  | 0.010767 | 0.014595 | 0.018304 | 0.043665 | 0 | 0 | 0 | 0 | 0 | 0 | 0 | 0 | 0 | 0 | 0 | 0 | 1.2647 | 1.7144 | 2.1501 | 5.1293 | 0.62048 | 0.8411 | 1.0548 | 2.5164 | 0 | 0 | 0 | 0 | 0.00048451 | 0.00065678 | 0.00082366 | 0.0019649 | 0 | 0 | 0 | 0 | 0 | 0 | 0 | 0 | 0.012973 | 0.0077781 | 0.010544 | 0.013223 | 0.031545 | 0 | 0 | 0 | 0 | 0.049045 | 0.65059
| WECC_Wyoming | Nebraska | 31 |  | 0 |  |  | New | 0 | 0 | 0 | Landfill Gas | [5 empty] | Non-Fossil |  | 2030 | LF Gas |  | 6.1471e-05 | 8.3328e-05 | 8.0197e-05 | 0.000225 | 0 | 0 | 0 | 0 | 0 | 0 | 0 | 0 | 0 | 0 | 0 | 0 | 0.0072209 | 0.0097883 | 0.0094206 | 0.02643 | 0.0035425 | 0.0048021 | 0.0046217 | 0.012966 | 0 | 0 | 0 | 0 | 2.7662e-06 | 3.7498e-06 | 3.6089e-06 | 1.0125e-05 | 0 | 0 | 0 | 0 | 0 | 0 | 0 | 0 | 7.4059e-05 | 4.4408e-05 | 6.0198e-05 | 5.7936e-05 | 0.00016254 | 0 | 0 | 0 | 0 | 0.00028678 | 0.003714
| WECC_Wyoming | Nebraska | 31 |  | 0 |  |  | New | 0 | 0 | 0 | Landfill Gas | [5 empty] | Non-Fossil |  | 2030 | LF Gas |  | 9.2198e-05 | 0.00012498 | 0.00012028 | 0.00033746 | 0 | 0 | 0 | 0 | 0 | 0 | 0 | 0 | 0 | 0 | 0 | 0 | 0.01083 | 0.014681 | 0.014129 | 0.039641 | 0.0053133 | 0.0072024 | 0.0069318 | 0.019448 | 0 | 0 | 0 | 0 | 4.1489e-06 | 5.6241e-06 | 5.4128e-06 | 1.5186e-05 | 0 | 0 | 0 | 0 | 0 | 0 | 0 | 0 | 0.00011111 | 6.6605e-05 | 9.0287e-05 | 8.6895e-05 | 0.00024379 | 0 | 0 | 0 | 0 | 0.00061646 | 0.005572
| SPP Nebraska | Nebraska | 31 |  | 0 |  |  | New | 0 | 0 | 0 | New Battery Storage | [5 empty] | Non-Fossil |  | 2030 | EnerStor |  | 0 | 0 | 0 | 0 | 0 | 0 | 0 | 0 | 0 | 0 | 0 | 0 | 0 | 0 | 0 | 0 | 1.044 | 1.4152 | 1.7748 | 4.234 | 0 | 0 | 0 | 0 | 0 | 0 | 0 | 0 | 0 | 0 | 0 | 0 | 0 | 0 | 0 | 0 | 0 | 0 | 0 | 0 | 0.042635 | 0 | 0 | 0 | 0 | 0 | 0 | 0 | 0 | 0.25588 | 2.9
| WECC_Wyoming | Nebraska | 31 |  | 0 |  |  | New | 0 | 0 | 0 | New Battery Storage | [5 empty] | Non-Fossil |  | 2030 | EnerStor |  | 0 | 0 | 0 | 0 | 0 | 0 | 0 | 0 | 0 | 0 | 0 | 0 | 0 | 0 | 0 | 0 | 66.785 | 90.5307 | 113.5344 | 270.8501 | 0 | 0 | 0 | 0 | 0 | 0 | 0 | 0 | 0 | 0 | 0 | 0 | 0 | 0 | 0 | 0 | 0 | 0 | 0 | 0 | 2.7274 | 0 | 0 | 0 | 0 | 0 | 0 | 0 | 0 | 15.0539 | 185.5138
| SPP Nebraska | Nebraska | 31 |  | 0 |  |  | New | 0 | 0 | 0 | Onshore Wind | [5 empty] | Non-Fossil |  | 2030 | Wind |  | 0 | 0 | 0 | 0 | 0 | 0 | 0 | 0 | 0 | 0 | 0 | 0 | 0 | 0 | 0 | 0 | 972.8006 | 1201.1903 | 1257.6574 | 3431.6483 | 0 | 0 | 0 | 0 | 0 | 0 | 0 | 0 | 0 | 0 | 0 | 0 | 0 | 0 | 0 | 0 | 0 | 0 | 0 | 0 | 25.2621 | 0 | 0 | 0 | 0 | 0 | 0 | 0 | 0 | 21.8787 | 763.0321
| SPP Nebraska | Nebraska | 31 |  | 0 |  |  | New | 0 | 0 | 0 | Onshore Wind | [5 empty] | Non-Fossil |  | 2030 | Wind |  | 0 | 0 | 0 | 0 | 0 | 0 | 0 | 0 | 0 | 0 | 0 | 0 | 0 | 0 | 0 | 0 | 977.3083 | 1206.7563 | 1263.4852 | 3447.5498 | 0 | 0 | 0 | 0 | 0 | 0 | 0 | 0 | 0 | 0 | 0 | 0 | 0 | 0 | 0 | 0 | 0 | 0 | 0 | 0 | 25.3791 | 0 | 0 | 0 | 0 | 0 | 0 | 0 | 0 | 22.203 | 766.5679
| SPP Nebraska | Nebraska | 31 |  | 0 |  |  | New | 0 | 0 | 0 | Solar | [5 empty] | Non-Fossil |  | 2030 | Solar-DER |  | 0 | 0 | 0 | 0 | 0 | 0 | 0 | 0 | 0 | 0 | 0 | 0 | 0 | 0 | 0 | 0 | 46.1843 | 85.6994 | 158.7897 | 290.6734 | 0 | 0 | 0 | 0 | 0 | 0 | 0 | 0 | 0 | 0 | 0 | 0 | 0 | 0 | 0 | 0 | 0 | 0 | 0 | 0 | 0 | 0 | 0 | 0 | 0 | 0 | 0 | 0 | 0 | 0 | 210.3516
| SPP Nebraska | Nebraska | 31 |  | 0 |  |  | New | 0 | 0 | 0 | Solar PV | [5 empty] | Non-Fossil |  | 2030 | Solar |  | 0 | 0 | 0 | 0 | 0 | 0 | 0 | 0 | 0 | 0 | 0 | 0 | 0 | 0 | 0 | 0 | 31.6218 | 65.8551 | 116.79 | 214.2669 | 0 | 0 | 0 | 0 | 0 | 0 | 0 | 0 | 0 | 0 | 0 | 0 | 0 | 0 | 0 | 0 | 0 | 0 | 0 | 0 | 1.3758 | 0 | 0 | 0 | 0 | 0 | 0 | 0 | 0 | 3.6597 | 91.8
| ISONE_Connecticut | Connecticut | 9 |  | 0 |  |  | New | 0 | 0 | 0 | Fuel Cell | [5 empty] | Non-Fossil |  | 2030 | NaturalGas |  | 0.25569 | 0.34879 | 0.44226 | 1.0467 | 0 | 0 | 0 | 0 | 0 | 0 | 0 | 0 | 0 | 0 | 0 | 0 | 39.526 | 53.9177 | 68.3653 | 161.809 | 14.9683 | 20.4184 | 25.8896 | 61.2763 | 1.7899e-08 | 2.4416e-08 | 3.0958e-08 | 7.3272e-08 | 0 | 0 | 0 | 0 | 0 | 0 | 0 | 0 | 0 | 0 | 0 | 0 | 0.65361 | 0.023021 | 0.031403 | 0.039817 | 0.094241 | 1.6874 | 0.98788 | 0.86583 | 3.5411 | 10.6028 | 21.4
| ISONE_MA, VT, NH, RI (Rest of ISO New England) | Massachusetts | 25 |  | 0 |  |  | New | 0 | 0 | 0 | Fuel Cell | [5 empty] | Non-Fossil |  | 2030 | NaturalGas |  | 0.012366 | 0.019441 | 0.024625 | 0.056431 | 0 | 0 | 0 | 0 | 0 | 0 | 0 | 0 | 0 | 0 | 0 | 0 | 1.9116 | 3.0052 | 3.8066 | 8.7234 | 0.7239 | 1.1381 | 1.4415 | 3.3035 | 8.6562e-10 | 1.3609e-09 | 1.7237e-09 | 3.9502e-09 | 0 | 0 | 0 | 0 | 0 | 0 | 0 | 0 | 0 | 0 | 0 | 0 | 0.036393 | 0.0011133 | 0.0017503 | 0.002217 | 0.0050806 | 0.081344 | 0.054649 | 0.047686 | 0.18368 | 0.59036 | 1.1915
| ISONE_MA, VT, NH, RI (Rest of ISO New England) | New Hampshire | 33 |  | 0 |  |  | New | 0 | 0 | 0 | Fuel Cell | [5 empty] | Non-Fossil |  | 2030 | NaturalGas |  | 0.0051924 | 0.0081631 | 0.01034 | 0.023695 | 0 | 0 | 0 | 0 | 0 | 0 | 0 | 0 | 0 | 0 | 0 | 0 | 0.80266 | 1.2619 | 1.5984 | 3.6629 | 0.30396 | 0.47787 | 0.60529 | 1.3871 | 3.6347e-10 | 5.7142e-10 | 7.2378e-10 | 1.6587e-09 | 0 | 0 | 0 | 0 | 0 | 0 | 0 | 0 | 0 | 0 | 0 | 0 | 0.015281 | 0.00046748 | 0.00073494 | 0.00093091 | 0.0021333 | 0.034156 | 0.022947 | 0.020023 | 0.077126 | 0.24789 | 0.50032
| ISONE_MA, VT, NH, RI (Rest of ISO New England) | Rhode Island | 44 |  | 0 |  |  | New | 0 | 0 | 0 | Fuel Cell | [5 empty] | Non-Fossil |  | 2030 | NaturalGas |  | 0.0022507 | 0.0035385 | 0.004482 | 0.010271 | 0 | 0 | 0 | 0 | 0 | 0 | 0 | 0 | 0 | 0 | 0 | 0 | 0.34793 | 0.54699 | 0.69284 | 1.5877 | 0.13176 | 0.20714 | 0.26237 | 0.60127 | 1.5755e-10 | 2.4769e-10 | 3.1374e-10 | 7.1898e-10 | 0 | 0 | 0 | 0 | 0 | 0 | 0 | 0 | 0 | 0 | 0 | 0 | 0.0066239 | 0.00020264 | 0.00031857 | 0.00040352 | 0.00092473 | 0.014805 | 0.0099467 | 0.0086794 | 0.033432 | 0.10745 | 0.21687
| ISONE_MA, VT, NH, RI (Rest of ISO New England) | Vermont | 50 |  | 0 |  |  | New | 0 | 0 | 0 | Fuel Cell | [5 empty] | Non-Fossil |  | 2030 | NaturalGas |  | 0.00094706 | 0.0014889 | 0.0018859 | 0.0043219 | 0 | 0 | 0 | 0 | 0 | 0 | 0 | 0 | 0 | 0 | 0 | 0 | 0.1464 | 0.23016 | 0.29153 | 0.66809 | 0.055441 | 0.08716 | 0.1104 | 0.253 | 6.6294e-11 | 1.0422e-10 | 1.3201e-10 | 3.0253e-10 | 0 | 0 | 0 | 0 | 0 | 0 | 0 | 0 | 0 | 0 | 0 | 0 | 0.0027872 | 8.5266e-05 | 0.00013405 | 0.00016979 | 0.00038911 | 0.0062298 | 0.0041854 | 0.0036521 | 0.014067 | 0.045214 | 0.091256
| WECC_Northern Nevada | Nevada | 32 |  | 0 |  |  | New | 0 | 0 | 0 | Geothermal | [5 empty] | Non-Fossil |  | 2030 | Geothermal |  | 3.8433 | 5.2098 | 6.5336 | 15.5867 | 0 | 0 | 0 | 0 | 0 | 0 | 0 | 0 | 0 | 0 | 0 | 0 | 128.1096 | 173.6597 | 217.7863 | 519.5556 | 0 | 0 | 0 | 0 | 0.0071024 | 0.0096277 | 0.012074 | 0.028804 | 0 | 0 | 0 | 0 | 0 | 0 | 0 | 0 | 0 | 0 | 0 | 0 | 6.7503 | 0 | 0 | 0 | 0 | 0 | 0 | 0 | 0 | 10.6416 | 65.9
| WECC_Southern Nevada | Nevada | 32 |  | 0 |  |  | New | 0 | 0 | 0 | Landfill Gas | [5 empty] | Non-Fossil |  | 2030 | LF Gas |  | 0.0025922 | 0.0024938 | 0.0033854 | 0.0084714 | 0 | 0 | 0 | 0 | 0 | 0 | 0 | 0 | 0 | 0 | 0 | 0 | 0.3045 | 0.29294 | 0.39768 | 0.99511 | 0.14939 | 0.14371 | 0.1951 | 0.4882 | 0 | 0 | 0 | 0 | 0.00011665 | 0.00011222 | 0.00015234 | 0.00038121 | 0 | 0 | 0 | 0 | 0 | 0 | 0 | 0 | 0.0031234 | 0.0018726 | 0.0018016 | 0.0024457 | 0.0061199 | 0 | 0 | 0 | 0 | 0.012081 | 0.15663
| WECC_Southern Nevada | Nevada | 32 |  | 0 |  |  | New | 0 | 0 | 0 | Landfill Gas | [5 empty] | Non-Fossil |  | 2030 | LF Gas |  | 0.0025922 | 0.0024938 | 0.0033854 | 0.0084714 | 0 | 0 | 0 | 0 | 0 | 0 | 0 | 0 | 0 | 0 | 0 | 0 | 0.3045 | 0.29294 | 0.39768 | 0.99511 | 0.14939 | 0.14371 | 0.1951 | 0.4882 | 0 | 0 | 0 | 0 | 0.00011665 | 0.00011222 | 0.00015234 | 0.00038121 | 0 | 0 | 0 | 0 | 0 | 0 | 0 | 0 | 0.0031234 | 0.0018726 | 0.0018016 | 0.0024457 | 0.0061199 | 0 | 0 | 0 | 0 | 0.017312 | 0.15663
| WECC_Northern Nevada | Nevada | 32 |  | 0 |  |  | New | 0 | 0 | 0 | Landfill Gas | [5 empty] | Non-Fossil |  | 2030 | LF Gas |  | 0.020919 | 0.027737 | 0.026856 | 0.075512 | 0 | 0 | 0 | 0 | 0 | 0 | 0 | 0 | 0 | 0 | 0 | 0 | 2.4573 | 3.2582 | 3.1547 | 8.8702 | 1.2055 | 1.5985 | 1.5477 | 4.3517 | 0 | 0 | 0 | 0 | 0.00094136 | 0.0012482 | 0.0012085 | 0.0033981 | 0 | 0 | 0 | 0 | 0 | 0 | 0 | 0 | 0.025206 | 0.015112 | 0.020038 | 0.019401 | 0.054551 | 0 | 0 | 0 | 0 | 0.097606 | 1.2641
| WECC_Northern Nevada | Nevada | 32 |  | 0 |  |  | New | 0 | 0 | 0 | Landfill Gas | [5 empty] | Non-Fossil |  | 2030 | LF Gas |  | 0.031379 | 0.041606 | 0.040284 | 0.11327 | 0 | 0 | 0 | 0 | 0 | 0 | 0 | 0 | 0 | 0 | 0 | 0 | 3.686 | 4.8873 | 4.732 | 13.3053 | 1.8083 | 2.3977 | 2.3215 | 6.5275 | 0 | 0 | 0 | 0 | 0.001412 | 0.0018723 | 0.0018128 | 0.0050971 | 0 | 0 | 0 | 0 | 0 | 0 | 0 | 0 | 0.037809 | 0.022669 | 0.030057 | 0.029102 | 0.081827 | 0 | 0 | 0 | 0 | 0.20977 | 1.8961
| WECC_Northern Nevada | Nevada | 32 |  | 0 |  |  | New | 0 | 0 | 0 | Landfill Gas | [5 empty] | Non-Fossil |  | 2030 | LF Gas |  | 0.14724 | 0.19523 | 0.18902 | 0.53149 | 0 | 0 | 0 | 0 | 0 | 0 | 0 | 0 | 0 | 0 | 0 | 0 | 17.2957 | 22.9328 | 22.2042 | 62.4327 | 8.4852 | 11.2508 | 10.8933 | 30.6292 | 0 | 0 | 0 | 0 | 0.0066257 | 0.0087852 | 0.0085061 | 0.023917 | 0 | 0 | 0 | 0 | 0 | 0 | 0 | 0 | 0.17741 | 0.10637 | 0.14104 | 0.13655 | 0.38396 | 0 | 0 | 0 | 0 | 1.6537 | 8.897
| WECC_Southern Nevada | Nevada | 32 |  | 0 |  |  | New | 0 | 0 | 0 | New Battery Storage | [5 empty] | Non-Fossil |  | 2030 | EnerStor |  | 0 | 0 | 0 | 0 | 0 | 0 | 0 | 0 | 0 | 0 | 0 | 0 | 0 | 0 | 0 | 0 | 277.9528 | 376.7804 | 472.5197 | 1127.2529 | 0 | 0 | 0 | 0 | 0 | 0 | 0 | 0 | 0 | 0 | 0 | 0 | 0 | 0 | 0 | 0 | 0 | 0 | 0 | 0 | 11.3511 | 0 | 0 | 0 | 0 | 0 | 0 | 0 | 0 | 71.8581 | 772.091
| WECC_Northern Nevada | Nevada | 32 |  | 0 |  |  | New | 0 | 0 | 0 | New Battery Storage | [5 empty] | Non-Fossil |  | 2030 | EnerStor |  | 0 | 0 | 0 | 0 | 0 | 0 | 0 | 0 | 0 | 0 | 0 | 0 | 0 | 0 | 0 | 0 | 7.242 | 50.0442 | 62.7604 | 120.0465 | 0 | 0 | 0 | 0 | 0 | 0 | 0 | 0 | 0 | 0 | 0 | 0 | 0 | 0 | 0 | 0 | 0 | 0 | 0 | 0 | 1.5077 | 0 | 0 | 0 | 0 | 0 | 0 | 0 | 0 | 9.6016 | 102.5496
| WECC_Southern Nevada | Nevada | 32 |  | 0 |  |  | New | 0 | 0 | 0 | New Battery Storage | [5 empty] | Non-Fossil |  | 2030 | EnerStor |  | 0 | 0 | 0 | 0 | 0 | 0 | 0 | 0 | 0 | 0 | 0 | 0 | 0 | 0 | 0 | 0 | 193.9561 | 322.9672 | 405.0326 | 921.9558 | 0 | 0 | 0 | 0 | 0 | 0 | 0 | 0 | 0 | 0 | 0 | 0 | 0 | 0 | 0 | 0 | 0 | 0 | 0 | 0 | 8.2286 | 0 | 0 | 0 | 0 | 0 | 0 | 0 | 0 | 51.8775 | 330.909
| WECC_Northern Nevada | Nevada | 32 |  | 0 |  |  | New | 0 | 0 | 0 | Solar | [5 empty] | Non-Fossil |  | 2030 | Solar-DER |  | 0 | 0 | 0 | 0 | 0 | 0 | 0 | 0 | 0 | 0 | 0 | 0 | 0 | 0 | 0 | 0 | 93.5612 | 186.0158 | 316.5274 | 596.1044 | 0 | 0 | 0 | 0 | 0 | 0 | 0 | 0 | 0 | 0 | 0 | 0 | 0 | 0 | 0 | 0 | 0 | 0 | 0 | 0 | 0 | 0 | 0 | 0 | 0 | 0 | 0 | 0 | 0 | 0 | 364.0898
| WECC_Southern Nevada | Nevada | 32 |  | 0 |  |  | New | 0 | 0 | 0 | Solar | [5 empty] | Non-Fossil |  | 2030 | Solar-DER |  | 0 | 0 | 0 | 0 | 0 | 0 | 0 | 0 | 0 | 0 | 0 | 0 | 0 | 0 | 0 | 0 | 182.5731 | 368.9509 | 614.6475 | 1166.1715 | 0 | 0 | 0 | 0 | 0 | 0 | 0 | 0 | 0 | 0 | 0 | 0 | 0 | 0 | 0 | 0 | 0 | 0 | 0 | 0 | 0 | 0 | 0 | 0 | 0 | 0 | 0 | 0 | 0 | 0 | 712.3686
| WECC_Southern Nevada | Nevada | 32 |  | 0 |  |  | New | 0 | 0 | 0 | Solar PV | [5 empty] | Non-Fossil |  | 2030 | Solar |  | 0 | 0 | 0 | 0 | 0 | 0 | 0 | 0 | 0 | 0 | 0 | 0 | 0 | 0 | 0 | 0 | 331.0467 | 670.5517 | 1136.042 | 2137.6404 | 0 | 0 | 0 | 0 | 0 | 0 | 0 | 0 | 0 | 0 | 0 | 0 | 0 | 0 | 0 | 0 | 0 | 0 | 0 | 0 | 11.1285 | 0 | 0 | 0 | 0 | 0 | 0 | 0 | 0 | 24.477 | 742.567
| WECC_Southern Nevada | Nevada | 32 |  | 0 |  |  | New | 0 | 0 | 0 | Solar PV | [5 empty] | Non-Fossil |  | 2030 | Solar |  | 0 | 0 | 0 | 0 | 0 | 0 | 0 | 0 | 0 | 0 | 0 | 0 | 0 | 0 | 0 | 0 | 365.146 | 739.6215 | 1253.0595 | 2357.827 | 0 | 0 | 0 | 0 | 0 | 0 | 0 | 0 | 0 | 0 | 0 | 0 | 0 | 0 | 0 | 0 | 0 | 0 | 0 | 0 | 12.2747 | 0 | 0 | 0 | 0 | 0 | 0 | 0 | 0 | 27.0328 | 819.0547
| WECC_Southern Nevada | Nevada | 32 |  | 0 |  |  | New | 0 | 0 | 0 | Solar PV | [5 empty] | Non-Fossil |  | 2030 | Solar |  | 0 | 0 | 0 | 0 | 0 | 0 | 0 | 0 | 0 | 0 | 0 | 0 | 0 | 0 | 0 | 0 | 298.9367 | 605.5112 | 1025.8511 | 1930.2989 | 0 | 0 | 0 | 0 | 0 | 0 | 0 | 0 | 0 | 0 | 0 | 0 | 0 | 0 | 0 | 0 | 0 | 0 | 0 | 0 | 10.049 | 0 | 0 | 0 | 0 | 0 | 0 | 0 | 0 | 22.1374 | 670.5413
| WECC_Southern Nevada | Nevada | 32 |  | 0 |  |  | New | 0 | 0 | 0 | Solar PV | [5 empty] | Non-Fossil |  | 2030 | Solar |  | 0 | 0 | 0 | 0 | 0 | 0 | 0 | 0 | 0 | 0 | 0 | 0 | 0 | 0 | 0 | 0 | 405.5358 | 821.433 | 1391.6637 | 2618.6326 | 0 | 0 | 0 | 0 | 0 | 0 | 0 | 0 | 0 | 0 | 0 | 0 | 0 | 0 | 0 | 0 | 0 | 0 | 0 | 0 | 13.6325 | 0 | 0 | 0 | 0 | 0 | 0 | 0 | 0 | 30.0784 | 909.6525
| WECC_Southern Nevada | Nevada | 32 |  | 0 |  |  | New | 0 | 0 | 0 | Solar PV | [5 empty] | Non-Fossil |  | 2030 | Solar |  | 0 | 0 | 0 | 0 | 0 | 0 | 0 | 0 | 0 | 0 | 0 | 0 | 0 | 0 | 0 | 0 | 91.8753 | 186.0981 | 315.2855 | 593.2589 | 0 | 0 | 0 | 0 | 0 | 0 | 0 | 0 | 0 | 0 | 0 | 0 | 0 | 0 | 0 | 0 | 0 | 0 | 0 | 0 | 3.0885 | 0 | 0 | 0 | 0 | 0 | 0 | 0 | 0 | 6.8251 | 206.0845
| WECC_Northern Nevada | Nevada | 32 |  | 0 |  |  | New | 0 | 0 | 0 | Solar PV | [5 empty] | Non-Fossil |  | 2030 | Solar |  | 0 | 0 | 0 | 0 | 0 | 0 | 0 | 0 | 0 | 0 | 0 | 0 | 0 | 0 | 0 | 0 | 160.8753 | 324.5729 | 557.1543 | 1042.6025 | 0 | 0 | 0 | 0 | 0 | 0 | 0 | 0 | 0 | 0 | 0 | 0 | 0 | 0 | 0 | 0 | 0 | 0 | 0 | 0 | 5.3372 | 0 | 0 | 0 | 0 | 0 | 0 | 0 | 0 | 12.5563 | 356.1342
| WECC_Northern Nevada | Nevada | 32 |  | 0 |  |  | New | 0 | 0 | 0 | Solar PV | [5 empty] | Non-Fossil |  | 2030 | Solar |  | 0 | 0 | 0 | 0 | 0 | 0 | 0 | 0 | 0 | 0 | 0 | 0 | 0 | 0 | 0 | 0 | 196.6789 | 396.8081 | 681.1516 | 1274.6385 | 0 | 0 | 0 | 0 | 0 | 0 | 0 | 0 | 0 | 0 | 0 | 0 | 0 | 0 | 0 | 0 | 0 | 0 | 0 | 0 | 6.525 | 0 | 0 | 0 | 0 | 0 | 0 | 0 | 0 | 15.5182 | 435.3935
| WECC_Northern Nevada | Nevada | 32 |  | 0 |  |  | New | 0 | 0 | 0 | Solar PV | [5 empty] | Non-Fossil |  | 2030 | Solar |  | 0 | 0 | 0 | 0 | 0 | 0 | 0 | 0 | 0 | 0 | 0 | 0 | 0 | 0 | 0 | 0 | 109.6216 | 221.1662 | 379.6489 | 710.4367 | 0 | 0 | 0 | 0 | 0 | 0 | 0 | 0 | 0 | 0 | 0 | 0 | 0 | 0 | 0 | 0 | 0 | 0 | 0 | 0 | 3.6368 | 0 | 0 | 0 | 0 | 0 | 0 | 0 | 0 | 8.6747 | 242.6723
| ISONE_MA, VT, NH, RI (Rest of ISO New England) | New Hampshire | 33 |  | 0 |  |  | New | 0 | 0 | 0 | Landfill Gas | [5 empty] | Non-Fossil |  | 2030 | LF Gas |  | 0.037567 | 0.050924 | 0.063864 | 0.15235 | 0 | 0 | 0 | 0 | 0 | 0 | 0 | 0 | 0 | 0 | 0 | 0 | 4.4129 | 5.9819 | 7.5019 | 17.8967 | 2.1649 | 2.9347 | 3.6804 | 8.78 | 0 | 0 | 0 | 0 | 0.0016905 | 0.0022916 | 0.0028739 | 0.0068559 | 0 | 0 | 0 | 0 | 0 | 0 | 0 | 0 | 0.045265 | 0.027139 | 0.036788 | 0.046136 | 0.11006 | 0 | 0 | 0 | 0 | 0.1832 | 2.27
| ISONE_MA, VT, NH, RI (Rest of ISO New England) | New Hampshire | 33 |  | 0 |  |  | New | 0 | 0 | 0 | Landfill Gas | [5 empty] | Non-Fossil |  | 2030 | LF Gas |  | 0.057102 | 0.077404 | 0.097073 | 0.23158 | 0 | 0 | 0 | 0 | 0 | 0 | 0 | 0 | 0 | 0 | 0 | 0 | 6.7076 | 9.0925 | 11.4029 | 27.2029 | 3.2907 | 4.4607 | 5.5942 | 13.3456 | 0 | 0 | 0 | 0 | 0.0025696 | 0.0034832 | 0.0043683 | 0.010421 | 0 | 0 | 0 | 0 | 0 | 0 | 0 | 0 | 0.068802 | 0.041251 | 0.055918 | 0.070127 | 0.1673 | 0 | 0 | 0 | 0 | 0.39691 | 3.4504
| ISONE_MA, VT, NH, RI (Rest of ISO New England) | New Hampshire | 33 |  | 0 |  |  | New | 0 | 0 | 0 | Onshore Wind | [5 empty] | Non-Fossil |  | 2030 | Wind |  | 0 | 0 | 0 | 0 | 0 | 0 | 0 | 0 | 0 | 0 | 0 | 0 | 0 | 0 | 0 | 0 | 1991.4932 | 2457.428 | 2154.5268 | 6603.448 | 0 | 0 | 0 | 0 | 0 | 0 | 0 | 0 | 0 | 0 | 0 | 0 | 0 | 0 | 0 | 0 | 0 | 0 | 0 | 0 | 46.0696 | 0 | 0 | 0 | 0 | 0 | 0 | 0 | 0 | 73.6523 | 1391.5152
| ISONE_MA, VT, NH, RI (Rest of ISO New England) | New Hampshire | 33 |  | 0 |  |  | New | 0 | 0 | 0 | Solar | [5 empty] | Non-Fossil |  | 2030 | Solar-DER |  | 0 | 0 | 0 | 0 | 0 | 0 | 0 | 0 | 0 | 0 | 0 | 0 | 0 | 0 | 0 | 0 | 144.5207 | 264.7067 | 525.6329 | 934.8603 | 0 | 0 | 0 | 0 | 0 | 0 | 0 | 0 | 0 | 0 | 0 | 0 | 0 | 0 | 0 | 0 | 0 | 0 | 0 | 0 | 0 | 0 | 0 | 0 | 0 | 0 | 0 | 0 | 0 | 0 | 776.7311
| ISONE_MA, VT, NH, RI (Rest of ISO New England) | New Hampshire | 33 |  | 0 |  |  | New | 0 | 0 | 0 | Solar PV | [5 empty] | Non-Fossil |  | 2030 | Solar |  | 0 | 0 | 0 | 0 | 0 | 0 | 0 | 0 | 0 | 0 | 0 | 0 | 0 | 0 | 0 | 0 | 42.8531 | 74.2159 | 147.1008 | 264.1699 | 0 | 0 | 0 | 0 | 0 | 0 | 0 | 0 | 0 | 0 | 0 | 0 | 0 | 0 | 0 | 0 | 0 | 0 | 0 | 0 | 1.9842 | 0 | 0 | 0 | 0 | 0 | 0 | 0 | 0 | 6.5096 | 132.4
| PJM_EMAAC | New Jersey | 34 |  | 0 |  |  | New | 0 | 0 | 0 | Combustion Turbine | [5 empty] | Fossil |  | 2030 | NaturalGas |  | 0.010126 | 0.004584 | 0.085677 | 0.10039 | 0 | 0 | 0 | 0 | 0 | 0 | 0 | 0 | 0 | 0 | 0 | 0 | 1.0223 | 0.46279 | 8.6499 | 10.135 | 0.59278 | 0.26835 | 5.0156 | 5.8767 | 7.0882e-10 | 3.2088e-10 | 5.9974e-09 | 7.0271e-09 | 5.5693e-05 | 2.5212e-05 | 0.00047123 | 0.00055213 | 0 | 0 | 0 | 0 | 0 | 0 | 0 | 0 | 0.27103 | 0.0045615 | 0.0020649 | 0.038595 | 0.045222 | 0.032552 | 0.01103 | 0.18053 | 0.22411 | 2.9872 | 39
| PJM_EMAAC | New Jersey | 34 |  | 0 |  |  | New | 0 | 0 | 0 | Landfill Gas | [5 empty] | Non-Fossil |  | 2030 | LF Gas |  | 0.20072 | 0.27209 | 0.34122 | 0.81403 | 0 | 0 | 0 | 0 | 0 | 0 | 0 | 0 | 0 | 0 | 0 | 0 | 23.5781 | 31.9614 | 40.0828 | 95.6223 | 11.5673 | 15.6801 | 19.6644 | 46.9119 | 0 | 0 | 0 | 0 | 0.0090324 | 0.012244 | 0.015355 | 0.036631 | 0 | 0 | 0 | 0 | 0 | 0 | 0 | 0 | 0.24185 | 0.145 | 0.19656 | 0.24651 | 0.58807 | 0 | 0 | 0 | 0 | 0.96734 | 12.1287
| PJM_EMAAC | New Jersey | 34 |  | 0 |  |  | New | 0 | 0 | 0 | Landfill Gas | [5 empty] | Non-Fossil |  | 2030 | LF Gas |  | 0.30108 | 0.40813 | 0.51184 | 1.221 | 0 | 0 | 0 | 0 | 0 | 0 | 0 | 0 | 0 | 0 | 0 | 0 | 35.3672 | 47.9422 | 60.1242 | 143.4335 | 17.351 | 23.5202 | 29.4967 | 70.3679 | 0 | 0 | 0 | 0 | 0.013549 | 0.018366 | 0.023033 | 0.054947 | 0 | 0 | 0 | 0 | 0 | 0 | 0 | 0 | 0.36278 | 0.21751 | 0.29484 | 0.36976 | 0.88211 | 0 | 0 | 0 | 0 | 2.0902 | 18.193
| PJM_EMAAC | New Jersey | 34 |  | 0 |  |  | New | 0 | 0 | 0 | New Battery Storage | [5 empty] | Non-Fossil |  | 2030 | EnerStor |  | 0 | 0 | 0 | 0 | 0 | 0 | 0 | 0 | 0 | 0 | 0 | 0 | 0 | 0 | 0 | 0 | 704.844 | 955.4552 | 1198.2348 | 2858.534 | 0 | 0 | 0 | 0 | 0 | 0 | 0 | 0 | 0 | 0 | 0 | 0 | 0 | 0 | 0 | 0 | 0 | 0 | 0 | 0 | 28.7846 | 0 | 0 | 0 | 0 | 0 | 0 | 0 | 0 | 169.4776 | 1957.9
| PJM_EMAAC | New Jersey | 34 |  | 0 |  |  | New | 0 | 0 | 0 | Offshore Wind | [5 empty] | Non-Fossil |  | 2030 | Wind |  | 0 | 0 | 0 | 0 | 0 | 0 | 0 | 0 | 0 | 0 | 0 | 0 | 0 | 0 | 0 | 0 | 1320.5151 | 1680.9405 | 1570.9171 | 4572.3727 | 0 | 0 | 0 | 0 | 0 | 0 | 0 | 0 | 0 | 0 | 0 | 0 | 0 | 0 | 0 | 0 | 0 | 0 | 0 | 0 | 75.9798 | 0 | 0 | 0 | 0 | 0 | 0 | 0 | 0 | 125.0808 | 1100
| PJM_EMAAC | New Jersey | 34 |  | 0 |  |  | New | 0 | 0 | 0 | Solar | [5 empty] | Non-Fossil |  | 2030 | Solar-DER |  | 0 | 0 | 0 | 0 | 0 | 0 | 0 | 0 | 0 | 0 | 0 | 0 | 0 | 0 | 0 | 0 | 302.9431 | 636.0897 | 1097.2289 | 2036.2617 | 0 | 0 | 0 | 0 | 0 | 0 | 0 | 0 | 0 | 0 | 0 | 0 | 0 | 0 | 0 | 0 | 0 | 0 | 0 | 0 | 0 | 0 | 0 | 0 | 0 | 0 | 0 | 0 | 0 | 0 | 1615.0851
| PJM_EMAAC | New Jersey | 34 |  | 0 |  |  | New | 0 | 0 | 0 | Solar PV | [5 empty] | Non-Fossil |  | 2030 | Solar |  | 0 | 0 | 0 | 0 | 0 | 0 | 0 | 0 | 0 | 0 | 0 | 0 | 0 | 0 | 0 | 0 | 47.0099 | 99.5729 | 171.9789 | 318.5617 | 0 | 0 | 0 | 0 | 0 | 0 | 0 | 0 | 0 | 0 | 0 | 0 | 0 | 0 | 0 | 0 | 0 | 0 | 0 | 0 | 2.5061 | 0 | 0 | 0 | 0 | 0 | 0 | 0 | 0 | 8.0508 | 167.2214
| WECC_New Mexico | New Mexico | 35 |  | 0 |  |  | New | 0 | 0 | 0 | Landfill Gas | [5 empty] | Non-Fossil |  | 2030 | LF Gas |  | 0.0018399 | 0.0024941 | 0.0031202 | 0.0074542 | 0 | 0 | 0 | 0 | 0 | 0 | 0 | 0 | 0 | 0 | 0 | 0 | 0.21613 | 0.29298 | 0.36652 | 0.87563 | 0.10603 | 0.14373 | 0.17981 | 0.42958 | 0 | 0 | 0 | 0 | 8.2796e-05 | 0.00011223 | 0.00014041 | 0.00033544 | 0 | 0 | 0 | 0 | 0 | 0 | 0 | 0 | 0.0022169 | 0.0013292 | 0.0018018 | 0.0022541 | 0.005385 | 0 | 0 | 0 | 0 | 0.0085751 | 0.11118
| WECC_New Mexico | New Mexico | 35 |  | 0 |  |  | New | 0 | 0 | 0 | Landfill Gas | [5 empty] | Non-Fossil |  | 2030 | LF Gas |  | 0.0018399 | 0.0024941 | 0.0031202 | 0.0074542 | 0 | 0 | 0 | 0 | 0 | 0 | 0 | 0 | 0 | 0 | 0 | 0 | 0.21613 | 0.29298 | 0.36652 | 0.87563 | 0.10603 | 0.14373 | 0.17981 | 0.42958 | 0 | 0 | 0 | 0 | 8.2796e-05 | 0.00011223 | 0.00014041 | 0.00033544 | 0 | 0 | 0 | 0 | 0 | 0 | 0 | 0 | 0.0022169 | 0.0013292 | 0.0018018 | 0.0022541 | 0.005385 | 0 | 0 | 0 | 0 | 0.012288 | 0.11118
| WECC_New Mexico | New Mexico | 35 |  | 0 |  |  | New | 0 | 0 | 0 | New Battery Storage | [5 empty] | Non-Fossil |  | 2030 | EnerStor |  | 0 | 0 | 0 | 0 | 0 | 0 | 0 | 0 | 0 | 0 | 0 | 0 | 0 | 0 | 0 | 0 | 223.526 | 303.8676 | 381.0799 | 908.4735 | 0 | 0 | 0 | 0 | 0 | 0 | 0 | 0 | 0 | 0 | 0 | 0 | 0 | 0 | 0 | 0 | 0 | 0 | 0 | 0 | 9.1545 | 0 | 0 | 0 | 0 | 0 | 0 | 0 | 0 | 54.1216 | 622.6796
| SPP SPS (Texas Panhandle) | New Mexico | 35 |  | 0 |  |  | New | 0 | 0 | 0 | Onshore Wind | [5 empty] | Non-Fossil |  | 2030 | Wind |  | 0 | 0 | 0 | 0 | 0 | 0 | 0 | 0 | 0 | 0 | 0 | 0 | 0 | 0 | 0 | 0 | 412.1771 | 597.6027 | 718.4269 | 1728.2067 | 0 | 0 | 0 | 0 | 0 | 0 | 0 | 0 | 0 | 0 | 0 | 0 | 0 | 0 | 0 | 0 | 0 | 0 | 0 | 0 | 18.5982 | 0 | 0 | 0 | 0 | 0 | 0 | 0 | 0 | 22.048 | 561.7508
| SPP SPS (Texas Panhandle) | New Mexico | 35 |  | 0 |  |  | New | 0 | 0 | 0 | Onshore Wind | [5 empty] | Non-Fossil |  | 2030 | Wind |  | 0 | 0 | 0 | 0 | 0 | 0 | 0 | 0 | 0 | 0 | 0 | 0 | 0 | 0 | 0 | 0 | 151.1279 | 235.4248 | 353.6886 | 740.2412 | 0 | 0 | 0 | 0 | 0 | 0 | 0 | 0 | 0 | 0 | 0 | 0 | 0 | 0 | 0 | 0 | 0 | 0 | 0 | 0 | 6.9542 | 0 | 0 | 0 | 0 | 0 | 0 | 0 | 0 | 7.1294 | 210.0492
| WECC_New Mexico | New Mexico | 35 |  | 0 |  |  | New | 0 | 0 | 0 | Onshore Wind | [5 empty] | Non-Fossil |  | 2030 | Wind |  | 0 | 0 | 0 | 0 | 0 | 0 | 0 | 0 | 0 | 0 | 0 | 0 | 0 | 0 | 0 | 0 | 611.5443 | 782.572 | 395.4981 | 1789.6144 | 0 | 0 | 0 | 0 | 0 | 0 | 0 | 0 | 0 | 0 | 0 | 0 | 0 | 0 | 0 | 0 | 0 | 0 | 0 | 0 | 26.248 | 0 | 0 | 0 | 0 | 0 | 0 | 0 | 0 | 45.7396 | 792.8118
| WECC_New Mexico | New Mexico | 35 |  | 0 |  |  | New | 0 | 0 | 0 | Onshore Wind | [5 empty] | Non-Fossil |  | 2030 | Wind |  | 0 | 0 | 0 | 0 | 0 | 0 | 0 | 0 | 0 | 0 | 0 | 0 | 0 | 0 | 0 | 0 | 497.8275 | 637.0525 | 321.9551 | 1456.8351 | 0 | 0 | 0 | 0 | 0 | 0 | 0 | 0 | 0 | 0 | 0 | 0 | 0 | 0 | 0 | 0 | 0 | 0 | 0 | 0 | 21.3672 | 0 | 0 | 0 | 0 | 0 | 0 | 0 | 0 | 37.4242 | 645.3882
| SPP SPS (Texas Panhandle) | New Mexico | 35 |  | 0 |  |  | New | 0 | 0 | 0 | Solar | [5 empty] | Non-Fossil |  | 2030 | Solar-DER |  | 0 | 0 | 0 | 0 | 0 | 0 | 0 | 0 | 0 | 0 | 0 | 0 | 0 | 0 | 0 | 0 | 13.8384 | 24.9231 | 39.1375 | 77.899 | 0 | 0 | 0 | 0 | 0 | 0 | 0 | 0 | 0 | 0 | 0 | 0 | 0 | 0 | 0 | 0 | 0 | 0 | 0 | 0 | 0 | 0 | 0 | 0 | 0 | 0 | 0 | 0 | 0 | 0 | 48.3873
| WECC_New Mexico | New Mexico | 35 |  | 0 |  |  | New | 0 | 0 | 0 | Solar | [5 empty] | Non-Fossil |  | 2030 | Solar-DER |  | 0 | 0 | 0 | 0 | 0 | 0 | 0 | 0 | 0 | 0 | 0 | 0 | 0 | 0 | 0 | 0 | 154.3312 | 285.2812 | 438.6235 | 878.236 | 0 | 0 | 0 | 0 | 0 | 0 | 0 | 0 | 0 | 0 | 0 | 0 | 0 | 0 | 0 | 0 | 0 | 0 | 0 | 0 | 0 | 0 | 0 | 0 | 0 | 0 | 0 | 0 | 0 | 0 | 544.3551
| SPP SPS (Texas Panhandle) | New Mexico | 35 |  | 0 |  |  | New | 0 | 0 | 0 | Solar PV | [5 empty] | Non-Fossil |  | 2030 | Solar |  | 0 | 0 | 0 | 0 | 0 | 0 | 0 | 0 | 0 | 0 | 0 | 0 | 0 | 0 | 0 | 0 | 420.9292 | 747.1435 | 1171.619 | 2339.6918 | 0 | 0 | 0 | 0 | 0 | 0 | 0 | 0 | 0 | 0 | 0 | 0 | 0 | 0 | 0 | 0 | 0 | 0 | 0 | 0 | 12.5804 | 0 | 0 | 0 | 0 | 0 | 0 | 0 | 0 | 21.4902 | 839.4506
| SPP SPS (Texas Panhandle) | New Mexico | 35 |  | 0 |  |  | New | 0 | 0 | 0 | Solar PV | [5 empty] | Non-Fossil |  | 2030 | Solar |  | 0 | 0 | 0 | 0 | 0 | 0 | 0 | 0 | 0 | 0 | 0 | 0 | 0 | 0 | 0 | 0 | 82.6535 | 144.6062 | 227.0577 | 454.3173 | 0 | 0 | 0 | 0 | 0 | 0 | 0 | 0 | 0 | 0 | 0 | 0 | 0 | 0 | 0 | 0 | 0 | 0 | 0 | 0 | 2.342 | 0 | 0 | 0 | 0 | 0 | 0 | 0 | 0 | 3.2194 | 156.2737
| SPP SPS (Texas Panhandle) | New Mexico | 35 |  | 0 |  |  | New | 0 | 0 | 0 | Solar PV | [5 empty] | Non-Fossil |  | 2030 | Solar |  | 0 | 0 | 0 | 0 | 0 | 0 | 0 | 0 | 0 | 0 | 0 | 0 | 0 | 0 | 0 | 0 | 450.1836 | 787.6173 | 1236.7005 | 2474.5014 | 0 | 0 | 0 | 0 | 0 | 0 | 0 | 0 | 0 | 0 | 0 | 0 | 0 | 0 | 0 | 0 | 0 | 0 | 0 | 0 | 12.756 | 0 | 0 | 0 | 0 | 0 | 0 | 0 | 0 | 17.5917 | 851.1658
| SPP SPS (Texas Panhandle) | New Mexico | 35 |  | 0 |  |  | New | 0 | 0 | 0 | Solar PV | [5 empty] | Non-Fossil |  | 2030 | Solar |  | 0 | 0 | 0 | 0 | 0 | 0 | 0 | 0 | 0 | 0 | 0 | 0 | 0 | 0 | 0 | 0 | 518.0285 | 906.3151 | 1423.0774 | 2847.421 | 0 | 0 | 0 | 0 | 0 | 0 | 0 | 0 | 0 | 0 | 0 | 0 | 0 | 0 | 0 | 0 | 0 | 0 | 0 | 0 | 14.6784 | 0 | 0 | 0 | 0 | 0 | 0 | 0 | 0 | 20.2771 | 979.4407
| SPP SPS (Texas Panhandle) | New Mexico | 35 |  | 0 |  |  | New | 0 | 0 | 0 | Solar PV | [5 empty] | Non-Fossil |  | 2030 | Solar |  | 0 | 0 | 0 | 0 | 0 | 0 | 0 | 0 | 0 | 0 | 0 | 0 | 0 | 0 | 0 | 0 | 133.9717 | 234.3898 | 368.0341 | 736.3956 | 0 | 0 | 0 | 0 | 0 | 0 | 0 | 0 | 0 | 0 | 0 | 0 | 0 | 0 | 0 | 0 | 0 | 0 | 0 | 0 | 3.7961 | 0 | 0 | 0 | 0 | 0 | 0 | 0 | 0 | 5.2514 | 253.3014
| WECC_New Mexico | New Mexico | 35 |  | 0 |  |  | New | 0 | 0 | 0 | Solar PV | [5 empty] | Non-Fossil |  | 2030 | Solar |  | 0 | 0 | 0 | 0 | 0 | 0 | 0 | 0 | 0 | 0 | 0 | 0 | 0 | 0 | 0 | 0 | 319.3025 | 585.9088 | 947.6159 | 1852.8272 | 0 | 0 | 0 | 0 | 0 | 0 | 0 | 0 | 0 | 0 | 0 | 0 | 0 | 0 | 0 | 0 | 0 | 0 | 0 | 0 | 9.7226 | 0 | 0 | 0 | 0 | 0 | 0 | 0 | 0 | 18.7178 | 648.7605
| WECC_New Mexico | New Mexico | 35 |  | 0 |  |  | New | 0 | 0 | 0 | Solar PV | [5 empty] | Non-Fossil |  | 2030 | Solar |  | 0 | 0 | 0 | 0 | 0 | 0 | 0 | 0 | 0 | 0 | 0 | 0 | 0 | 0 | 0 | 0 | 74.9195 | 137.5132 | 213.059 | 425.4916 | 0 | 0 | 0 | 0 | 0 | 0 | 0 | 0 | 0 | 0 | 0 | 0 | 0 | 0 | 0 | 0 | 0 | 0 | 0 | 0 | 2.2141 | 0 | 0 | 0 | 0 | 0 | 0 | 0 | 0 | 4.265 | 147.7395
| NY_Zone G-I (Downstate NY) | New York | 36 |  | 0 |  |  | New | 0 | 0 | 0 | Combustion Turbine | [5 empty] | Fossil |  | 2030 | NaturalGas |  | 0.0093068 | 0 | 0.041368 | 0.050675 | 0 | 0 | 0 | 0 | 0 | 0 | 0 | 0 | 0 | 0 | 0 | 0 | 0.9396 | 0 | 4.1765 | 5.1161 | 0.54482 | 0 | 2.4217 | 2.9665 | 6.5147e-10 | 0 | 2.8957e-09 | 3.5472e-09 | 5.1187e-05 | 0 | 0.00022752 | 0.00027871 | 0 | 0 | 0 | 0 | 0 | 0 | 0 | 0 | 0.093819 | 0.0041924 | 0 | 0.018635 | 0.022827 | 0.040821 | 0 | 0.086304 | 0.12712 | 1.0197 | 13.5
| NY_Zone J (NYC) | New York | 36 |  | 0 |  |  | New | 0 | 0 | 0 | Combustion Turbine | [5 empty] | Fossil |  | 2030 | NaturalGas |  | 0.0008874 | 0.0017748 | 0.43271 | 0.43537 | 0 | 0 | 0 | 0 | 0 | 0 | 0 | 0 | 0 | 0 | 0 | 0 | 0.09726 | 0.19452 | 47.4255 | 47.7173 | 0.051948 | 0.1039 | 25.3309 | 25.4867 | 6.2118e-11 | 1.2424e-10 | 3.029e-08 | 3.0476e-08 | 4.8807e-06 | 9.7614e-06 | 0.0023799 | 0.0023945 | 0 | 0 | 0 | 0 | 0 | 0 | 0 | 0 | 0.86992 | 0.00045317 | 0.00090633 | 0.22097 | 0.22233 | 0.0057285 | 0.0050641 | 0.90405 | 0.91484 | 6.8591 | 53.8
| NY_Zone K (LI) | New York | 36 |  | 0 |  |  | New | 0 | 0 | 0 | Combustion Turbine | [5 empty] | Fossil |  | 2030 | NaturalGas |  | 4.1236e-05 | 0.00033813 | 0.0091541 | 0.0095335 | 0 | 0 | 0 | 0 | 0 | 0 | 0 | 0 | 0 | 0 | 0 | 0 | 0.0045195 | 0.03706 | 1.0033 | 1.0449 | 0.002414 | 0.019794 | 0.53588 | 0.55809 | 2.8865e-12 | 2.3669e-11 | 6.4079e-10 | 6.6735e-10 | 2.268e-07 | 1.8597e-06 | 5.0348e-05 | 5.2434e-05 | 0 | 0 | 0 | 0 | 0 | 0 | 0 | 0 | 0.01617 | 2.1058e-05 | 0.00017268 | 0.0046747 | 0.0048685 | 0.0002662 | 0.00096482 | 0.019125 | 0.020356 | 0.12659 | 1
| NY_Zone G-I (Downstate NY) | New York | 36 |  | 0 |  |  | New | 0 | 0 | 0 | Landfill Gas | [5 empty] | Non-Fossil |  | 2030 | LF Gas |  | 0.075194 | 0.10193 | 0.12783 | 0.30495 | 0 | 0 | 0 | 0 | 0 | 0 | 0 | 0 | 0 | 0 | 0 | 0 | 8.8328 | 11.9734 | 15.0158 | 35.822 | 4.3333 | 5.8741 | 7.3667 | 17.5741 | 0 | 0 | 0 | 0 | 0.0033837 | 0.0045868 | 0.0057523 | 0.013723 | 0 | 0 | 0 | 0 | 0 | 0 | 0 | 0 | 0.090602 | 0.054321 | 0.073636 | 0.092346 | 0.2203 | 0 | 0 | 0 | 0 | 0.34227 | 4.5436
| NY_Zone G-I (Downstate NY) | New York | 36 |  | 0 |  |  | New | 0 | 0 | 0 | Landfill Gas | [5 empty] | Non-Fossil |  | 2030 | LF Gas |  | 0.11396 | 0.15448 | 0.19374 | 0.46219 | 0 | 0 | 0 | 0 | 0 | 0 | 0 | 0 | 0 | 0 | 0 | 0 | 13.3871 | 18.1469 | 22.758 | 54.2919 | 6.5676 | 8.9028 | 11.165 | 26.6354 | 0 | 0 | 0 | 0 | 0.0051284 | 0.0069518 | 0.0087182 | 0.020798 | 0 | 0 | 0 | 0 | 0 | 0 | 0 | 0 | 0.13732 | 0.08233 | 0.1116 | 0.13996 | 0.33389 | 0 | 0 | 0 | 0 | 0.75277 | 6.8863
| NY_Zone J (NYC) | New York | 36 |  | 0 |  |  | New | 0 | 0 | 0 | Landfill Gas | [5 empty] | Non-Fossil |  | 2030 | LF Gas |  | 0.18464 | 0.25028 | 0.31388 | 0.7488 | 0 | 0 | 0 | 0 | 0 | 0 | 0 | 0 | 0 | 0 | 0 | 0 | 21.6886 | 29.4001 | 36.8706 | 87.9594 | 10.6403 | 14.4236 | 18.0886 | 43.1525 | 0 | 0 | 0 | 0 | 0.0083086 | 0.011263 | 0.014125 | 0.033696 | 0 | 0 | 0 | 0 | 0 | 0 | 0 | 0 | 0.22247 | 0.13338 | 0.18081 | 0.22675 | 0.54095 | 0 | 0 | 0 | 0 | 1.2669 | 11.1567
| NY_Zone J (NYC) | New York | 36 |  | 0 |  |  | New | 0 | 0 | 0 | Landfill Gas | [5 empty] | Non-Fossil |  | 2030 | LF Gas |  | 0.28405 | 0.38505 | 0.48289 | 1.152 | 0 | 0 | 0 | 0 | 0 | 0 | 0 | 0 | 0 | 0 | 0 | 0 | 33.3671 | 45.231 | 56.7241 | 135.3221 | 16.3698 | 22.1901 | 27.8286 | 66.3885 | 0 | 0 | 0 | 0 | 0.012782 | 0.017327 | 0.02173 | 0.05184 | 0 | 0 | 0 | 0 | 0 | 0 | 0 | 0 | 0.34226 | 0.20521 | 0.27817 | 0.34885 | 0.83222 | 0 | 0 | 0 | 0 | 2.6848 | 17.1641
| NY_Zone K (LI) | New York | 36 |  | 0 |  |  | New | 0 | 0 | 0 | Landfill Gas | [5 empty] | Non-Fossil |  | 2030 | LF Gas |  | 0.082746 | 0.11217 | 0.14067 | 0.33558 | 0 | 0 | 0 | 0 | 0 | 0 | 0 | 0 | 0 | 0 | 0 | 0 | 9.72 | 13.176 | 16.524 | 39.42 | 4.7686 | 6.4641 | 8.1066 | 19.3393 | 0 | 0 | 0 | 0 | 0.0037236 | 0.0050475 | 0.0063301 | 0.015101 | 0 | 0 | 0 | 0 | 0 | 0 | 0 | 0 | 0.099702 | 0.059777 | 0.081032 | 0.10162 | 0.24243 | 0 | 0 | 0 | 0 | 0.56777 | 5
| NY_Zone K (LI) | New York | 36 |  | 0 |  |  | New | 0 | 0 | 0 | Landfill Gas | [5 empty] | Non-Fossil |  | 2030 | LF Gas |  | 0.13239 | 0.17947 | 0.22507 | 0.53693 | 0 | 0 | 0 | 0 | 0 | 0 | 0 | 0 | 0 | 0 | 0 | 0 | 15.552 | 21.0816 | 26.4384 | 63.072 | 7.6297 | 10.3425 | 12.9706 | 30.9429 | 0 | 0 | 0 | 0 | 0.0059577 | 0.008076 | 0.010128 | 0.024162 | 0 | 0 | 0 | 0 | 0 | 0 | 0 | 0 | 0.15952 | 0.095644 | 0.12965 | 0.16259 | 0.38789 | 0 | 0 | 0 | 0 | 1.2513 | 8
| NY_Zone C&E | New York | 36 |  | 0 |  |  | New | 0 | 0 | 0 | Landfill Gas | [5 empty] | Non-Fossil |  | 2030 | LF Gas |  | 0.10186 | 0.13807 | 0.17316 | 0.41309 | 0 | 0 | 0 | 0 | 0 | 0 | 0 | 0 | 0 | 0 | 0 | 0 | 11.965 | 16.2193 | 20.3406 | 48.5249 | 5.87 | 7.9571 | 9.979 | 23.8061 | 0 | 0 | 0 | 0 | 0.0045836 | 0.0062134 | 0.0077922 | 0.018589 | 0 | 0 | 0 | 0 | 0 | 0 | 0 | 0 | 0.12273 | 0.073584 | 0.099748 | 0.12509 | 0.29843 | 0 | 0 | 0 | 0 | 0.46364 | 6.1549
| NY_Zone C&E | New York | 36 |  | 0 |  |  | New | 0 | 0 | 0 | Landfill Gas | [5 empty] | Non-Fossil |  | 2030 | LF Gas |  | 0.15279 | 0.20711 | 0.25974 | 0.61964 | 0 | 0 | 0 | 0 | 0 | 0 | 0 | 0 | 0 | 0 | 0 | 0 | 17.9476 | 24.3289 | 30.5108 | 72.7873 | 8.805 | 11.9357 | 14.9685 | 35.7091 | 0 | 0 | 0 | 0 | 0.0068754 | 0.00932 | 0.011688 | 0.027884 | 0 | 0 | 0 | 0 | 0 | 0 | 0 | 0 | 0.1841 | 0.11038 | 0.14962 | 0.18764 | 0.44764 | 0 | 0 | 0 | 0 | 1.0092 | 9.2323
| NY_Zone F (Capital) | New York | 36 |  | 0 |  |  | New | 0 | 0 | 0 | Landfill Gas | [5 empty] | Non-Fossil |  | 2030 | LF Gas |  | 0.048819 | 0.066176 | 0.082992 | 0.19799 | 0 | 0 | 0 | 0 | 0 | 0 | 0 | 0 | 0 | 0 | 0 | 0 | 5.7346 | 7.7736 | 9.7488 | 23.257 | 2.8134 | 3.8137 | 4.7827 | 11.4098 | 0 | 0 | 0 | 0 | 0.0021968 | 0.0029779 | 0.0037346 | 0.0089094 | 0 | 0 | 0 | 0 | 0 | 0 | 0 | 0 | 0.058822 | 0.035267 | 0.047807 | 0.059955 | 0.14303 | 0 | 0 | 0 | 0 | 0.22221 | 2.9499
| NY_Zone F (Capital) | New York | 36 |  | 0 |  |  | New | 0 | 0 | 0 | Landfill Gas | [5 empty] | Non-Fossil |  | 2030 | LF Gas |  | 0.073228 | 0.099264 | 0.12449 | 0.29698 | 0 | 0 | 0 | 0 | 0 | 0 | 0 | 0 | 0 | 0 | 0 | 0 | 8.6019 | 11.6603 | 14.6232 | 34.8854 | 4.22 | 5.7205 | 7.1741 | 17.1146 | 0 | 0 | 0 | 0 | 0.0032953 | 0.0044669 | 0.0056019 | 0.013364 | 0 | 0 | 0 | 0 | 0 | 0 | 0 | 0 | 0.088233 | 0.052901 | 0.07171 | 0.089932 | 0.21454 | 0 | 0 | 0 | 0 | 0.4837 | 4.4248
| NY_Zone D (North) | New York | 36 |  | 0 |  |  | New | 0 | 0 | 0 | Landfill Gas | [5 empty] | Non-Fossil |  | 2030 | LF Gas |  | 0.027206 | 0.03688 | 0.046251 | 0.11034 | 0 | 0 | 0 | 0 | 0 | 0 | 0 | 0 | 0 | 0 | 0 | 0 | 3.1959 | 4.3322 | 5.433 | 12.961 | 1.5679 | 2.1253 | 2.6654 | 6.3586 | 0 | 0 | 0 | 0 | 0.0012243 | 0.0016596 | 0.0020813 | 0.0049652 | 0 | 0 | 0 | 0 | 0 | 0 | 0 | 0 | 0.032781 | 0.019654 | 0.026643 | 0.033412 | 0.079709 | 0 | 0 | 0 | 0 | 0.12384 | 1.644
| NY_Zone D (North) | New York | 36 |  | 0 |  |  | New | 0 | 0 | 0 | Landfill Gas | [5 empty] | Non-Fossil |  | 2030 | LF Gas |  | 0.04081 | 0.05532 | 0.069376 | 0.16551 | 0 | 0 | 0 | 0 | 0 | 0 | 0 | 0 | 0 | 0 | 0 | 0 | 4.7938 | 6.4983 | 8.1494 | 19.4415 | 2.3518 | 3.188 | 3.9981 | 9.5379 | 0 | 0 | 0 | 0 | 0.0018364 | 0.0024894 | 0.0031219 | 0.0074477 | 0 | 0 | 0 | 0 | 0 | 0 | 0 | 0 | 0.049172 | 0.029482 | 0.039964 | 0.050119 | 0.11956 | 0 | 0 | 0 | 0 | 0.26956 | 2.4659
| NY_Zone A (West) | New York | 36 |  | 0 |  |  | New | 0 | 0 | 0 | Landfill Gas | [5 empty] | Non-Fossil |  | 2030 | LF Gas |  | 0.066602 | 0.090283 | 0.11322 | 0.27011 | 0 | 0 | 0 | 0 | 0 | 0 | 0 | 0 | 0 | 0 | 0 | 0 | 7.8236 | 10.6053 | 13.3 | 31.7289 | 3.8382 | 5.2029 | 6.5249 | 15.566 | 0 | 0 | 0 | 0 | 0.0029971 | 0.0040627 | 0.005095 | 0.012155 | 0 | 0 | 0 | 0 | 0 | 0 | 0 | 0 | 0.08025 | 0.048114 | 0.065222 | 0.081795 | 0.19513 | 0 | 0 | 0 | 0 | 0.30316 | 4.0245
| NY_Zone A (West) | New York | 36 |  | 0 |  |  | New | 0 | 0 | 0 | Landfill Gas | [5 empty] | Non-Fossil |  | 2030 | LF Gas |  | 0.099903 | 0.13542 | 0.16983 | 0.40516 | 0 | 0 | 0 | 0 | 0 | 0 | 0 | 0 | 0 | 0 | 0 | 0 | 11.7353 | 15.9079 | 19.9501 | 47.5933 | 5.7573 | 7.8043 | 9.7874 | 23.3491 | 0 | 0 | 0 | 0 | 0.0044956 | 0.0060941 | 0.0076426 | 0.018232 | 0 | 0 | 0 | 0 | 0 | 0 | 0 | 0 | 0.12037 | 0.072172 | 0.097833 | 0.12269 | 0.2927 | 0 | 0 | 0 | 0 | 0.65989 | 6.0367
| NY_Zone B (Genesee) | New York | 36 |  | 0 |  |  | New | 0 | 0 | 0 | Landfill Gas | [5 empty] | Non-Fossil |  | 2030 | LF Gas |  | 0.041812 | 0.056678 | 0.07108 | 0.16957 | 0 | 0 | 0 | 0 | 0 | 0 | 0 | 0 | 0 | 0 | 0 | 0 | 4.9115 | 6.6578 | 8.3496 | 19.9189 | 2.4096 | 3.2663 | 4.0963 | 9.7721 | 0 | 0 | 0 | 0 | 0.0018815 | 0.0025505 | 0.0031986 | 0.0076306 | 0 | 0 | 0 | 0 | 0 | 0 | 0 | 0 | 0.05038 | 0.030206 | 0.040945 | 0.05135 | 0.1225 | 0 | 0 | 0 | 0 | 0.19032 | 2.5265
| NY_Zone B (Genesee) | New York | 36 |  | 0 |  |  | New | 0 | 0 | 0 | Landfill Gas | [5 empty] | Non-Fossil |  | 2030 | LF Gas |  | 0.062718 | 0.085017 | 0.10662 | 0.25435 | 0 | 0 | 0 | 0 | 0 | 0 | 0 | 0 | 0 | 0 | 0 | 0 | 7.3673 | 9.9868 | 12.5244 | 29.8784 | 3.6144 | 4.8995 | 6.1444 | 14.6582 | 0 | 0 | 0 | 0 | 0.0028223 | 0.0038258 | 0.0047979 | 0.011446 | 0 | 0 | 0 | 0 | 0 | 0 | 0 | 0 | 0.075569 | 0.045308 | 0.061418 | 0.077024 | 0.18375 | 0 | 0 | 0 | 0 | 0.41427 | 3.7898
| NY_Zone G-I (Downstate NY) | New York | 36 |  | 0 |  |  | New | 0 | 0 | 0 | New Battery Storage | [5 empty] | Non-Fossil |  | 2030 | EnerStor |  | 0 | 0 | 0 | 0 | 0 | 0 | 0 | 0 | 0 | 0 | 0 | 0 | 0 | 0 | 0 | 0 | 146.765 | 94.4409 | 249.5006 | 490.7065 | 0 | 0 | 0 | 0 | 0 | 0 | 0 | 0 | 0 | 0 | 0 | 0 | 0 | 0 | 0 | 0 | 0 | 0 | 0 | 0 | 5.9936 | 0 | 0 | 0 | 0 | 0 | 0 | 0 | 0 | 36.6585 | 407.6807
| NY_Zone J (NYC) | New York | 36 |  | 0 |  |  | New | 0 | 0 | 0 | New Battery Storage | [5 empty] | Non-Fossil |  | 2030 | EnerStor |  | 0 | 0 | 0 | 0 | 0 | 0 | 0 | 0 | 0 | 0 | 0 | 0 | 0 | 0 | 0 | 0 | 296.5216 | 349.4482 | 504.0867 | 1150.0564 | 0 | 0 | 0 | 0 | 0 | 0 | 0 | 0 | 0 | 0 | 0 | 0 | 0 | 0 | 0 | 0 | 0 | 0 | 0 | 0 | 12.1094 | 0 | 0 | 0 | 0 | 0 | 0 | 0 | 0 | 81.8696 | 823.6711
| NY_Zone K (LI) | New York | 36 |  | 0 |  |  | New | 0 | 0 | 0 | New Battery Storage | [5 empty] | Non-Fossil |  | 2030 | EnerStor |  | 0 | 0 | 0 | 0 | 0 | 0 | 0 | 0 | 0 | 0 | 0 | 0 | 0 | 0 | 0 | 0 | 37.008 | 42.9306 | 62.9136 | 142.8522 | 0 | 0 | 0 | 0 | 0 | 0 | 0 | 0 | 0 | 0 | 0 | 0 | 0 | 0 | 0 | 0 | 0 | 0 | 0 | 0 | 1.5113 | 0 | 0 | 0 | 0 | 0 | 0 | 0 | 0 | 10.0593 | 102.8
| NY_Zone C&E | New York | 36 |  | 0 |  |  | New | 0 | 0 | 0 | New Battery Storage | [5 empty] | Non-Fossil |  | 2030 | EnerStor |  | 0 | 0 | 0 | 0 | 0 | 0 | 0 | 0 | 0 | 0 | 0 | 0 | 0 | 0 | 0 | 0 | 10.4967 | 51.9221 | 95.2688 | 157.6876 | 0 | 0 | 0 | 0 | 0 | 0 | 0 | 0 | 0 | 0 | 0 | 0 | 0 | 0 | 0 | 0 | 0 | 0 | 0 | 0 | 2.2886 | 0 | 0 | 0 | 0 | 0 | 0 | 0 | 0 | 12.7293 | 155.6679
| NY_Zone F (Capital) | New York | 36 |  | 0 |  |  | New | 0 | 0 | 0 | New Battery Storage | [5 empty] | Non-Fossil |  | 2030 | EnerStor |  | 0 | 0 | 0 | 0 | 0 | 0 | 0 | 0 | 0 | 0 | 0 | 0 | 0 | 0 | 0 | 0 | 99.0931 | 92.167 | 249.0813 | 440.3413 | 0 | 0 | 0 | 0 | 0 | 0 | 0 | 0 | 0 | 0 | 0 | 0 | 0 | 0 | 0 | 0 | 0 | 0 | 0 | 0 | 5.9836 | 0 | 0 | 0 | 0 | 0 | 0 | 0 | 0 | 33.7612 | 406.9955
| NY_Zone D (North) | New York | 36 |  | 0 |  |  | New | 0 | 0 | 0 | New Battery Storage | [5 empty] | Non-Fossil |  | 2030 | EnerStor |  | 0 | 0 | 0 | 0 | 0 | 0 | 0 | 0 | 0 | 0 | 0 | 0 | 0 | 0 | 0 | 0 | 0.17352 | 2.9182 | 11.3752 | 14.4669 | 0 | 0 | 0 | 0 | 0 | 0 | 0 | 0 | 0 | 0 | 0 | 0 | 0 | 0 | 0 | 0 | 0 | 0 | 0 | 0 | 0.29404 | 0 | 0 | 0 | 0 | 0 | 0 | 0 | 0 | 1.7403 | 20
| NY_Zone A (West) | New York | 36 |  | 0 |  |  | New | 0 | 0 | 0 | New Battery Storage | [5 empty] | Non-Fossil |  | 2030 | EnerStor |  | 0 | 0 | 0 | 0 | 0 | 0 | 0 | 0 | 0 | 0 | 0 | 0 | 0 | 0 | 0 | 0 | 0.34299 | 36.5592 | 72.7196 | 109.6218 | 0 | 0 | 0 | 0 | 0 | 0 | 0 | 0 | 0 | 0 | 0 | 0 | 0 | 0 | 0 | 0 | 0 | 0 | 0 | 0 | 2.0275 | 0 | 0 | 0 | 0 | 0 | 0 | 0 | 0 | 11.3158 | 137.9073
| NY_Zone B (Genesee) | New York | 36 |  | 0 |  |  | New | 0 | 0 | 0 | New Battery Storage | [5 empty] | Non-Fossil |  | 2030 | EnerStor |  | 0 | 0 | 0 | 0 | 0 | 0 | 0 | 0 | 0 | 0 | 0 | 0 | 0 | 0 | 0 | 0 | 62.9983 | 102.2066 | 231.5289 | 396.7338 | 0 | 0 | 0 | 0 | 0 | 0 | 0 | 0 | 0 | 0 | 0 | 0 | 0 | 0 | 0 | 0 | 0 | 0 | 0 | 0 | 6.3622 | 0 | 0 | 0 | 0 | 0 | 0 | 0 | 0 | 34.7578 | 432.7486
| NY_Zone J (NYC) | New York | 36 |  | 0 |  |  | New | 0 | 0 | 0 | New Battery Storage | [5 empty] | Non-Fossil |  | 2030 | EnerStor |  | 0 | 0 | 0 | 0 | 0 | 0 | 0 | 0 | 0 | 0 | 0 | 0 | 0 | 0 | 0 | 0 | 274.4472 | 64.2088 | 463.7232 | 802.3792 | 0 | 0 | 0 | 0 | 0 | 0 | 0 | 0 | 0 | 0 | 0 | 0 | 0 | 0 | 0 | 0 | 0 | 0 | 0 | 0 | 11.3821 | 0 | 0 | 0 | 0 | 0 | 0 | 0 | 0 | 76.873 | 457.7289
| NY_Zone G-I (Downstate NY) | New York | 36 |  | 0 |  |  | New | 0 | 0 | 0 | Onshore Wind | [5 empty] | Non-Fossil |  | 2030 | Wind |  | 0 | 0 | 0 | 0 | 0 | 0 | 0 | 0 | 0 | 0 | 0 | 0 | 0 | 0 | 0 | 0 | 12.7986 | 16.7226 | 13.5143 | 43.0355 | 0 | 0 | 0 | 0 | 0 | 0 | 0 | 0 | 0 | 0 | 0 | 0 | 0 | 0 | 0 | 0 | 0 | 0 | 0 | 0 | 0.30029 | 0 | 0 | 0 | 0 | 0 | 0 | 0 | 0 | 0.40252 | 9.0701
| NY_Zone G-I (Downstate NY) | New York | 36 |  | 0 |  |  | New | 0 | 0 | 0 | Onshore Wind | [5 empty] | Non-Fossil |  | 2030 | Wind |  | 0 | 0 | 0 | 0 | 0 | 0 | 0 | 0 | 0 | 0 | 0 | 0 | 0 | 0 | 0 | 0 | 636.263 | 831.3408 | 671.8463 | 2139.4501 | 0 | 0 | 0 | 0 | 0 | 0 | 0 | 0 | 0 | 0 | 0 | 0 | 0 | 0 | 0 | 0 | 0 | 0 | 0 | 0 | 15.3846 | 0 | 0 | 0 | 0 | 0 | 0 | 0 | 0 | 24.5242 | 464.6867
| NY_Zone C&E | New York | 36 |  | 0 |  |  | New | 0 | 0 | 0 | Onshore Wind | [5 empty] | Non-Fossil |  | 2030 | Wind |  | 0 | 0 | 0 | 0 | 0 | 0 | 0 | 0 | 0 | 0 | 0 | 0 | 0 | 0 | 0 | 0 | 606.0822 | 804.6136 | 620.5615 | 2031.2573 | 0 | 0 | 0 | 0 | 0 | 0 | 0 | 0 | 0 | 0 | 0 | 0 | 0 | 0 | 0 | 0 | 0 | 0 | 0 | 0 | 16.0563 | 0 | 0 | 0 | 0 | 0 | 0 | 0 | 0 | 14.1853 | 484.9753
| NY_Zone C&E | New York | 36 |  | 0 |  |  | New | 0 | 0 | 0 | Onshore Wind | [5 empty] | Non-Fossil |  | 2030 | Wind |  | 0 | 0 | 0 | 0 | 0 | 0 | 0 | 0 | 0 | 0 | 0 | 0 | 0 | 0 | 0 | 0 | 566.284 | 751.779 | 579.8126 | 1897.8756 | 0 | 0 | 0 | 0 | 0 | 0 | 0 | 0 | 0 | 0 | 0 | 0 | 0 | 0 | 0 | 0 | 0 | 0 | 0 | 0 | 15.002 | 0 | 0 | 0 | 0 | 0 | 0 | 0 | 0 | 16.7178 | 453.1296
| NY_Zone C&E | New York | 36 |  | 0 |  |  | New | 0 | 0 | 0 | Onshore Wind | [5 empty] | Non-Fossil |  | 2030 | Wind |  | 0 | 0 | 0 | 0 | 0 | 0 | 0 | 0 | 0 | 0 | 0 | 0 | 0 | 0 | 0 | 0 | 651.9252 | 856.0709 | 689.2733 | 2197.2694 | 0 | 0 | 0 | 0 | 0 | 0 | 0 | 0 | 0 | 0 | 0 | 0 | 0 | 0 | 0 | 0 | 0 | 0 | 0 | 0 | 16.3504 | 0 | 0 | 0 | 0 | 0 | 0 | 0 | 0 | 15.5626 | 493.857
| NY_Zone F (Capital) | New York | 36 |  | 0 |  |  | New | 0 | 0 | 0 | Onshore Wind | [5 empty] | Non-Fossil |  | 2030 | Wind |  | 0 | 0 | 0 | 0 | 0 | 0 | 0 | 0 | 0 | 0 | 0 | 0 | 0 | 0 | 0 | 0 | 404.1588 | 519.2056 | 395.7437 | 1319.1082 | 0 | 0 | 0 | 0 | 0 | 0 | 0 | 0 | 0 | 0 | 0 | 0 | 0 | 0 | 0 | 0 | 0 | 0 | 0 | 0 | 9.6328 | 0 | 0 | 0 | 0 | 0 | 0 | 0 | 0 | 13.9461 | 290.9561
| NY_Zone D (North) | New York | 36 |  | 0 |  |  | New | 0 | 0 | 0 | Onshore Wind | [5 empty] | Non-Fossil |  | 2030 | Wind |  | 0 | 0 | 0 | 0 | 0 | 0 | 0 | 0 | 0 | 0 | 0 | 0 | 0 | 0 | 0 | 0 | 205.0582 | 248.4305 | 236.9229 | 690.4115 | 0 | 0 | 0 | 0 | 0 | 0 | 0 | 0 | 0 | 0 | 0 | 0 | 0 | 0 | 0 | 0 | 0 | 0 | 0 | 0 | 5.3379 | 0 | 0 | 0 | 0 | 0 | 0 | 0 | 0 | 5.1972 | 161.2305
| NY_Zone A (West) | New York | 36 |  | 0 |  |  | New | 0 | 0 | 0 | Onshore Wind | [5 empty] | Non-Fossil |  | 2030 | Wind |  | 0 | 0 | 0 | 0 | 0 | 0 | 0 | 0 | 0 | 0 | 0 | 0 | 0 | 0 | 0 | 0 | 393.9472 | 490.0043 | 402.5727 | 1286.5242 | 0 | 0 | 0 | 0 | 0 | 0 | 0 | 0 | 0 | 0 | 0 | 0 | 0 | 0 | 0 | 0 | 0 | 0 | 0 | 0 | 9.86 | 0 | 0 | 0 | 0 | 0 | 0 | 0 | 0 | 9.4212 | 297.8168
| NY_Zone A (West) | New York | 36 |  | 0 |  |  | New | 0 | 0 | 0 | Onshore Wind | [5 empty] | Non-Fossil |  | 2030 | Wind |  | 0 | 0 | 0 | 0 | 0 | 0 | 0 | 0 | 0 | 0 | 0 | 0 | 0 | 0 | 0 | 0 | 374.4611 | 465.7669 | 382.66 | 1222.888 | 0 | 0 | 0 | 0 | 0 | 0 | 0 | 0 | 0 | 0 | 0 | 0 | 0 | 0 | 0 | 0 | 0 | 0 | 0 | 0 | 9.7162 | 0 | 0 | 0 | 0 | 0 | 0 | 0 | 0 | 10.2425 | 293.4751
| NY_Zone B (Genesee) | New York | 36 |  | 0 |  |  | New | 0 | 0 | 0 | Onshore Wind | [5 empty] | Non-Fossil |  | 2030 | Wind |  | 0 | 0 | 0 | 0 | 0 | 0 | 0 | 0 | 0 | 0 | 0 | 0 | 0 | 0 | 0 | 0 | 368.0409 | 475.7686 | 399.3658 | 1243.1753 | 0 | 0 | 0 | 0 | 0 | 0 | 0 | 0 | 0 | 0 | 0 | 0 | 0 | 0 | 0 | 0 | 0 | 0 | 0 | 0 | 9.7269 | 0 | 0 | 0 | 0 | 0 | 0 | 0 | 0 | 10.3296 | 293.797
| NY_Zone B (Genesee) | New York | 36 |  | 0 |  |  | New | 0 | 0 | 0 | Onshore Wind | [5 empty] | Non-Fossil |  | 2030 | Wind |  | 0 | 0 | 0 | 0 | 0 | 0 | 0 | 0 | 0 | 0 | 0 | 0 | 0 | 0 | 0 | 0 | 341.6922 | 441.7075 | 370.7745 | 1154.1742 | 0 | 0 | 0 | 0 | 0 | 0 | 0 | 0 | 0 | 0 | 0 | 0 | 0 | 0 | 0 | 0 | 0 | 0 | 0 | 0 | 9.0305 | 0 | 0 | 0 | 0 | 0 | 0 | 0 | 0 | 11.116 | 272.7635
| NY_Zone B (Genesee) | New York | 36 |  | 0 |  |  | New | 0 | 0 | 0 | Onshore Wind | [5 empty] | Non-Fossil |  | 2030 | Wind |  | 0 | 0 | 0 | 0 | 0 | 0 | 0 | 0 | 0 | 0 | 0 | 0 | 0 | 0 | 0 | 0 | 400.3529 | 514.1652 | 456.412 | 1370.9301 | 0 | 0 | 0 | 0 | 0 | 0 | 0 | 0 | 0 | 0 | 0 | 0 | 0 | 0 | 0 | 0 | 0 | 0 | 0 | 0 | 9.8668 | 0 | 0 | 0 | 0 | 0 | 0 | 0 | 0 | 11.1 | 298.0233
| NY_Zone A (West) | New York | 36 |  | 0 |  |  | New | 0 | 0 | 0 | Onshore Wind | [5 empty] | Non-Fossil |  | 2030 | Wind |  | 0 | 0 | 0 | 0 | 0 | 0 | 0 | 0 | 0 | 0 | 0 | 0 | 0 | 0 | 0 | 0 | 393.3485 | 485.8843 | 422.5321 | 1301.7649 | 0 | 0 | 0 | 0 | 0 | 0 | 0 | 0 | 0 | 0 | 0 | 0 | 0 | 0 | 0 | 0 | 0 | 0 | 0 | 0 | 9.8771 | 0 | 0 | 0 | 0 | 0 | 0 | 0 | 0 | 9.3661 | 298.3333
| NY_Zone A (West) | New York | 36 |  | 0 |  |  | New | 0 | 0 | 0 | Onshore Wind | [5 empty] | Non-Fossil |  | 2030 | Wind |  | 0 | 0 | 0 | 0 | 0 | 0 | 0 | 0 | 0 | 0 | 0 | 0 | 0 | 0 | 0 | 0 | 394.0356 | 486.7331 | 423.2703 | 1304.039 | 0 | 0 | 0 | 0 | 0 | 0 | 0 | 0 | 0 | 0 | 0 | 0 | 0 | 0 | 0 | 0 | 0 | 0 | 0 | 0 | 9.8943 | 0 | 0 | 0 | 0 | 0 | 0 | 0 | 0 | 10.438 | 298.8544
| NY_Zone A (West) | New York | 36 |  | 0 |  |  | New | 0 | 0 | 0 | Onshore Wind | [5 empty] | Non-Fossil |  | 2030 | Wind |  | 0 | 0 | 0 | 0 | 0 | 0 | 0 | 0 | 0 | 0 | 0 | 0 | 0 | 0 | 0 | 0 | 392.7639 | 485.1622 | 421.9041 | 1299.8302 | 0 | 0 | 0 | 0 | 0 | 0 | 0 | 0 | 0 | 0 | 0 | 0 | 0 | 0 | 0 | 0 | 0 | 0 | 0 | 0 | 9.8624 | 0 | 0 | 0 | 0 | 0 | 0 | 0 | 0 | 11.4894 | 297.8899
| NY_Zone A (West) | New York | 36 |  | 0 |  |  | New | 0 | 0 | 0 | Onshore Wind | [5 empty] | Non-Fossil |  | 2030 | Wind |  | 0 | 0 | 0 | 0 | 0 | 0 | 0 | 0 | 0 | 0 | 0 | 0 | 0 | 0 | 0 | 0 | 122.4957 | 156.5957 | 138.076 | 417.1675 | 0 | 0 | 0 | 0 | 0 | 0 | 0 | 0 | 0 | 0 | 0 | 0 | 0 | 0 | 0 | 0 | 0 | 0 | 0 | 0 | 2.9477 | 0 | 0 | 0 | 0 | 0 | 0 | 0 | 0 | 3.2702 | 89.0352
| NY_Zone D (North) | New York | 36 |  | 0 |  |  | New | 0 | 0 | 0 | Onshore Wind | [5 empty] | Non-Fossil |  | 2030 | Wind |  | 0 | 0 | 0 | 0 | 0 | 0 | 0 | 0 | 0 | 0 | 0 | 0 | 0 | 0 | 0 | 0 | 298.3929 | 361.5066 | 344.7612 | 1004.6606 | 0 | 0 | 0 | 0 | 0 | 0 | 0 | 0 | 0 | 0 | 0 | 0 | 0 | 0 | 0 | 0 | 0 | 0 | 0 | 0 | 7.7676 | 0 | 0 | 0 | 0 | 0 | 0 | 0 | 0 | 8.0928 | 234.6165
| NY_Zone D (North) | New York | 36 |  | 0 |  |  | New | 0 | 0 | 0 | Onshore Wind | [5 empty] | Non-Fossil |  | 2030 | Wind |  | 0 | 0 | 0 | 0 | 0 | 0 | 0 | 0 | 0 | 0 | 0 | 0 | 0 | 0 | 0 | 0 | 230.102 | 278.7713 | 265.8583 | 774.7316 | 0 | 0 | 0 | 0 | 0 | 0 | 0 | 0 | 0 | 0 | 0 | 0 | 0 | 0 | 0 | 0 | 0 | 0 | 0 | 0 | 5.9899 | 0 | 0 | 0 | 0 | 0 | 0 | 0 | 0 | 7.1829 | 180.9216
| NY_Zone D (North) | New York | 36 |  | 0 |  |  | New | 0 | 0 | 0 | Onshore Wind | [5 empty] | Non-Fossil |  | 2030 | Wind |  | 0 | 0 | 0 | 0 | 0 | 0 | 0 | 0 | 0 | 0 | 0 | 0 | 0 | 0 | 0 | 0 | 254.3061 | 308.095 | 293.8237 | 856.2248 | 0 | 0 | 0 | 0 | 0 | 0 | 0 | 0 | 0 | 0 | 0 | 0 | 0 | 0 | 0 | 0 | 0 | 0 | 0 | 0 | 6.6199 | 0 | 0 | 0 | 0 | 0 | 0 | 0 | 0 | 8.1349 | 199.9526
| NY_Zone D (North) | New York | 36 |  | 0 |  |  | New | 0 | 0 | 0 | Onshore Wind | [5 empty] | Non-Fossil |  | 2030 | Wind |  | 0 | 0 | 0 | 0 | 0 | 0 | 0 | 0 | 0 | 0 | 0 | 0 | 0 | 0 | 0 | 0 | 279.1748 | 338.2236 | 322.5567 | 939.9551 | 0 | 0 | 0 | 0 | 0 | 0 | 0 | 0 | 0 | 0 | 0 | 0 | 0 | 0 | 0 | 0 | 0 | 0 | 0 | 0 | 7.2673 | 0 | 0 | 0 | 0 | 0 | 0 | 0 | 0 | 9.6677 | 219.506
| NY_Zone C&E | New York | 36 |  | 0 |  |  | New | 0 | 0 | 0 | Onshore Wind | [5 empty] | Non-Fossil |  | 2030 | Wind |  | 0 | 0 | 0 | 0 | 0 | 0 | 0 | 0 | 0 | 0 | 0 | 0 | 0 | 0 | 0 | 0 | 680.4399 | 893.5148 | 719.4216 | 2293.3763 | 0 | 0 | 0 | 0 | 0 | 0 | 0 | 0 | 0 | 0 | 0 | 0 | 0 | 0 | 0 | 0 | 0 | 0 | 0 | 0 | 16.5595 | 0 | 0 | 0 | 0 | 0 | 0 | 0 | 0 | 19.3376 | 500.175
| NY_Zone G-I (Downstate NY) | New York | 36 |  | 0 |  |  | New | 0 | 0 | 0 | Onshore Wind | [5 empty] | Non-Fossil |  | 2030 | Wind |  | 0 | 0 | 0 | 0 | 0 | 0 | 0 | 0 | 0 | 0 | 0 | 0 | 0 | 0 | 0 | 0 | 443.5559 | 579.5498 | 468.3619 | 1491.4676 | 0 | 0 | 0 | 0 | 0 | 0 | 0 | 0 | 0 | 0 | 0 | 0 | 0 | 0 | 0 | 0 | 0 | 0 | 0 | 0 | 10.407 | 0 | 0 | 0 | 0 | 0 | 0 | 0 | 0 | 17.75 | 314.3407
| NY_Zone A (West) | New York | 36 |  | 0 |  |  | New | 0 | 0 | 0 | Solar | [5 empty] | Non-Fossil |  | 2030 | Solar-DER |  | 0 | 0 | 0 | 0 | 0 | 0 | 0 | 0 | 0 | 0 | 0 | 0 | 0 | 0 | 0 | 0 | 66.0988 | 148.1654 | 330.2277 | 544.4919 | 0 | 0 | 0 | 0 | 0 | 0 | 0 | 0 | 0 | 0 | 0 | 0 | 0 | 0 | 0 | 0 | 0 | 0 | 0 | 0 | 0 | 0 | 0 | 0 | 0 | 0 | 0 | 0 | 0 | 0 | 442.1066
| NY_Zone B (Genesee) | New York | 36 |  | 0 |  |  | New | 0 | 0 | 0 | Solar | [5 empty] | Non-Fossil |  | 2030 | Solar-DER |  | 0 | 0 | 0 | 0 | 0 | 0 | 0 | 0 | 0 | 0 | 0 | 0 | 0 | 0 | 0 | 0 | 40.2544 | 91.505 | 212.6188 | 344.3782 | 0 | 0 | 0 | 0 | 0 | 0 | 0 | 0 | 0 | 0 | 0 | 0 | 0 | 0 | 0 | 0 | 0 | 0 | 0 | 0 | 0 | 0 | 0 | 0 | 0 | 0 | 0 | 0 | 0 | 0 | 279.6219
| NY_Zone C&E | New York | 36 |  | 0 |  |  | New | 0 | 0 | 0 | Solar | [5 empty] | Non-Fossil |  | 2030 | Solar-DER |  | 0 | 0 | 0 | 0 | 0 | 0 | 0 | 0 | 0 | 0 | 0 | 0 | 0 | 0 | 0 | 0 | 111.4902 | 224.6569 | 494.206 | 830.3531 | 0 | 0 | 0 | 0 | 0 | 0 | 0 | 0 | 0 | 0 | 0 | 0 | 0 | 0 | 0 | 0 | 0 | 0 | 0 | 0 | 0 | 0 | 0 | 0 | 0 | 0 | 0 | 0 | 0 | 0 | 674.2149
| NY_Zone D (North) | New York | 36 |  | 0 |  |  | New | 0 | 0 | 0 | Solar | [5 empty] | Non-Fossil |  | 2030 | Solar-DER |  | 0 | 0 | 0 | 0 | 0 | 0 | 0 | 0 | 0 | 0 | 0 | 0 | 0 | 0 | 0 | 0 | 19.6675 | 39.2261 | 92.3531 | 151.2467 | 0 | 0 | 0 | 0 | 0 | 0 | 0 | 0 | 0 | 0 | 0 | 0 | 0 | 0 | 0 | 0 | 0 | 0 | 0 | 0 | 0 | 0 | 0 | 0 | 0 | 0 | 0 | 0 | 0 | 0 | 122.8065
| NY_Zone F (Capital) | New York | 36 |  | 0 |  |  | New | 0 | 0 | 0 | Solar | [5 empty] | Non-Fossil |  | 2030 | Solar-DER |  | 0 | 0 | 0 | 0 | 0 | 0 | 0 | 0 | 0 | 0 | 0 | 0 | 0 | 0 | 0 | 0 | 64.8682 | 121.4135 | 237.4401 | 423.7218 | 0 | 0 | 0 | 0 | 0 | 0 | 0 | 0 | 0 | 0 | 0 | 0 | 0 | 0 | 0 | 0 | 0 | 0 | 0 | 0 | 0 | 0 | 0 | 0 | 0 | 0 | 0 | 0 | 0 | 0 | 344.0458
| NY_Zone G-I (Downstate NY) | New York | 36 |  | 0 |  |  | New | 0 | 0 | 0 | Solar | [5 empty] | Non-Fossil |  | 2030 | Solar-DER |  | 0 | 0 | 0 | 0 | 0 | 0 | 0 | 0 | 0 | 0 | 0 | 0 | 0 | 0 | 0 | 0 | 96.0551 | 197.031 | 360.5351 | 653.6213 | 0 | 0 | 0 | 0 | 0 | 0 | 0 | 0 | 0 | 0 | 0 | 0 | 0 | 0 | 0 | 0 | 0 | 0 | 0 | 0 | 0 | 0 | 0 | 0 | 0 | 0 | 0 | 0 | 0 | 0 | 530.7154
| NY_Zone J (NYC) | New York | 36 |  | 0 |  |  | New | 0 | 0 | 0 | Solar | [5 empty] | Non-Fossil |  | 2030 | Solar-DER |  | 0 | 0 | 0 | 0 | 0 | 0 | 0 | 0 | 0 | 0 | 0 | 0 | 0 | 0 | 0 | 0 | 348.8272 | 738.9712 | 1365.7729 | 2453.5713 | 0 | 0 | 0 | 0 | 0 | 0 | 0 | 0 | 0 | 0 | 0 | 0 | 0 | 0 | 0 | 0 | 0 | 0 | 0 | 0 | 0 | 0 | 0 | 0 | 0 | 0 | 0 | 0 | 0 | 0 | 1992.206
| NY_Zone K (LI) | New York | 36 |  | 0 |  |  | New | 0 | 0 | 0 | Solar | [5 empty] | Non-Fossil |  | 2030 | Solar-DER |  | 0 | 0 | 0 | 0 | 0 | 0 | 0 | 0 | 0 | 0 | 0 | 0 | 0 | 0 | 0 | 0 | 136.0565 | 299.7968 | 556.2255 | 992.0788 | 0 | 0 | 0 | 0 | 0 | 0 | 0 | 0 | 0 | 0 | 0 | 0 | 0 | 0 | 0 | 0 | 0 | 0 | 0 | 0 | 0 | 0 | 0 | 0 | 0 | 0 | 0 | 0 | 0 | 0 | 805.53
| NY_Zone G-I (Downstate NY) | New York | 36 |  | 0 |  |  | New | 0 | 0 | 0 | Solar PV | [5 empty] | Non-Fossil |  | 2030 | Solar |  | 0 | 0 | 0 | 0 | 0 | 0 | 0 | 0 | 0 | 0 | 0 | 0 | 0 | 0 | 0 | 0 | 20.1305 | 39.2954 | 72.3864 | 131.8123 | 0 | 0 | 0 | 0 | 0 | 0 | 0 | 0 | 0 | 0 | 0 | 0 | 0 | 0 | 0 | 0 | 0 | 0 | 0 | 0 | 1.091 | 0 | 0 | 0 | 0 | 0 | 0 | 0 | 0 | 3.7587 | 72.8
| NY_Zone K (LI) | New York | 36 |  | 0 |  |  | New | 0 | 0 | 0 | Solar PV | [5 empty] | Non-Fossil |  | 2030 | Solar |  | 0 | 0 | 0 | 0 | 0 | 0 | 0 | 0 | 0 | 0 | 0 | 0 | 0 | 0 | 0 | 0 | 0.81053 | 1.8056 | 3.4907 | 6.1068 | 0 | 0 | 0 | 0 | 0 | 0 | 0 | 0 | 0 | 0 | 0 | 0 | 0 | 0 | 0 | 0 | 0 | 0 | 0 | 0 | 0.046458 | 0 | 0 | 0 | 0 | 0 | 0 | 0 | 0 | 0.16279 | 3.1
| NY_Zone C&E | New York | 36 |  | 0 |  |  | New | 0 | 0 | 0 | Solar PV | [5 empty] | Non-Fossil |  | 2030 | Solar |  | 0 | 0 | 0 | 0 | 0 | 0 | 0 | 0 | 0 | 0 | 0 | 0 | 0 | 0 | 0 | 0 | 81.3394 | 163.9663 | 355.4574 | 600.7631 | 0 | 0 | 0 | 0 | 0 | 0 | 0 | 0 | 0 | 0 | 0 | 0 | 0 | 0 | 0 | 0 | 0 | 0 | 0 | 0 | 5.1281 | 0 | 0 | 0 | 0 | 0 | 0 | 0 | 0 | 16.1043 | 342.1814
| NY_Zone C&E | New York | 36 |  | 0 |  |  | New | 0 | 0 | 0 | Solar PV | [5 empty] | Non-Fossil |  | 2030 | Solar |  | 0 | 0 | 0 | 0 | 0 | 0 | 0 | 0 | 0 | 0 | 0 | 0 | 0 | 0 | 0 | 0 | 93.4238 | 188.3264 | 408.2669 | 690.0171 | 0 | 0 | 0 | 0 | 0 | 0 | 0 | 0 | 0 | 0 | 0 | 0 | 0 | 0 | 0 | 0 | 0 | 0 | 0 | 0 | 5.89 | 0 | 0 | 0 | 0 | 0 | 0 | 0 | 0 | 18.5172 | 393.0186
| NY_Zone F (Capital) | New York | 36 |  | 0 |  |  | New | 0 | 0 | 0 | Solar PV | [5 empty] | Non-Fossil |  | 2030 | Solar |  | 0 | 0 | 0 | 0 | 0 | 0 | 0 | 0 | 0 | 0 | 0 | 0 | 0 | 0 | 0 | 0 | 83.2148 | 154.4772 | 311.5141 | 549.2061 | 0 | 0 | 0 | 0 | 0 | 0 | 0 | 0 | 0 | 0 | 0 | 0 | 0 | 0 | 0 | 0 | 0 | 0 | 0 | 0 | 4.4378 | 0 | 0 | 0 | 0 | 0 | 0 | 0 | 0 | 14.2493 | 296.1221
| NY_Zone F (Capital) | New York | 36 |  | 0 |  |  | New | 0 | 0 | 0 | Solar PV | [5 empty] | Non-Fossil |  | 2030 | Solar |  | 0 | 0 | 0 | 0 | 0 | 0 | 0 | 0 | 0 | 0 | 0 | 0 | 0 | 0 | 0 | 0 | 83.9431 | 155.829 | 314.2403 | 554.0124 | 0 | 0 | 0 | 0 | 0 | 0 | 0 | 0 | 0 | 0 | 0 | 0 | 0 | 0 | 0 | 0 | 0 | 0 | 0 | 0 | 4.4767 | 0 | 0 | 0 | 0 | 0 | 0 | 0 | 0 | 14.5366 | 298.7135
| NY_Zone D (North) | New York | 36 |  | 0 |  |  | New | 0 | 0 | 0 | Solar PV | [5 empty] | Non-Fossil |  | 2030 | Solar |  | 0 | 0 | 0 | 0 | 0 | 0 | 0 | 0 | 0 | 0 | 0 | 0 | 0 | 0 | 0 | 0 | 12.3258 | 23.6612 | 55.0755 | 91.0625 | 0 | 0 | 0 | 0 | 0 | 0 | 0 | 0 | 0 | 0 | 0 | 0 | 0 | 0 | 0 | 0 | 0 | 0 | 0 | 0 | 0.73733 | 0 | 0 | 0 | 0 | 0 | 0 | 0 | 0 | 2.2559 | 49.2
| NY_Zone A (West) | New York | 36 |  | 0 |  |  | New | 0 | 0 | 0 | Solar PV | [5 empty] | Non-Fossil |  | 2030 | Solar |  | 0 | 0 | 0 | 0 | 0 | 0 | 0 | 0 | 0 | 0 | 0 | 0 | 0 | 0 | 0 | 0 | 57.1803 | 121.9934 | 264.0708 | 443.2445 | 0 | 0 | 0 | 0 | 0 | 0 | 0 | 0 | 0 | 0 | 0 | 0 | 0 | 0 | 0 | 0 | 0 | 0 | 0 | 0 | 3.7328 | 0 | 0 | 0 | 0 | 0 | 0 | 0 | 0 | 11.3886 | 249.0791
| NY_Zone A (West) | New York | 36 |  | 0 |  |  | New | 0 | 0 | 0 | Solar PV | [5 empty] | Non-Fossil |  | 2030 | Solar |  | 0 | 0 | 0 | 0 | 0 | 0 | 0 | 0 | 0 | 0 | 0 | 0 | 0 | 0 | 0 | 0 | 32.4426 | 69.2158 | 149.8268 | 251.4852 | 0 | 0 | 0 | 0 | 0 | 0 | 0 | 0 | 0 | 0 | 0 | 0 | 0 | 0 | 0 | 0 | 0 | 0 | 0 | 0 | 2.1179 | 0 | 0 | 0 | 0 | 0 | 0 | 0 | 0 | 6.4712 | 141.3209
| NY_Zone B (Genesee) | New York | 36 |  | 0 |  |  | New | 0 | 0 | 0 | Solar PV | [5 empty] | Non-Fossil |  | 2030 | Solar |  | 0 | 0 | 0 | 0 | 0 | 0 | 0 | 0 | 0 | 0 | 0 | 0 | 0 | 0 | 0 | 0 | 56.6181 | 118.7972 | 268.841 | 444.2564 | 0 | 0 | 0 | 0 | 0 | 0 | 0 | 0 | 0 | 0 | 0 | 0 | 0 | 0 | 0 | 0 | 0 | 0 | 0 | 0 | 3.7414 | 0 | 0 | 0 | 0 | 0 | 0 | 0 | 0 | 11.5058 | 249.6548
| NY_Zone B (Genesee) | New York | 36 |  | 0 |  |  | New | 0 | 0 | 0 | Solar PV | [5 empty] | Non-Fossil |  | 2030 | Solar |  | 0 | 0 | 0 | 0 | 0 | 0 | 0 | 0 | 0 | 0 | 0 | 0 | 0 | 0 | 0 | 0 | 23.7163 | 49.7619 | 112.6124 | 186.0905 | 0 | 0 | 0 | 0 | 0 | 0 | 0 | 0 | 0 | 0 | 0 | 0 | 0 | 0 | 0 | 0 | 0 | 0 | 0 | 0 | 1.5672 | 0 | 0 | 0 | 0 | 0 | 0 | 0 | 0 | 4.8249 | 104.5756
| NY_Zone B (Genesee) | New York | 36 |  | 0 |  |  | New | 0 | 0 | 0 | Solar PV | [5 empty] | Non-Fossil |  | 2030 | Solar |  | 0 | 0 | 0 | 0 | 0 | 0 | 0 | 0 | 0 | 0 | 0 | 0 | 0 | 0 | 0 | 0 | 51.4054 | 107.8598 | 244.0893 | 403.3545 | 0 | 0 | 0 | 0 | 0 | 0 | 0 | 0 | 0 | 0 | 0 | 0 | 0 | 0 | 0 | 0 | 0 | 0 | 0 | 0 | 3.397 | 0 | 0 | 0 | 0 | 0 | 0 | 0 | 0 | 10.4581 | 226.6696
| NY_Zone F (Capital) | New York | 36 |  | 0 |  |  | New | 0 | 0 | 0 | Solar PV | [5 empty] | Non-Fossil |  | 2030 | Solar |  | 0 | 0 | 0 | 0 | 0 | 0 | 0 | 0 | 0 | 0 | 0 | 0 | 0 | 0 | 0 | 0 | 52.5117 | 97.481 | 196.5773 | 346.5701 | 0 | 0 | 0 | 0 | 0 | 0 | 0 | 0 | 0 | 0 | 0 | 0 | 0 | 0 | 0 | 0 | 0 | 0 | 0 | 0 | 2.8004 | 0 | 0 | 0 | 0 | 0 | 0 | 0 | 0 | 9.1861 | 186.8644
| SERC_VACAR | North Carolina | 37 |  | 0 |  |  | New | 0 | 0 | 0 | Combined Cycle | [5 empty] | Fossil |  | 2030 | NaturalGas |  | 5.5823 | 7.5671 | 10.4448 | 23.5942 | 0 | 0 | 0 | 0 | 0 | 0 | 0 | 0 | 0 | 0 | 0 | 0 | 876.3396 | 1187.9271 | 1639.6831 | 3703.9499 | 326.7869 | 442.9778 | 611.4375 | 1381.2022 | 3.9076e-07 | 5.297e-07 | 7.3113e-07 | 1.6516e-06 | 0.030703 | 0.041619 | 0.057446 | 0.12977 | 0 | 0 | 0 | 0 | 0 | 0 | 0 | 0 | 5.8818 | 1.6263 | 2.2046 | 3.043 | 6.8739 | 18.0755 | 20.9533 | 28.5945 | 67.6233 | 43.0745 | 486
| SERC_VACAR | North Carolina | 37 |  | 0 |  |  | New | 0 | 0 | 0 | Combustion Turbine | [5 empty] | Fossil |  | 2030 | NaturalGas |  | 0.41796 | 0.25102 | 0.53689 | 1.2059 | 0 | 0 | 0 | 0 | 0 | 0 | 0 | 0 | 0 | 0 | 0 | 0 | 42.1968 | 25.3426 | 54.204 | 121.7434 | 24.4673 | 14.6946 | 31.4296 | 70.5915 | 2.9257e-08 | 1.7571e-08 | 3.7582e-08 | 8.4411e-08 | 0.0022988 | 0.0013806 | 0.0029529 | 0.0066323 | 0 | 0 | 0 | 0 | 0 | 0 | 0 | 0 | 3.5651 | 0.18828 | 0.11308 | 0.24185 | 0.54321 | 1.3534 | 0.69507 | 1.4698 | 3.5183 | 35.7084 | 513
| SERC_VACAR | North Carolina | 37 |  | 0 |  |  | New | 0 | 0 | 0 | Landfill Gas | [5 empty] | Non-Fossil |  | 2030 | LF Gas |  | 0.09075 | 0.12302 | 0.15427 | 0.36804 | 0 | 0 | 0 | 0 | 0 | 0 | 0 | 0 | 0 | 0 | 0 | 0 | 10.6601 | 14.4504 | 18.1222 | 43.2327 | 5.2298 | 7.0893 | 8.8907 | 21.2098 | 0 | 0 | 0 | 0 | 0.0040837 | 0.0055357 | 0.0069423 | 0.016562 | 0 | 0 | 0 | 0 | 0 | 0 | 0 | 0 | 0.10935 | 0.065559 | 0.088869 | 0.11145 | 0.26588 | 0 | 0 | 0 | 0 | 0.34992 | 5.4836
| SERC_VACAR | North Carolina | 37 |  | 0 |  |  | New | 0 | 0 | 0 | Landfill Gas | [5 empty] | Non-Fossil |  | 2030 | LF Gas |  | 0.13612 | 0.18452 | 0.23141 | 0.55206 | 0 | 0 | 0 | 0 | 0 | 0 | 0 | 0 | 0 | 0 | 0 | 0 | 15.9902 | 21.6756 | 27.1833 | 64.8491 | 7.8447 | 10.634 | 13.336 | 31.8147 | 0 | 0 | 0 | 0 | 0.0061256 | 0.0083036 | 0.010414 | 0.024843 | 0 | 0 | 0 | 0 | 0 | 0 | 0 | 0 | 0.16402 | 0.098339 | 0.1333 | 0.16718 | 0.39882 | 0 | 0 | 0 | 0 | 0.7798 | 8.2254
| SERC_VACAR | North Carolina | 37 |  | 0 |  |  | New | 0 | 0 | 0 | Landfill Gas | [5 empty] | Non-Fossil |  | 2030 | LF Gas |  | 1.21 | 1.6402 | 2.057 | 4.9072 | 0 | 0 | 0 | 0 | 0 | 0 | 0 | 0 | 0 | 0 | 0 | 0 | 142.135 | 192.6719 | 241.6296 | 576.4365 | 69.7308 | 94.524 | 118.5424 | 282.7973 | 0 | 0 | 0 | 0 | 0.05445 | 0.07381 | 0.092565 | 0.22082 | 0 | 0 | 0 | 0 | 0 | 0 | 0 | 0 | 1.4579 | 0.87412 | 1.1849 | 1.486 | 3.5451 | 0 | 0 | 0 | 0 | 12.455 | 73.1147
| SERC_Central_TVA | North Carolina | 37 |  | 0 |  |  | New | 0 | 0 | 0 | Landfill Gas | [5 empty] | Non-Fossil |  | 2030 | LF Gas |  | 0.0033277 | 0.0045108 | 0.005657 | 0.013495 | 0 | 0 | 0 | 0 | 0 | 0 | 0 | 0 | 0 | 0 | 0 | 0 | 0.39089 | 0.52987 | 0.66451 | 1.5853 | 0.19177 | 0.25995 | 0.32601 | 0.77773 | 0 | 0 | 0 | 0 | 0.00014974 | 0.00020299 | 0.00025457 | 0.0006073 | 0 | 0 | 0 | 0 | 0 | 0 | 0 | 0 | 0.0040095 | 0.002404 | 0.0032587 | 0.0040867 | 0.0097494 | 0 | 0 | 0 | 0 | 0.01341 | 0.20108
| SERC_Central_TVA | North Carolina | 37 |  | 0 |  |  | New | 0 | 0 | 0 | Landfill Gas | [5 empty] | Non-Fossil |  | 2030 | LF Gas |  | 0.0047142 | 0.0063903 | 0.0080141 | 0.019119 | 0 | 0 | 0 | 0 | 0 | 0 | 0 | 0 | 0 | 0 | 0 | 0 | 0.55376 | 0.75065 | 0.94139 | 2.2458 | 0.27167 | 0.36827 | 0.46184 | 1.1018 | 0 | 0 | 0 | 0 | 0.00021214 | 0.00028756 | 0.00036063 | 0.00086034 | 0 | 0 | 0 | 0 | 0 | 0 | 0 | 0 | 0.0056802 | 0.0034056 | 0.0046165 | 0.0057895 | 0.013812 | 0 | 0 | 0 | 0 | 0.028039 | 0.28486
| PJM_Dominion | North Carolina | 37 |  | 0 |  |  | New | 0 | 0 | 0 | Landfill Gas | [5 empty] | Non-Fossil |  | 2030 | LF Gas |  | 0.0027738 | 0.00376 | 0.0047154 | 0.011249 | 0 | 0 | 0 | 0 | 0 | 0 | 0 | 0 | 0 | 0 | 0 | 0 | 0.32583 | 0.44168 | 0.55391 | 1.3214 | 0.15985 | 0.21668 | 0.27174 | 0.64828 | 0 | 0 | 0 | 0 | 0.00012482 | 0.0001692 | 0.00021219 | 0.00050621 | 0 | 0 | 0 | 0 | 0 | 0 | 0 | 0 | 0.0033422 | 0.0020038 | 0.0027163 | 0.0034065 | 0.0081266 | 0 | 0 | 0 | 0 | 0.010695 | 0.16761
| PJM_Dominion | North Carolina | 37 |  | 0 |  |  | New | 0 | 0 | 0 | Landfill Gas | [5 empty] | Non-Fossil |  | 2030 | LF Gas |  | 0.0041607 | 0.00564 | 0.0070731 | 0.016874 | 0 | 0 | 0 | 0 | 0 | 0 | 0 | 0 | 0 | 0 | 0 | 0 | 0.48874 | 0.66252 | 0.83086 | 1.9821 | 0.23977 | 0.32503 | 0.40762 | 0.97242 | 0 | 0 | 0 | 0 | 0.00018723 | 0.0002538 | 0.00031829 | 0.00075932 | 0 | 0 | 0 | 0 | 0 | 0 | 0 | 0 | 0.0050132 | 0.0030057 | 0.0040744 | 0.0051097 | 0.01219 | 0 | 0 | 0 | 0 | 0.023835 | 0.25141
| SERC_VACAR | North Carolina | 37 |  | 0 |  |  | New | 0 | 0 | 0 | New Battery Storage | [5 empty] | Non-Fossil |  | 2030 | EnerStor |  | 0 | 0 | 0 | 0 | 0 | 0 | 0 | 0 | 0 | 0 | 0 | 0 | 0 | 0 | 0 | 0 | 618.9167 | 500.9453 | 1052.1584 | 2172.0205 | 0 | 0 | 0 | 0 | 0 | 0 | 0 | 0 | 0 | 0 | 0 | 0 | 0 | 0 | 0 | 0 | 0 | 0 | 0 | 0 | 25.2755 | 0 | 0 | 0 | 0 | 0 | 0 | 0 | 0 | 135.2189 | 1719.2131
| SERC_Central_TVA | North Carolina | 37 |  | 0 |  |  | New | 0 | 0 | 0 | New Battery Storage | [5 empty] | Non-Fossil |  | 2030 | EnerStor |  | 0 | 0 | 0 | 0 | 0 | 0 | 0 | 0 | 0 | 0 | 0 | 0 | 0 | 0 | 0 | 0 | 128.368 | 150.9512 | 251.5279 | 530.8471 | 0 | 0 | 0 | 0 | 0 | 0 | 0 | 0 | 0 | 0 | 0 | 0 | 0 | 0 | 0 | 0 | 0 | 0 | 0 | 0 | 6.0423 | 0 | 0 | 0 | 0 | 0 | 0 | 0 | 0 | 31.0341 | 410.9932
| PJM_Dominion | North Carolina | 37 |  | 0 |  |  | New | 0 | 0 | 0 | New Battery Storage | [5 empty] | Non-Fossil |  | 2030 | EnerStor |  | 0 | 0 | 0 | 0 | 0 | 0 | 0 | 0 | 0 | 0 | 0 | 0 | 0 | 0 | 0 | 0 | 3.6 | 4.88 | 6.12 | 14.6 | 0 | 0 | 0 | 0 | 0 | 0 | 0 | 0 | 0 | 0 | 0 | 0 | 0 | 0 | 0 | 0 | 0 | 0 | 0 | 0 | 0.14702 | 0 | 0 | 0 | 0 | 0 | 0 | 0 | 0 | 0.85369 | 10
| SERC_VACAR | North Carolina | 37 |  | 0 |  |  | New | 0 | 0 | 0 | Onshore Wind | [5 empty] | Non-Fossil |  | 2030 | Wind |  | 0 | 0 | 0 | 0 | 0 | 0 | 0 | 0 | 0 | 0 | 0 | 0 | 0 | 0 | 0 | 0 | 3287.3963 | 4621.431 | 3477.3716 | 11386.199 | 0 | 0 | 0 | 0 | 0 | 0 | 0 | 0 | 0 | 0 | 0 | 0 | 0 | 0 | 0 | 0 | 0 | 0 | 0 | 0 | 99.2903 | 0 | 0 | 0 | 0 | 0 | 0 | 0 | 0 | 107.4216 | 2999.0267
| SERC_VACAR | North Carolina | 37 |  | 0 |  |  | New | 0 | 0 | 0 | Onshore Wind | [5 empty] | Non-Fossil |  | 2030 | Wind |  | 0 | 0 | 0 | 0 | 0 | 0 | 0 | 0 | 0 | 0 | 0 | 0 | 0 | 0 | 0 | 0 | 881.9577 | 1193.5473 | 1010.1386 | 3085.6437 | 0 | 0 | 0 | 0 | 0 | 0 | 0 | 0 | 0 | 0 | 0 | 0 | 0 | 0 | 0 | 0 | 0 | 0 | 0 | 0 | 26.0968 | 0 | 0 | 0 | 0 | 0 | 0 | 0 | 0 | 45.2245 | 788.2434
| PJM_Dominion | North Carolina | 37 |  | 0 |  |  | New | 0 | 0 | 0 | Solar | [5 empty] | Non-Fossil |  | 2030 | Solar-DER |  | 0 | 0 | 0 | 0 | 0 | 0 | 0 | 0 | 0 | 0 | 0 | 0 | 0 | 0 | 0 | 0 | 13.003 | 28.0604 | 45.3623 | 86.4257 | 0 | 0 | 0 | 0 | 0 | 0 | 0 | 0 | 0 | 0 | 0 | 0 | 0 | 0 | 0 | 0 | 0 | 0 | 0 | 0 | 0 | 0 | 0 | 0 | 0 | 0 | 0 | 0 | 0 | 0 | 58.7082
| SERC_Central_TVA | North Carolina | 37 |  | 0 |  |  | New | 0 | 0 | 0 | Solar | [5 empty] | Non-Fossil |  | 2030 | Solar-DER |  | 0 | 0 | 0 | 0 | 0 | 0 | 0 | 0 | 0 | 0 | 0 | 0 | 0 | 0 | 0 | 0 | 0.3379 | 0.69212 | 1.0523 | 2.0823 | 0 | 0 | 0 | 0 | 0 | 0 | 0 | 0 | 0 | 0 | 0 | 0 | 0 | 0 | 0 | 0 | 0 | 0 | 0 | 0 | 0 | 0 | 0 | 0 | 0 | 0 | 0 | 0 | 0 | 0 | 1.5255
| SERC_VACAR | North Carolina | 37 |  | 0 |  |  | New | 0 | 0 | 0 | Solar | [5 empty] | Non-Fossil |  | 2030 | Solar-DER |  | 0 | 0 | 0 | 0 | 0 | 0 | 0 | 0 | 0 | 0 | 0 | 0 | 0 | 0 | 0 | 0 | 240.6356 | 495.8357 | 811.2078 | 1547.6791 | 0 | 0 | 0 | 0 | 0 | 0 | 0 | 0 | 0 | 0 | 0 | 0 | 0 | 0 | 0 | 0 | 0 | 0 | 0 | 0 | 0 | 0 | 0 | 0 | 0 | 0 | 0 | 0 | 0 | 0 | 1051.3237
| SERC_VACAR | North Carolina | 37 |  | 0 |  |  | New | 0 | 0 | 0 | Solar PV | [5 empty] | Non-Fossil |  | 2030 | Solar |  | 0 | 0 | 0 | 0 | 0 | 0 | 0 | 0 | 0 | 0 | 0 | 0 | 0 | 0 | 0 | 0 | 733.5289 | 1460.07 | 2444.5344 | 4638.1332 | 0 | 0 | 0 | 0 | 0 | 0 | 0 | 0 | 0 | 0 | 0 | 0 | 0 | 0 | 0 | 0 | 0 | 0 | 0 | 0 | 32.5896 | 0 | 0 | 0 | 0 | 0 | 0 | 0 | 0 | 79.3716 | 2174.6
| PJM_Dominion | North Carolina | 37 |  | 0 |  |  | New | 0 | 0 | 0 | Solar PV | [5 empty] | Non-Fossil |  | 2030 | Solar |  | 0 | 0 | 0 | 0 | 0 | 0 | 0 | 0 | 0 | 0 | 0 | 0 | 0 | 0 | 0 | 0 | 164.3698 | 347.6938 | 565.0705 | 1077.1341 | 0 | 0 | 0 | 0 | 0 | 0 | 0 | 0 | 0 | 0 | 0 | 0 | 0 | 0 | 0 | 0 | 0 | 0 | 0 | 0 | 7.3419 | 0 | 0 | 0 | 0 | 0 | 0 | 0 | 0 | 19.8315 | 489.9
| MISO_MT, SD, ND | North Dakota | 38 |  | 0 |  |  | New | 0 | 0 | 0 | Combustion Turbine | [5 empty] | Fossil |  | 2030 | NaturalGas |  | 0.01719 | 0 | 0.13125 | 0.14844 | 0 | 0 | 0 | 0 | 0 | 0 | 0 | 0 | 0 | 0 | 0 | 0 | 1.7355 | 0 | 13.2504 | 14.9859 | 1.0063 | 0 | 7.6831 | 8.6894 | 1.2033e-09 | 0 | 9.1872e-09 | 1.039e-08 | 9.4545e-05 | 0 | 0.00072185 | 0.0008164 | 0 | 0 | 0 | 0 | 0 | 0 | 0 | 0 | 0.27798 | 0.0077436 | 0 | 0.059122 | 0.066866 | 0.051168 | 0 | 0.29655 | 0.34772 | 2.7392 | 40
| MISO_MT, SD, ND | North Dakota | 38 |  | 0 |  |  | New | 0 | 0 | 0 | Landfill Gas | [5 empty] | Non-Fossil |  | 2030 | LF Gas |  | 0.0023315 | 0.0031605 | 0.0039636 | 0.0094557 | 0 | 0 | 0 | 0 | 0 | 0 | 0 | 0 | 0 | 0 | 0 | 0 | 0.27388 | 0.37126 | 0.46559 | 1.1107 | 0.13436 | 0.18214 | 0.22842 | 0.54492 | 0 | 0 | 0 | 0 | 0.00010492 | 0.00014222 | 0.00017836 | 0.00042551 | 0 | 0 | 0 | 0 | 0 | 0 | 0 | 0 | 0.0028093 | 0.0016843 | 0.0022832 | 0.0028634 | 0.0068309 | 0 | 0 | 0 | 0 | 0.010334 | 0.14088
| SPP_WAUE | North Dakota | 38 |  | 0 |  |  | New | 0 | 0 | 0 | Landfill Gas | [5 empty] | Non-Fossil |  | 2030 | LF Gas |  | 0.0020342 | 0.0027575 | 0.0034582 | 0.0082499 | 0 | 0 | 0 | 0 | 0 | 0 | 0 | 0 | 0 | 0 | 0 | 0 | 0.23895 | 0.32392 | 0.40622 | 0.96909 | 0.11723 | 0.15891 | 0.19929 | 0.47543 | 0 | 0 | 0 | 0 | 9.154e-05 | 0.00012409 | 0.00015562 | 0.00037124 | 0 | 0 | 0 | 0 | 0 | 0 | 0 | 0 | 0.0024511 | 0.0014696 | 0.0019921 | 0.0024982 | 0.0059599 | 0 | 0 | 0 | 0 | 0.0092662 | 0.12292
| MISO_Minnesota and Western Wisconsin | North Dakota | 38 |  | 0 |  |  | New | 0 | 0 | 0 | New Battery Storage | [5 empty] | Non-Fossil |  | 2030 | EnerStor |  | 0 | 0 | 0 | 0 | 0 | 0 | 0 | 0 | 0 | 0 | 0 | 0 | 0 | 0 | 0 | 0 | 74.4716 | 100.9504 | 126.6017 | 302.0236 | 0 | 0 | 0 | 0 | 0 | 0 | 0 | 0 | 0 | 0 | 0 | 0 | 0 | 0 | 0 | 0 | 0 | 0 | 0 | 0 | 3.0413 | 0 | 0 | 0 | 0 | 0 | 0 | 0 | 0 | 18.2055 | 206.8655
| MISO_MT, SD, ND | North Dakota | 38 |  | 0 |  |  | New | 0 | 0 | 0 | Onshore Wind | [5 empty] | Non-Fossil |  | 2030 | Wind |  | 0 | 0 | 0 | 0 | 0 | 0 | 0 | 0 | 0 | 0 | 0 | 0 | 0 | 0 | 0 | 0 | 189.8259 | 215.9697 | 239.0044 | 644.8 | 0 | 0 | 0 | 0 | 0 | 0 | 0 | 0 | 0 | 0 | 0 | 0 | 0 | 0 | 0 | 0 | 0 | 0 | 0 | 0 | 5.5326 | 0 | 0 | 0 | 0 | 0 | 0 | 0 | 0 | 5.9266 | 167.1116
| MISO_MT, SD, ND | North Dakota | 38 |  | 0 |  |  | New | 0 | 0 | 0 | Onshore Wind | [5 empty] | Non-Fossil |  | 2030 | Wind |  | 0 | 0 | 0 | 0 | 0 | 0 | 0 | 0 | 0 | 0 | 0 | 0 | 0 | 0 | 0 | 0 | 104.1765 | 118.5243 | 131.1657 | 353.8665 | 0 | 0 | 0 | 0 | 0 | 0 | 0 | 0 | 0 | 0 | 0 | 0 | 0 | 0 | 0 | 0 | 0 | 0 | 0 | 0 | 3.0363 | 0 | 0 | 0 | 0 | 0 | 0 | 0 | 0 | 3.2689 | 91.7109
| MISO_MT, SD, ND | North Dakota | 38 |  | 0 |  |  | New | 0 | 0 | 0 | Onshore Wind | [5 empty] | Non-Fossil |  | 2030 | Wind |  | 0 | 0 | 0 | 0 | 0 | 0 | 0 | 0 | 0 | 0 | 0 | 0 | 0 | 0 | 0 | 0 | 260.8567 | 286.9821 | 318.3185 | 866.1573 | 0 | 0 | 0 | 0 | 0 | 0 | 0 | 0 | 0 | 0 | 0 | 0 | 0 | 0 | 0 | 0 | 0 | 0 | 0 | 0 | 6.3758 | 0 | 0 | 0 | 0 | 0 | 0 | 0 | 0 | 6.9371 | 192.5775
| SPP_WAUE | North Dakota | 38 |  | 0 |  |  | New | 0 | 0 | 0 | Onshore Wind | [5 empty] | Non-Fossil |  | 2030 | Wind |  | 0 | 0 | 0 | 0 | 0 | 0 | 0 | 0 | 0 | 0 | 0 | 0 | 0 | 0 | 0 | 0 | 511.3638 | 605.9984 | 610.8585 | 1728.2207 | 0 | 0 | 0 | 0 | 0 | 0 | 0 | 0 | 0 | 0 | 0 | 0 | 0 | 0 | 0 | 0 | 0 | 0 | 0 | 0 | 14.8586 | 0 | 0 | 0 | 0 | 0 | 0 | 0 | 0 | 16.7738 | 448.8
| MISO_MT, SD, ND | North Dakota | 38 |  | 0 |  |  | New | 0 | 0 | 0 | Solar | [5 empty] | Non-Fossil |  | 2030 | Solar-DER |  | 0 | 0 | 0 | 0 | 0 | 0 | 0 | 0 | 0 | 0 | 0 | 0 | 0 | 0 | 0 | 0 | 6.0439 | 13.5132 | 26.6551 | 46.2121 | 0 | 0 | 0 | 0 | 0 | 0 | 0 | 0 | 0 | 0 | 0 | 0 | 0 | 0 | 0 | 0 | 0 | 0 | 0 | 0 | 0 | 0 | 0 | 0 | 0 | 0 | 0 | 0 | 0 | 0 | 34.4069
| SPP_WAUE | North Dakota | 38 |  | 0 |  |  | New | 0 | 0 | 0 | Solar | [5 empty] | Non-Fossil |  | 2030 | Solar-DER |  | 0 | 0 | 0 | 0 | 0 | 0 | 0 | 0 | 0 | 0 | 0 | 0 | 0 | 0 | 0 | 0 | 14.7549 | 33.5589 | 70.7876 | 119.1014 | 0 | 0 | 0 | 0 | 0 | 0 | 0 | 0 | 0 | 0 | 0 | 0 | 0 | 0 | 0 | 0 | 0 | 0 | 0 | 0 | 0 | 0 | 0 | 0 | 0 | 0 | 0 | 0 | 0 | 0 | 86.1901
| MISO_MT, SD, ND | North Dakota | 38 |  | 0 |  |  | New | 0 | 0 | 0 | Solar PV | [5 empty] | Non-Fossil |  | 2030 | Solar |  | 0 | 0 | 0 | 0 | 0 | 0 | 0 | 0 | 0 | 0 | 0 | 0 | 0 | 0 | 0 | 0 | 57.0214 | 124.3223 | 255.5043 | 436.848 | 0 | 0 | 0 | 0 | 0 | 0 | 0 | 0 | 0 | 0 | 0 | 0 | 0 | 0 | 0 | 0 | 0 | 0 | 0 | 0 | 2.9328 | 0 | 0 | 0 | 0 | 0 | 0 | 0 | 0 | 7.0372 | 195.6962
| MISO_MT, SD, ND | North Dakota | 38 |  | 0 |  |  | New | 0 | 0 | 0 | Solar PV | [5 empty] | Non-Fossil |  | 2030 | Solar |  | 0 | 0 | 0 | 0 | 0 | 0 | 0 | 0 | 0 | 0 | 0 | 0 | 0 | 0 | 0 | 0 | 43.9384 | 95.7977 | 196.8812 | 336.6172 | 0 | 0 | 0 | 0 | 0 | 0 | 0 | 0 | 0 | 0 | 0 | 0 | 0 | 0 | 0 | 0 | 0 | 0 | 0 | 0 | 2.2599 | 0 | 0 | 0 | 0 | 0 | 0 | 0 | 0 | 5.442 | 150.7955
| MISO_MT, SD, ND | North Dakota | 38 |  | 0 |  |  | New | 0 | 0 | 0 | Solar PV | [5 empty] | Non-Fossil |  | 2030 | Solar |  | 0 | 0 | 0 | 0 | 0 | 0 | 0 | 0 | 0 | 0 | 0 | 0 | 0 | 0 | 0 | 0 | 65.0682 | 141.8664 | 291.5607 | 498.4953 | 0 | 0 | 0 | 0 | 0 | 0 | 0 | 0 | 0 | 0 | 0 | 0 | 0 | 0 | 0 | 0 | 0 | 0 | 0 | 0 | 3.3467 | 0 | 0 | 0 | 0 | 0 | 0 | 0 | 0 | 8.0692 | 223.3126
| MISO_MT, SD, ND | North Dakota | 38 |  | 0 |  |  | New | 0 | 0 | 0 | Solar PV | [5 empty] | Non-Fossil |  | 2030 | Solar |  | 0 | 0 | 0 | 0 | 0 | 0 | 0 | 0 | 0 | 0 | 0 | 0 | 0 | 0 | 0 | 0 | 65.0682 | 141.8664 | 291.5607 | 498.4953 | 0 | 0 | 0 | 0 | 0 | 0 | 0 | 0 | 0 | 0 | 0 | 0 | 0 | 0 | 0 | 0 | 0 | 0 | 0 | 0 | 3.3467 | 0 | 0 | 0 | 0 | 0 | 0 | 0 | 0 | 8.0692 | 223.3126
| MISO_MT, SD, ND | North Dakota | 38 |  | 0 |  |  | New | 0 | 0 | 0 | Solar PV | [5 empty] | Non-Fossil |  | 2030 | Solar |  | 0 | 0 | 0 | 0 | 0 | 0 | 0 | 0 | 0 | 0 | 0 | 0 | 0 | 0 | 0 | 0 | 112.6268 | 245.5573 | 504.6638 | 862.848 | 0 | 0 | 0 | 0 | 0 | 0 | 0 | 0 | 0 | 0 | 0 | 0 | 0 | 0 | 0 | 0 | 0 | 0 | 0 | 0 | 5.7928 | 0 | 0 | 0 | 0 | 0 | 0 | 0 | 0 | 13.994 | 386.5329
| NY_Zone J (NYC) | New Jersey | 34 |  | 0 |  |  | New | 0 | 0 | 0 | Fuel Cell | [5 empty] | Non-Fossil |  | 2030 | NaturalGas |  | 0.022327 | 0.030279 | 0.037973 | 0.090578 | 0 | 0 | 0 | 0 | 0 | 0 | 0 | 0 | 0 | 0 | 0 | 0 | 3.4513 | 4.6806 | 5.87 | 14.0019 | 1.307 | 1.7725 | 2.2229 | 5.3024 | 1.5629e-09 | 2.1195e-09 | 2.6581e-09 | 6.3405e-09 | 0 | 0 | 0 | 0 | 0 | 0 | 0 | 0 | 0 | 0 | 0 | 0 | 0.05612 | 0.0020101 | 0.0027261 | 0.0034188 | 0.008155 | 0.14413 | 0.086396 | 0.079335 | 0.30986 | 1.0899 | 1.8374
| NY_Zone J (NYC) | New York | 36 |  | 0 |  |  | New | 0 | 0 | 0 | Fuel Cell | [5 empty] | Non-Fossil |  | 2030 | NaturalGas |  | 0.11619 | 0.15758 | 0.19762 | 0.4714 | 0 | 0 | 0 | 0 | 0 | 0 | 0 | 0 | 0 | 0 | 0 | 0 | 17.9616 | 24.3593 | 30.5489 | 72.8699 | 6.802 | 9.2247 | 11.5687 | 27.5955 | 8.1336e-09 | 1.1031e-08 | 1.3833e-08 | 3.2998e-08 | 0 | 0 | 0 | 0 | 0 | 0 | 0 | 0 | 0 | 0 | 0 | 0 | 0.29206 | 0.010461 | 0.014187 | 0.017792 | 0.042441 | 0.75008 | 0.44963 | 0.41288 | 1.6126 | 5.6719 | 9.5626
| NY_Zone K (LI) | New York | 36 |  | 0 |  |  | New | 0 | 0 | 0 | Fuel Cell | [5 empty] | Non-Fossil |  | 2030 | NaturalGas |  | 0.19937 | 0.27025 | 0.33874 | 0.80836 | 0 | 0 | 0 | 0 | 0 | 0 | 0 | 0 | 0 | 0 | 0 | 0 | 30.8189 | 41.7767 | 52.3636 | 124.9591 | 11.671 | 15.8206 | 19.8298 | 47.3214 | 1.3956e-08 | 1.8918e-08 | 2.3712e-08 | 5.6585e-08 | 0 | 0 | 0 | 0 | 0 | 0 | 0 | 0 | 0 | 0 | 0 | 0 | 0.5009 | 0.017949 | 0.024332 | 0.030498 | 0.072779 | 1.287 | 0.77113 | 0.70772 | 2.7659 | 9.7275 | 16.4
| PJM West | Ohio | 39 |  | 0 |  |  | New | 0 | 0 | 0 | Combined Cycle | [5 empty] | Fossil |  | 2030 | NaturalGas |  | 5.6241 | 7.6238 | 10.5231 | 23.7711 | 0 | 0 | 0 | 0 | 0 | 0 | 0 | 0 | 0 | 0 | 0 | 0 | 874.5365 | 1185.4828 | 1636.3093 | 3696.3286 | 329.2374 | 446.2996 | 616.0226 | 1391.5595 | 3.9369e-07 | 5.3367e-07 | 7.3662e-07 | 1.664e-06 | 0.030933 | 0.041931 | 0.057877 | 0.13074 | 0 | 0 | 0 | 0 | 0 | 0 | 0 | 0 | 6.7841 | 2.21 | 2.9958 | 4.1351 | 9.341 | 14.9854 | 17.3117 | 21.0972 | 53.3943 | 47.0561 | 485
| PJM West | Ohio | 39 |  | 0 |  |  | New | 0 | 0 | 0 | Combined Cycle | [5 empty] | Fossil |  | 2030 | NaturalGas |  | 21.0886 | 28.5868 | 39.4581 | 89.1335 | 0 | 0 | 0 | 0 | 0 | 0 | 0 | 0 | 0 | 0 | 0 | 0 | 3310.6164 | 4487.7245 | 6194.3585 | 13992.6995 | 1234.5282 | 1673.4716 | 2309.875 | 5217.8748 | 1.4762e-06 | 2.0011e-06 | 2.7621e-06 | 6.2393e-06 | 0.11599 | 0.15723 | 0.21702 | 0.49023 | 0 | 0 | 0 | 0 | 0 | 0 | 0 | 0 | 22.2201 | 6.144 | 8.3285 | 11.4958 | 25.9683 | 56.19 | 64.913 | 79.1074 | 200.2104 | 159.259 | 1836
| PJM West | Ohio | 39 |  | 0 |  |  | New | 0 | 0 | 0 | Combustion Turbine | [5 empty] | Fossil |  | 2030 | NaturalGas |  | 0.12613 | 0.10494 | 0.4006 | 0.63167 | 0 | 0 | 0 | 0 | 0 | 0 | 0 | 0 | 0 | 0 | 0 | 0 | 12.7337 | 10.5944 | 40.4442 | 63.7724 | 7.3835 | 6.1431 | 23.4511 | 36.9777 | 8.8289e-09 | 7.3456e-09 | 2.8042e-08 | 4.4217e-08 | 0.0006937 | 0.00057716 | 0.0022033 | 0.0034742 | 0 | 0 | 0 | 0 | 0 | 0 | 0 | 0 | 0.39161 | 0.056817 | 0.047272 | 0.18046 | 0.28455 | 0.33606 | 0.23829 | 0.80314 | 1.3775 | 3.7948 | 56.35
| PJM_ATSI | Ohio | 39 |  | 0 |  |  | New | 0 | 0 | 0 | Combustion Turbine | [5 empty] | Fossil |  | 2030 | NaturalGas |  | 0.064398 | 0.031802 | 0.13689 | 0.23309 | 0 | 0 | 0 | 0 | 0 | 0 | 0 | 0 | 0 | 0 | 0 | 0 | 6.5016 | 3.2107 | 13.8204 | 23.5327 | 3.7699 | 1.8617 | 8.0136 | 13.6452 | 4.5079e-09 | 2.2261e-09 | 9.5824e-09 | 1.6316e-08 | 0.00035419 | 0.00017491 | 0.0007529 | 0.001282 | 0 | 0 | 0 | 0 | 0 | 0 | 0 | 0 | 0.10285 | 0.029009 | 0.014326 | 0.061666 | 0.105 | 0.15817 | 0.067559 | 0.25122 | 0.47694 | 1.0193 | 14.8
| PJM West | Ohio | 39 |  | 0 |  |  | New | 0 | 0 | 0 | Landfill Gas | [5 empty] | Non-Fossil |  | 2030 | LF Gas |  | 0.20566 | 0.27878 | 0.34962 | 0.83406 | 0 | 0 | 0 | 0 | 0 | 0 | 0 | 0 | 0 | 0 | 0 | 0 | 24.1581 | 32.7476 | 41.0688 | 97.9745 | 11.8519 | 16.0658 | 20.1482 | 48.0659 | 0 | 0 | 0 | 0 | 0.0092546 | 0.012545 | 0.015733 | 0.037533 | 0 | 0 | 0 | 0 | 0 | 0 | 0 | 0 | 0.2478 | 0.14857 | 0.2014 | 0.25257 | 0.60254 | 0 | 0 | 0 | 0 | 0.92852 | 12.427
| PJM West | Ohio | 39 |  | 0 |  |  | New | 0 | 0 | 0 | Landfill Gas | [5 empty] | Non-Fossil |  | 2030 | LF Gas |  | 0.30971 | 0.41983 | 0.52651 | 1.256 | 0 | 0 | 0 | 0 | 0 | 0 | 0 | 0 | 0 | 0 | 0 | 0 | 36.3809 | 49.3163 | 61.8475 | 147.5447 | 17.8483 | 24.1944 | 30.3421 | 72.3848 | 0 | 0 | 0 | 0 | 0.013937 | 0.018892 | 0.023693 | 0.056522 | 0 | 0 | 0 | 0 | 0 | 0 | 0 | 0 | 0.37317 | 0.22374 | 0.30329 | 0.38036 | 0.90739 | 0 | 0 | 0 | 0 | 2.0313 | 18.7144
| PJM_ATSI | Ohio | 39 |  | 0 |  |  | New | 0 | 0 | 0 | Landfill Gas | [5 empty] | Non-Fossil |  | 2030 | LF Gas |  | 0.12079 | 0.16373 | 0.20534 | 0.48986 | 0 | 0 | 0 | 0 | 0 | 0 | 0 | 0 | 0 | 0 | 0 | 0 | 14.1886 | 19.2334 | 24.1206 | 57.5427 | 6.9609 | 9.4358 | 11.8335 | 28.2302 | 0 | 0 | 0 | 0 | 0.0054354 | 0.007368 | 0.0092403 | 0.022044 | 0 | 0 | 0 | 0 | 0 | 0 | 0 | 0 | 0.14554 | 0.087259 | 0.11828 | 0.14834 | 0.35388 | 0 | 0 | 0 | 0 | 0.54534 | 7.2987
| PJM_ATSI | Ohio | 39 |  | 0 |  |  | New | 0 | 0 | 0 | Landfill Gas | [5 empty] | Non-Fossil |  | 2030 | LF Gas |  | 0.18217 | 0.24694 | 0.30969 | 0.73881 | 0 | 0 | 0 | 0 | 0 | 0 | 0 | 0 | 0 | 0 | 0 | 0 | 21.3992 | 29.0078 | 36.3787 | 86.7857 | 10.4984 | 14.2311 | 17.8472 | 42.5767 | 0 | 0 | 0 | 0 | 0.0081977 | 0.011112 | 0.013936 | 0.033246 | 0 | 0 | 0 | 0 | 0 | 0 | 0 | 0 | 0.2195 | 0.1316 | 0.1784 | 0.22373 | 0.53373 | 0 | 0 | 0 | 0 | 1.1948 | 11.0078
| MISO_Indiana (including parts of Kentucky) | Ohio | 39 |  | 0 |  |  | New | 0 | 0 | 0 | New Battery Storage | [5 empty] | Non-Fossil |  | 2030 | EnerStor |  | 0 | 0 | 0 | 0 | 0 | 0 | 0 | 0 | 0 | 0 | 0 | 0 | 0 | 0 | 0 | 0 | 127.8387 | 173.2925 | 217.3258 | 518.457 | 0 | 0 | 0 | 0 | 0 | 0 | 0 | 0 | 0 | 0 | 0 | 0 | 0 | 0 | 0 | 0 | 0 | 0 | 0 | 0 | 5.2207 | 0 | 0 | 0 | 0 | 0 | 0 | 0 | 0 | 28.06 | 355.1075
| PJM West | Ohio | 39 |  | 0 |  |  | New | 0 | 0 | 0 | New Battery Storage | [5 empty] | Non-Fossil |  | 2030 | EnerStor |  | 0 | 0 | 0 | 0 | 0 | 0 | 0 | 0 | 0 | 0 | 0 | 0 | 0 | 0 | 0 | 0 | 0.288 | 0.3904 | 0.4896 | 1.168 | 0 | 0 | 0 | 0 | 0 | 0 | 0 | 0 | 0 | 0 | 0 | 0 | 0 | 0 | 0 | 0 | 0 | 0 | 0 | 0 | 0.011761 | 0 | 0 | 0 | 0 | 0 | 0 | 0 | 0 | 0.066863 | 0.8
| SERC_Central_Kentucky | Ohio | 39 |  | 0 |  |  | New | 0 | 0 | 0 | New Battery Storage | [5 empty] | Non-Fossil |  | 2030 | EnerStor |  | 0 | 0 | 0 | 0 | 0 | 0 | 0 | 0 | 0 | 0 | 0 | 0 | 0 | 0 | 0 | 0 | 15.8363 | 12.9763 | 26.9218 | 55.7344 | 0 | 0 | 0 | 0 | 0 | 0 | 0 | 0 | 0 | 0 | 0 | 0 | 0 | 0 | 0 | 0 | 0 | 0 | 0 | 0 | 0.64673 | 0 | 0 | 0 | 0 | 0 | 0 | 0 | 0 | 3.3653 | 43.9898
| PJM West | Ohio | 39 |  | 0 |  |  | New | 0 | 0 | 0 | Onshore Wind | [5 empty] | Non-Fossil |  | 2030 | Wind |  | 0 | 0 | 0 | 0 | 0 | 0 | 0 | 0 | 0 | 0 | 0 | 0 | 0 | 0 | 0 | 0 | 283.3899 | 353.0728 | 273.1742 | 909.6369 | 0 | 0 | 0 | 0 | 0 | 0 | 0 | 0 | 0 | 0 | 0 | 0 | 0 | 0 | 0 | 0 | 0 | 0 | 0 | 0 | 8.2703 | 0 | 0 | 0 | 0 | 0 | 0 | 0 | 0 | 9.8447 | 249.8
| PJM_ATSI | Ohio | 39 |  | 0 |  |  | New | 0 | 0 | 0 | Solar | [5 empty] | Non-Fossil |  | 2030 | Solar-DER |  | 0 | 0 | 0 | 0 | 0 | 0 | 0 | 0 | 0 | 0 | 0 | 0 | 0 | 0 | 0 | 0 | 71.667 | 166.0723 | 333.4305 | 571.1698 | 0 | 0 | 0 | 0 | 0 | 0 | 0 | 0 | 0 | 0 | 0 | 0 | 0 | 0 | 0 | 0 | 0 | 0 | 0 | 0 | 0 | 0 | 0 | 0 | 0 | 0 | 0 | 0 | 0 | 0 | 441.8495
| PJM West | Ohio | 39 |  | 0 |  |  | New | 0 | 0 | 0 | Solar | [5 empty] | Non-Fossil |  | 2030 | Solar-DER |  | 0 | 0 | 0 | 0 | 0 | 0 | 0 | 0 | 0 | 0 | 0 | 0 | 0 | 0 | 0 | 0 | 123.5808 | 289.0603 | 556.8887 | 969.5299 | 0 | 0 | 0 | 0 | 0 | 0 | 0 | 0 | 0 | 0 | 0 | 0 | 0 | 0 | 0 | 0 | 0 | 0 | 0 | 0 | 0 | 0 | 0 | 0 | 0 | 0 | 0 | 0 | 0 | 0 | 750.0158
| PJM West | Ohio | 39 |  | 0 |  |  | New | 0 | 0 | 0 | Solar PV | [5 empty] | Non-Fossil |  | 2030 | Solar |  | 0 | 0 | 0 | 0 | 0 | 0 | 0 | 0 | 0 | 0 | 0 | 0 | 0 | 0 | 0 | 0 | 476.8279 | 1126.9673 | 2251.0777 | 3854.873 | 0 | 0 | 0 | 0 | 0 | 0 | 0 | 0 | 0 | 0 | 0 | 0 | 0 | 0 | 0 | 0 | 0 | 0 | 0 | 0 | 29.9475 | 0 | 0 | 0 | 0 | 0 | 0 | 0 | 0 | 80.9402 | 1998.3
| PJM_ATSI | Ohio | 39 |  | 0 |  |  | New | 0 | 0 | 0 | Solar PV | [5 empty] | Non-Fossil |  | 2030 | Solar |  | 0 | 0 | 0 | 0 | 0 | 0 | 0 | 0 | 0 | 0 | 0 | 0 | 0 | 0 | 0 | 0 | 154.4665 | 348.7159 | 712.9511 | 1216.1336 | 0 | 0 | 0 | 0 | 0 | 0 | 0 | 0 | 0 | 0 | 0 | 0 | 0 | 0 | 0 | 0 | 0 | 0 | 0 | 0 | 9.4565 | 0 | 0 | 0 | 0 | 0 | 0 | 0 | 0 | 26.5728 | 631
| SPP West (Oklahoma, Arkansas, Louisiana) | Oklahoma | 40 |  | 0 |  |  | New | 0 | 0 | 0 | Landfill Gas | [5 empty] | Non-Fossil |  | 2030 | LF Gas |  | 0.020703 | 0.028064 | 0.035195 | 0.083962 | 0 | 0 | 0 | 0 | 0 | 0 | 0 | 0 | 0 | 0 | 0 | 0 | 2.4319 | 3.2966 | 4.1343 | 9.8628 | 1.1931 | 1.6173 | 2.0283 | 4.8387 | 0 | 0 | 0 | 0 | 0.00093164 | 0.0012629 | 0.0015838 | 0.0037783 | 0 | 0 | 0 | 0 | 0 | 0 | 0 | 0 | 0.024945 | 0.014956 | 0.020274 | 0.025426 | 0.060656 | 0 | 0 | 0 | 0 | 0.086589 | 1.251
| SPP West (Oklahoma, Arkansas, Louisiana) | Oklahoma | 40 |  | 0 |  |  | New | 0 | 0 | 0 | Landfill Gas | [5 empty] | Non-Fossil |  | 2030 | LF Gas |  | 0.002466 | 0.0033427 | 0.0041921 | 0.010001 | 0 | 0 | 0 | 0 | 0 | 0 | 0 | 0 | 0 | 0 | 0 | 0 | 0.28967 | 0.39266 | 0.49244 | 1.1748 | 0.14211 | 0.19264 | 0.24159 | 0.57634 | 0 | 0 | 0 | 0 | 0.00011097 | 0.00015042 | 0.00018865 | 0.00045004 | 0 | 0 | 0 | 0 | 0 | 0 | 0 | 0 | 0.0029713 | 0.0017814 | 0.0024149 | 0.0030285 | 0.0072248 | 0 | 0 | 0 | 0 | 0.015141 | 0.14901
| SPP West (Oklahoma, Arkansas, Louisiana) | Oklahoma | 40 |  | 0 |  |  | New | 0 | 0 | 0 | New Battery Storage | [5 empty] | Non-Fossil |  | 2030 | EnerStor |  | 0 | 0 | 0 | 0 | 0 | 0 | 0 | 0 | 0 | 0 | 0 | 0 | 0 | 0 | 0 | 0 | 75.6 | 102.48 | 128.52 | 306.6 | 0 | 0 | 0 | 0 | 0 | 0 | 0 | 0 | 0 | 0 | 0 | 0 | 0 | 0 | 0 | 0 | 0 | 0 | 0 | 0 | 3.0874 | 0 | 0 | 0 | 0 | 0 | 0 | 0 | 0 | 17.4091 | 210
| MISO_Arkansas | Oklahoma | 40 |  | 0 |  |  | New | 0 | 0 | 0 | New Battery Storage | [5 empty] | Non-Fossil |  | 2030 | EnerStor |  | 0 | 0 | 0 | 0 | 0 | 0 | 0 | 0 | 0 | 0 | 0 | 0 | 0 | 0 | 0 | 0 | 59.8179 | 81.0865 | 101.6904 | 242.5948 | 0 | 0 | 0 | 0 | 0 | 0 | 0 | 0 | 0 | 0 | 0 | 0 | 0 | 0 | 0 | 0 | 0 | 0 | 0 | 0 | 2.4429 | 0 | 0 | 0 | 0 | 0 | 0 | 0 | 0 | 13.1648 | 166.1608
| SPP West (Oklahoma, Arkansas, Louisiana) | Oklahoma | 40 |  | 0 |  |  | New | 0 | 0 | 0 | Onshore Wind | [5 empty] | Non-Fossil |  | 2030 | Wind |  | 0 | 0 | 0 | 0 | 0 | 0 | 0 | 0 | 0 | 0 | 0 | 0 | 0 | 0 | 0 | 0 | 2920.362 | 3722.4748 | 4604.9833 | 11247.8201 | 0 | 0 | 0 | 0 | 0 | 0 | 0 | 0 | 0 | 0 | 0 | 0 | 0 | 0 | 0 | 0 | 0 | 0 | 0 | 0 | 81.3119 | 0 | 0 | 0 | 0 | 0 | 0 | 0 | 0 | 48.7034 | 2455.9951
| SPP SPS (Texas Panhandle) | Oklahoma | 40 |  | 0 |  |  | New | 0 | 0 | 0 | Onshore Wind | [5 empty] | Non-Fossil |  | 2030 | Wind |  | 0 | 0 | 0 | 0 | 0 | 0 | 0 | 0 | 0 | 0 | 0 | 0 | 0 | 0 | 0 | 0 | 216.2461 | 295.9157 | 400.1896 | 912.3514 | 0 | 0 | 0 | 0 | 0 | 0 | 0 | 0 | 0 | 0 | 0 | 0 | 0 | 0 | 0 | 0 | 0 | 0 | 0 | 0 | 6.6215 | 0 | 0 | 0 | 0 | 0 | 0 | 0 | 0 | 3.4528 | 200
| SPP West (Oklahoma, Arkansas, Louisiana) | Oklahoma | 40 |  | 0 |  |  | New | 0 | 0 | 0 | Onshore Wind | [5 empty] | Non-Fossil |  | 2030 | Wind |  | 0 | 0 | 0 | 0 | 0 | 0 | 0 | 0 | 0 | 0 | 0 | 0 | 0 | 0 | 0 | 0 | 1636.3327 | 2134.5095 | 2738.5929 | 6509.4351 | 0 | 0 | 0 | 0 | 0 | 0 | 0 | 0 | 0 | 0 | 0 | 0 | 0 | 0 | 0 | 0 | 0 | 0 | 0 | 0 | 45.1091 | 0 | 0 | 0 | 0 | 0 | 0 | 0 | 0 | 24.8242 | 1362.5049
| SPP SPS (Texas Panhandle) | Oklahoma | 40 |  | 0 |  |  | New | 0 | 0 | 0 | Solar | [5 empty] | Non-Fossil |  | 2030 | Solar-DER |  | 0 | 0 | 0 | 0 | 0 | 0 | 0 | 0 | 0 | 0 | 0 | 0 | 0 | 0 | 0 | 0 | 1.7153 | 3.0929 | 5.5296 | 10.3378 | 0 | 0 | 0 | 0 | 0 | 0 | 0 | 0 | 0 | 0 | 0 | 0 | 0 | 0 | 0 | 0 | 0 | 0 | 0 | 0 | 0 | 0 | 0 | 0 | 0 | 0 | 0 | 0 | 0 | 0 | 6.4214
| SPP West (Oklahoma, Arkansas, Louisiana) | Oklahoma | 40 |  | 0 |  |  | New | 0 | 0 | 0 | Solar | [5 empty] | Non-Fossil |  | 2030 | Solar-DER |  | 0 | 0 | 0 | 0 | 0 | 0 | 0 | 0 | 0 | 0 | 0 | 0 | 0 | 0 | 0 | 0 | 100.6932 | 194.34 | 310.2232 | 605.2564 | 0 | 0 | 0 | 0 | 0 | 0 | 0 | 0 | 0 | 0 | 0 | 0 | 0 | 0 | 0 | 0 | 0 | 0 | 0 | 0 | 0 | 0 | 0 | 0 | 0 | 0 | 0 | 0 | 0 | 0 | 375.9581
| SPP West (Oklahoma, Arkansas, Louisiana) | Oklahoma | 40 |  | 0 |  |  | New | 0 | 0 | 0 | Solar PV | [5 empty] | Non-Fossil |  | 2030 | Solar |  | 0 | 0 | 0 | 0 | 0 | 0 | 0 | 0 | 0 | 0 | 0 | 0 | 0 | 0 | 0 | 0 | 1171.5401 | 2137.1014 | 3631.9601 | 6940.6016 | 0 | 0 | 0 | 0 | 0 | 0 | 0 | 0 | 0 | 0 | 0 | 0 | 0 | 0 | 0 | 0 | 0 | 0 | 0 | 0 | 38.9871 | 0 | 0 | 0 | 0 | 0 | 0 | 0 | 0 | 70.0744 | 2601.4869
| SPP West (Oklahoma, Arkansas, Louisiana) | Oklahoma | 40 |  | 0 |  |  | New | 0 | 0 | 0 | Solar PV | [5 empty] | Non-Fossil |  | 2030 | Solar |  | 0 | 0 | 0 | 0 | 0 | 0 | 0 | 0 | 0 | 0 | 0 | 0 | 0 | 0 | 0 | 0 | 1315.2618 | 2399.2759 | 4077.5202 | 7792.058 | 0 | 0 | 0 | 0 | 0 | 0 | 0 | 0 | 0 | 0 | 0 | 0 | 0 | 0 | 0 | 0 | 0 | 0 | 0 | 0 | 43.7699 | 0 | 0 | 0 | 0 | 0 | 0 | 0 | 0 | 79.123 | 2920.6311
| SPP West (Oklahoma, Arkansas, Louisiana) | Oklahoma | 40 |  | 0 |  |  | New | 0 | 0 | 0 | Solar PV | [5 empty] | Non-Fossil |  | 2030 | Solar |  | 0 | 0 | 0 | 0 | 0 | 0 | 0 | 0 | 0 | 0 | 0 | 0 | 0 | 0 | 0 | 0 | 388.143 | 708.0432 | 1203.3049 | 2299.4911 | 0 | 0 | 0 | 0 | 0 | 0 | 0 | 0 | 0 | 0 | 0 | 0 | 0 | 0 | 0 | 0 | 0 | 0 | 0 | 0 | 12.9168 | 0 | 0 | 0 | 0 | 0 | 0 | 0 | 0 | 23.4489 | 861.8988
| SPP West (Oklahoma, Arkansas, Louisiana) | Oklahoma | 40 |  | 0 |  |  | New | 0 | 0 | 0 | Solar PV | [5 empty] | Non-Fossil |  | 2030 | Solar |  | 0 | 0 | 0 | 0 | 0 | 0 | 0 | 0 | 0 | 0 | 0 | 0 | 0 | 0 | 0 | 0 | 112.9848 | 209.2724 | 354.5123 | 676.7695 | 0 | 0 | 0 | 0 | 0 | 0 | 0 | 0 | 0 | 0 | 0 | 0 | 0 | 0 | 0 | 0 | 0 | 0 | 0 | 0 | 3.9714 | 0 | 0 | 0 | 0 | 0 | 0 | 0 | 0 | 8.3896 | 265
| WECC_Pacific Northwest | Oregon | 41 |  | 0 |  |  | New | 0 | 0 | 0 | Combustion Turbine | [5 empty] | Fossil |  | 2030 | Oil |  | 0 | 0 | 0 | 0 | 0 | 0 | 0 | 0 | 0 | 0 | 0 | 0 | 0 | 0 | 0 | 0 | 0 | 0 | 0 | 0 | 0 | 0 | 0 | 0 | 0 | 0 | 0 | 0 | 0 | 0 | 0 | 0 | 0 | 0 | 0 | 0 | 0 | 0 | 0 | 0 | 2.7437 | 0 | 0 | 0 | 0 | 0 | 0 | 0 | 0 | 30.2725 | 394.8
| WECC_Pacific Northwest | Oregon | 41 |  | 0 |  |  | New | 0 | 0 | 0 | Landfill Gas | [5 empty] | Non-Fossil |  | 2030 | LF Gas |  | 0.098381 | 0.13336 | 0.090592 | 0.32233 | 0 | 0 | 0 | 0 | 0 | 0 | 0 | 0 | 0 | 0 | 0 | 0 | 11.5566 | 15.6656 | 10.6417 | 37.8638 | 5.6696 | 7.6855 | 5.2208 | 18.5758 | 0 | 0 | 0 | 0 | 0.0044271 | 0.0060012 | 0.0040767 | 0.014505 | 0 | 0 | 0 | 0 | 0 | 0 | 0 | 0 | 0.11854 | 0.071072 | 0.096342 | 0.065446 | 0.23286 | 0 | 0 | 0 | 0 | 0.45903 | 5.9447
| WECC_Pacific Northwest | Oregon | 41 |  | 0 |  |  | New | 0 | 0 | 0 | New Battery Storage | [5 empty] | Non-Fossil |  | 2030 | EnerStor |  | 0 | 0 | 0 | 0 | 0 | 0 | 0 | 0 | 0 | 0 | 0 | 0 | 0 | 0 | 0 | 0 | 26.0072 | 411.4207 | 515.962 | 953.3898 | 0 | 0 | 0 | 0 | 0 | 0 | 0 | 0 | 0 | 0 | 0 | 0 | 0 | 0 | 0 | 0 | 0 | 0 | 0 | 0 | 12.3947 | 0 | 0 | 0 | 0 | 0 | 0 | 0 | 0 | 78.3152 | 843.0751
| WECC_Pacific Northwest | Oregon | 41 |  | 0 |  |  | New | 0 | 0 | 0 | Onshore Wind | [5 empty] | Non-Fossil |  | 2030 | Wind |  | 0 | 0 | 0 | 0 | 0 | 0 | 0 | 0 | 0 | 0 | 0 | 0 | 0 | 0 | 0 | 0 | 878.5482 | 945.1614 | 938.2148 | 2761.9244 | 0 | 0 | 0 | 0 | 0 | 0 | 0 | 0 | 0 | 0 | 0 | 0 | 0 | 0 | 0 | 0 | 0 | 0 | 0 | 0 | 29.5087 | 0 | 0 | 0 | 0 | 0 | 0 | 0 | 0 | 45.9823 | 891.3
| WECC_Pacific Northwest | Oregon | 41 |  | 0 |  |  | New | 0 | 0 | 0 | Solar | [5 empty] | Non-Fossil |  | 2030 | Solar-DER |  | 0 | 0 | 0 | 0 | 0 | 0 | 0 | 0 | 0 | 0 | 0 | 0 | 0 | 0 | 0 | 0 | 471.8431 | 1203.9858 | 2793.632 | 4469.461 | 0 | 0 | 0 | 0 | 0 | 0 | 0 | 0 | 0 | 0 | 0 | 0 | 0 | 0 | 0 | 0 | 0 | 0 | 0 | 0 | 0 | 0 | 0 | 0 | 0 | 0 | 0 | 0 | 0 | 0 | 3189.6612
| WECC_Pacific Northwest | Oregon | 41 |  | 0 |  |  | New | 0 | 0 | 0 | Solar PV | [5 empty] | Non-Fossil |  | 2030 | Solar |  | 0 | 0 | 0 | 0 | 0 | 0 | 0 | 0 | 0 | 0 | 0 | 0 | 0 | 0 | 0 | 0 | 375.2847 | 949.5343 | 2119.314 | 3444.1331 | 0 | 0 | 0 | 0 | 0 | 0 | 0 | 0 | 0 | 0 | 0 | 0 | 0 | 0 | 0 | 0 | 0 | 0 | 0 | 0 | 21.4696 | 0 | 0 | 0 | 0 | 0 | 0 | 0 | 0 | 60.3399 | 1432.6
| PJM_EMAAC | Pennsylvania | 42 |  | 0 |  |  | New | 0 | 0 | 0 | Combined Cycle | [5 empty] | Fossil |  | 2030 | NaturalGas |  | 0.48587 | 0.65862 | 0.90908 | 2.0536 | 0 | 0 | 0 | 0 | 0 | 0 | 0 | 0 | 0 | 0 | 0 | 0 | 76.274 | 103.3937 | 142.7132 | 322.3808 | 28.4426 | 38.5555 | 53.2177 | 120.2157 | 3.4011e-08 | 4.6103e-08 | 6.3636e-08 | 1.4375e-07 | 0.0026723 | 0.0036224 | 0.005 | 0.011295 | 0 | 0 | 0 | 0 | 0 | 0 | 0 | 0 | 0.51193 | 0.14155 | 0.19188 | 0.26485 | 0.59829 | 1.5619 | 1.5847 | 1.9155 | 5.0622 | 4.4011 | 42.3
| PJM_AP | Pennsylvania | 42 |  | 0 |  |  | New | 0 | 0 | 0 | Combined Cycle | [5 empty] | Fossil |  | 2030 | NaturalGas |  | 8.3011 | 9.651 | 12.1033 | 30.0555 | 0 | 0 | 0 | 0 | 0 | 0 | 0 | 0 | 0 | 0 | 0 | 0 | 1303.156 | 1515.0754 | 1900.0536 | 4718.2849 | 485.9466 | 564.9713 | 708.5296 | 1759.4475 | 5.8108e-07 | 6.7557e-07 | 8.4723e-07 | 2.1039e-06 | 0.045656 | 0.053081 | 0.066568 | 0.16531 | 0 | 0 | 0 | 0 | 0 | 0 | 0 | 0 | 7.4926 | 2.4185 | 2.8117 | 3.5262 | 8.7564 | 19.9907 | 18.91 | 20.139 | 59.0398 | 57.7613 | 619.1
| PJM_EMAAC | Pennsylvania | 42 |  | 0 |  |  | New | 0 | 0 | 0 | Combustion Turbine | [5 empty] | Fossil |  | 2030 | NaturalGas |  | 0.0017915 | 0.0008031 | 0.015158 | 0.017753 | 0 | 0 | 0 | 0 | 0 | 0 | 0 | 0 | 0 | 0 | 0 | 0 | 0.18087 | 0.08108 | 1.5304 | 1.7923 | 0.10488 | 0.047013 | 0.88737 | 1.0393 | 1.2541e-10 | 5.6217e-11 | 1.0611e-09 | 1.2427e-09 | 9.8534e-06 | 4.417e-06 | 8.3371e-05 | 9.7641e-05 | 0 | 0 | 0 | 0 | 0 | 0 | 0 | 0 | 0.047952 | 0.00080703 | 0.00036177 | 0.0068284 | 0.0079972 | 0.0057592 | 0.0019324 | 0.03194 | 0.039632 | 0.5285 | 6.9
| PJM_AP | Pennsylvania | 42 |  | 0 |  |  | New | 0 | 0 | 0 | Combustion Turbine | [5 empty] | Fossil |  | 2030 | NaturalGas |  | 0.14839 | 0.053009 | 0.38237 | 0.58377 | 0 | 0 | 0 | 0 | 0 | 0 | 0 | 0 | 0 | 0 | 0 | 0 | 14.981 | 5.3518 | 38.6042 | 58.937 | 8.6866 | 3.1032 | 22.3842 | 34.174 | 1.0387e-08 | 3.7107e-09 | 2.6766e-08 | 4.0864e-08 | 0.00081613 | 0.00029155 | 0.0021031 | 0.0032107 | 0 | 0 | 0 | 0 | 0 | 0 | 0 | 0 | 0.18277 | 0.066844 | 0.023879 | 0.17225 | 0.26297 | 0.35735 | 0.10387 | 0.63624 | 1.0975 | 1.8747 | 26.3
| PJM_EMAAC | Pennsylvania | 42 |  | 0 |  |  | New | 0 | 0 | 0 | Landfill Gas | [5 empty] | Non-Fossil |  | 2030 | LF Gas |  | 0.11332 | 0.15361 | 0.19264 | 0.45956 | 0 | 0 | 0 | 0 | 0 | 0 | 0 | 0 | 0 | 0 | 0 | 0 | 13.3109 | 18.0436 | 22.6285 | 53.983 | 6.5303 | 8.8521 | 11.1014 | 26.4838 | 0 | 0 | 0 | 0 | 0.0050992 | 0.0069122 | 0.0086686 | 0.02068 | 0 | 0 | 0 | 0 | 0 | 0 | 0 | 0 | 0.13654 | 0.081861 | 0.11097 | 0.13916 | 0.33199 | 0 | 0 | 0 | 0 | 0.5461 | 6.8472
| PJM_EMAAC | Pennsylvania | 42 |  | 0 |  |  | New | 0 | 0 | 0 | Landfill Gas | [5 empty] | Non-Fossil |  | 2030 | LF Gas |  | 0.16997 | 0.23041 | 0.28895 | 0.68934 | 0 | 0 | 0 | 0 | 0 | 0 | 0 | 0 | 0 | 0 | 0 | 0 | 19.9663 | 27.0655 | 33.9427 | 80.9745 | 9.7954 | 13.2782 | 16.6522 | 39.7258 | 0 | 0 | 0 | 0 | 0.0076488 | 0.010368 | 0.013003 | 0.03102 | 0 | 0 | 0 | 0 | 0 | 0 | 0 | 0 | 0.2048 | 0.12279 | 0.16645 | 0.20875 | 0.49799 | 0 | 0 | 0 | 0 | 1.18 | 10.2707
| PJM_Western MAAC | Pennsylvania | 42 |  | 0 |  |  | New | 0 | 0 | 0 | Landfill Gas | [5 empty] | Non-Fossil |  | 2030 | LF Gas |  | 0.14007 | 0.18987 | 0.23812 | 0.56807 | 0 | 0 | 0 | 0 | 0 | 0 | 0 | 0 | 0 | 0 | 0 | 0 | 16.4538 | 22.3041 | 27.9715 | 66.7294 | 8.0722 | 10.9423 | 13.7227 | 32.7372 | 0 | 0 | 0 | 0 | 0.0063032 | 0.0085444 | 0.010715 | 0.025563 | 0 | 0 | 0 | 0 | 0 | 0 | 0 | 0 | 0.16877 | 0.10119 | 0.13717 | 0.17202 | 0.41038 | 0 | 0 | 0 | 0 | 0.67505 | 8.4639
| PJM_Western MAAC | Pennsylvania | 42 |  | 0 |  |  | New | 0 | 0 | 0 | Landfill Gas | [5 empty] | Non-Fossil |  | 2030 | LF Gas |  | 0.21011 | 0.28481 | 0.35718 | 0.8521 | 0 | 0 | 0 | 0 | 0 | 0 | 0 | 0 | 0 | 0 | 0 | 0 | 24.6807 | 33.4561 | 41.9573 | 100.0942 | 12.1083 | 16.4134 | 20.5841 | 49.1058 | 0 | 0 | 0 | 0 | 0.0094548 | 0.012817 | 0.016073 | 0.038345 | 0 | 0 | 0 | 0 | 0 | 0 | 0 | 0 | 0.25316 | 0.15179 | 0.20575 | 0.25804 | 0.61557 | 0 | 0 | 0 | 0 | 1.4587 | 12.6959
| PJM_AP | Pennsylvania | 42 |  | 0 |  |  | New | 0 | 0 | 0 | Landfill Gas | [5 empty] | Non-Fossil |  | 2030 | LF Gas |  | 0.051583 | 0.069923 | 0.08769 | 0.2092 | 0 | 0 | 0 | 0 | 0 | 0 | 0 | 0 | 0 | 0 | 0 | 0 | 6.0593 | 8.2137 | 10.3008 | 24.5737 | 2.9727 | 4.0296 | 5.0535 | 12.0558 | 0 | 0 | 0 | 0 | 0.0023212 | 0.0031465 | 0.0039461 | 0.0094138 | 0 | 0 | 0 | 0 | 0 | 0 | 0 | 0 | 0.062153 | 0.037264 | 0.050514 | 0.063349 | 0.15113 | 0 | 0 | 0 | 0 | 0.23289 | 3.1169
| PJM_AP | Pennsylvania | 42 |  | 0 |  |  | New | 0 | 0 | 0 | Landfill Gas | [5 empty] | Non-Fossil |  | 2030 | LF Gas |  | 0.077797 | 0.10546 | 0.13225 | 0.31551 | 0 | 0 | 0 | 0 | 0 | 0 | 0 | 0 | 0 | 0 | 0 | 0 | 9.1386 | 12.3879 | 15.5356 | 37.062 | 4.4833 | 6.0774 | 7.6217 | 18.1825 | 0 | 0 | 0 | 0 | 0.0035009 | 0.0047456 | 0.0059515 | 0.014198 | 0 | 0 | 0 | 0 | 0 | 0 | 0 | 0 | 0.093738 | 0.056202 | 0.076185 | 0.095543 | 0.22793 | 0 | 0 | 0 | 0 | 0.51026 | 4.7009
| PJM_ATSI | Pennsylvania | 42 |  | 0 |  |  | New | 0 | 0 | 0 | Landfill Gas | [5 empty] | Non-Fossil |  | 2030 | LF Gas |  | 0.0099804 | 0.013529 | 0.016967 | 0.040476 | 0 | 0 | 0 | 0 | 0 | 0 | 0 | 0 | 0 | 0 | 0 | 0 | 1.1724 | 1.5892 | 1.993 | 4.7546 | 0.57516 | 0.77966 | 0.97777 | 2.3326 | 0 | 0 | 0 | 0 | 0.00044912 | 0.0006088 | 0.0007635 | 0.0018214 | 0 | 0 | 0 | 0 | 0 | 0 | 0 | 0 | 0.012025 | 0.00721 | 0.0097735 | 0.012257 | 0.029241 | 0 | 0 | 0 | 0 | 0.04506 | 0.60307
| PJM_ATSI | Pennsylvania | 42 |  | 0 |  |  | New | 0 | 0 | 0 | Landfill Gas | [5 empty] | Non-Fossil |  | 2030 | LF Gas |  | 0.015052 | 0.020404 | 0.025589 | 0.061046 | 0 | 0 | 0 | 0 | 0 | 0 | 0 | 0 | 0 | 0 | 0 | 0 | 1.7682 | 2.3968 | 3.0059 | 7.1709 | 0.86745 | 1.1759 | 1.4747 | 3.518 | 0 | 0 | 0 | 0 | 0.00067736 | 0.00091819 | 0.0011515 | 0.0027471 | 0 | 0 | 0 | 0 | 0 | 0 | 0 | 0 | 0.018137 | 0.010874 | 0.01474 | 0.018486 | 0.0441 | 0 | 0 | 0 | 0 | 0.098726 | 0.90955
| PJM_PENELEC | Pennsylvania | 42 |  | 0 |  |  | New | 0 | 0 | 0 | Landfill Gas | [5 empty] | Non-Fossil |  | 2030 | LF Gas |  | 0.042817 | 0.058041 | 0.072789 | 0.17365 | 0 | 0 | 0 | 0 | 0 | 0 | 0 | 0 | 0 | 0 | 0 | 0 | 5.0296 | 6.8179 | 8.5504 | 20.3979 | 2.4675 | 3.3448 | 4.1948 | 10.0071 | 0 | 0 | 0 | 0 | 0.0019268 | 0.0026118 | 0.0032755 | 0.0078141 | 0 | 0 | 0 | 0 | 0 | 0 | 0 | 0 | 0.051591 | 0.030932 | 0.04193 | 0.052584 | 0.12545 | 0 | 0 | 0 | 0 | 0.20635 | 2.5873
| PJM_PENELEC | Pennsylvania | 42 |  | 0 |  |  | New | 0 | 0 | 0 | Landfill Gas | [5 empty] | Non-Fossil |  | 2030 | LF Gas |  | 0.064226 | 0.087062 | 0.10918 | 0.26047 | 0 | 0 | 0 | 0 | 0 | 0 | 0 | 0 | 0 | 0 | 0 | 0 | 7.5444 | 10.2269 | 12.8255 | 30.5969 | 3.7013 | 5.0173 | 6.2922 | 15.0107 | 0 | 0 | 0 | 0 | 0.0028902 | 0.0039178 | 0.0049133 | 0.011721 | 0 | 0 | 0 | 0 | 0 | 0 | 0 | 0 | 0.077386 | 0.046398 | 0.062895 | 0.078876 | 0.18817 | 0 | 0 | 0 | 0 | 0.44588 | 3.8809
| PJM West | Pennsylvania | 42 |  | 0 |  |  | New | 0 | 0 | 0 | New Battery Storage | [5 empty] | Non-Fossil |  | 2030 | EnerStor |  | 0 | 0 | 0 | 0 | 0 | 0 | 0 | 0 | 0 | 0 | 0 | 0 | 0 | 0 | 0 | 0 | 46.1795 | 62.5989 | 78.5052 | 187.2837 | 0 | 0 | 0 | 0 | 0 | 0 | 0 | 0 | 0 | 0 | 0 | 0 | 0 | 0 | 0 | 0 | 0 | 0 | 0 | 0 | 1.8859 | 0 | 0 | 0 | 0 | 0 | 0 | 0 | 0 | 9.931 | 128.2765
| PJM_AP | Pennsylvania | 42 |  | 0 |  |  | New | 0 | 0 | 0 | Onshore Wind | [5 empty] | Non-Fossil |  | 2030 | Wind |  | 0 | 0 | 0 | 0 | 0 | 0 | 0 | 0 | 0 | 0 | 0 | 0 | 0 | 0 | 0 | 0 | 1254.6289 | 1652.7854 | 1195.2277 | 4102.642 | 0 | 0 | 0 | 0 | 0 | 0 | 0 | 0 | 0 | 0 | 0 | 0 | 0 | 0 | 0 | 0 | 0 | 0 | 0 | 0 | 36.099 | 0 | 0 | 0 | 0 | 0 | 0 | 0 | 0 | 42.2961 | 1090.3572
| PJM_AP | Pennsylvania | 42 |  | 0 |  |  | New | 0 | 0 | 0 | Onshore Wind | [5 empty] | Non-Fossil |  | 2030 | Wind |  | 0 | 0 | 0 | 0 | 0 | 0 | 0 | 0 | 0 | 0 | 0 | 0 | 0 | 0 | 0 | 0 | 1511.8301 | 1923.2133 | 1560.1928 | 4995.2361 | 0 | 0 | 0 | 0 | 0 | 0 | 0 | 0 | 0 | 0 | 0 | 0 | 0 | 0 | 0 | 0 | 0 | 0 | 0 | 0 | 36.3829 | 0 | 0 | 0 | 0 | 0 | 0 | 0 | 0 | 36.5268 | 1098.9337
| PJM_AP | Pennsylvania | 42 |  | 0 |  |  | New | 0 | 0 | 0 | Onshore Wind | [5 empty] | Non-Fossil |  | 2030 | Wind |  | 0 | 0 | 0 | 0 | 0 | 0 | 0 | 0 | 0 | 0 | 0 | 0 | 0 | 0 | 0 | 0 | 564.0066 | 742.9941 | 537.3034 | 1844.3041 | 0 | 0 | 0 | 0 | 0 | 0 | 0 | 0 | 0 | 0 | 0 | 0 | 0 | 0 | 0 | 0 | 0 | 0 | 0 | 0 | 16.228 | 0 | 0 | 0 | 0 | 0 | 0 | 0 | 0 | 20.2224 | 490.1598
| PJM_AP | Pennsylvania | 42 |  | 0 |  |  | New | 0 | 0 | 0 | Onshore Wind | [5 empty] | Non-Fossil |  | 2030 | Wind |  | 0 | 0 | 0 | 0 | 0 | 0 | 0 | 0 | 0 | 0 | 0 | 0 | 0 | 0 | 0 | 0 | 729.3923 | 960.8649 | 694.8588 | 2385.116 | 0 | 0 | 0 | 0 | 0 | 0 | 0 | 0 | 0 | 0 | 0 | 0 | 0 | 0 | 0 | 0 | 0 | 0 | 0 | 0 | 20.2103 | 0 | 0 | 0 | 0 | 0 | 0 | 0 | 0 | 21.0298 | 610.4449
| PJM_PENELEC | Pennsylvania | 42 |  | 0 |  |  | New | 0 | 0 | 0 | Onshore Wind | [5 empty] | Non-Fossil |  | 2030 | Wind |  | 0 | 0 | 0 | 0 | 0 | 0 | 0 | 0 | 0 | 0 | 0 | 0 | 0 | 0 | 0 | 0 | 460.8978 | 595.6538 | 460.2016 | 1516.7531 | 0 | 0 | 0 | 0 | 0 | 0 | 0 | 0 | 0 | 0 | 0 | 0 | 0 | 0 | 0 | 0 | 0 | 0 | 0 | 0 | 12.4788 | 0 | 0 | 0 | 0 | 0 | 0 | 0 | 0 | 11.252 | 376.9173
| PJM_PENELEC | Pennsylvania | 42 |  | 0 |  |  | New | 0 | 0 | 0 | Onshore Wind | [5 empty] | Non-Fossil |  | 2030 | Wind |  | 0 | 0 | 0 | 0 | 0 | 0 | 0 | 0 | 0 | 0 | 0 | 0 | 0 | 0 | 0 | 0 | 511.0498 | 660.4691 | 510.2778 | 1681.7967 | 0 | 0 | 0 | 0 | 0 | 0 | 0 | 0 | 0 | 0 | 0 | 0 | 0 | 0 | 0 | 0 | 0 | 0 | 0 | 0 | 13.8367 | 0 | 0 | 0 | 0 | 0 | 0 | 0 | 0 | 13.7558 | 417.9311
| PJM_PENELEC | Pennsylvania | 42 |  | 0 |  |  | New | 0 | 0 | 0 | Onshore Wind | [5 empty] | Non-Fossil |  | 2030 | Wind |  | 0 | 0 | 0 | 0 | 0 | 0 | 0 | 0 | 0 | 0 | 0 | 0 | 0 | 0 | 0 | 0 | 532.6521 | 707.3768 | 555.8396 | 1795.8685 | 0 | 0 | 0 | 0 | 0 | 0 | 0 | 0 | 0 | 0 | 0 | 0 | 0 | 0 | 0 | 0 | 0 | 0 | 0 | 0 | 12.6476 | 0 | 0 | 0 | 0 | 0 | 0 | 0 | 0 | 8.5543 | 382.0151
| PJM_PENELEC | Pennsylvania | 42 |  | 0 |  |  | New | 0 | 0 | 0 | Onshore Wind | [5 empty] | Non-Fossil |  | 2030 | Wind |  | 0 | 0 | 0 | 0 | 0 | 0 | 0 | 0 | 0 | 0 | 0 | 0 | 0 | 0 | 0 | 0 | 559.3138 | 742.7843 | 583.6619 | 1885.7599 | 0 | 0 | 0 | 0 | 0 | 0 | 0 | 0 | 0 | 0 | 0 | 0 | 0 | 0 | 0 | 0 | 0 | 0 | 0 | 0 | 13.2806 | 0 | 0 | 0 | 0 | 0 | 0 | 0 | 0 | 10.6673 | 401.1367
| PJM_PENELEC | Pennsylvania | 42 |  | 0 |  |  | New | 0 | 0 | 0 | Onshore Wind | [5 empty] | Non-Fossil |  | 2030 | Wind |  | 0 | 0 | 0 | 0 | 0 | 0 | 0 | 0 | 0 | 0 | 0 | 0 | 0 | 0 | 0 | 0 | 577.2827 | 766.6475 | 602.4131 | 1946.3433 | 0 | 0 | 0 | 0 | 0 | 0 | 0 | 0 | 0 | 0 | 0 | 0 | 0 | 0 | 0 | 0 | 0 | 0 | 0 | 0 | 13.7073 | 0 | 0 | 0 | 0 | 0 | 0 | 0 | 0 | 11.8106 | 414.024
| PJM_PENELEC | Pennsylvania | 42 |  | 0 |  |  | New | 0 | 0 | 0 | Onshore Wind | [5 empty] | Non-Fossil |  | 2030 | Wind |  | 0 | 0 | 0 | 0 | 0 | 0 | 0 | 0 | 0 | 0 | 0 | 0 | 0 | 0 | 0 | 0 | 422.6815 | 557.1849 | 448.8154 | 1428.6818 | 0 | 0 | 0 | 0 | 0 | 0 | 0 | 0 | 0 | 0 | 0 | 0 | 0 | 0 | 0 | 0 | 0 | 0 | 0 | 0 | 9.7531 | 0 | 0 | 0 | 0 | 0 | 0 | 0 | 0 | 5.97 | 294.5889
| PJM_PENELEC | Pennsylvania | 42 |  | 0 |  |  | New | 0 | 0 | 0 | Onshore Wind | [5 empty] | Non-Fossil |  | 2030 | Wind |  | 0 | 0 | 0 | 0 | 0 | 0 | 0 | 0 | 0 | 0 | 0 | 0 | 0 | 0 | 0 | 0 | 512.8661 | 662.8165 | 512.0914 | 1687.774 | 0 | 0 | 0 | 0 | 0 | 0 | 0 | 0 | 0 | 0 | 0 | 0 | 0 | 0 | 0 | 0 | 0 | 0 | 0 | 0 | 13.3722 | 0 | 0 | 0 | 0 | 0 | 0 | 0 | 0 | 11.2574 | 403.9032
| PJM_PENELEC | Pennsylvania | 42 |  | 0 |  |  | New | 0 | 0 | 0 | Onshore Wind | [5 empty] | Non-Fossil |  | 2030 | Wind |  | 0 | 0 | 0 | 0 | 0 | 0 | 0 | 0 | 0 | 0 | 0 | 0 | 0 | 0 | 0 | 0 | 540.962 | 718.4126 | 564.5112 | 1823.8858 | 0 | 0 | 0 | 0 | 0 | 0 | 0 | 0 | 0 | 0 | 0 | 0 | 0 | 0 | 0 | 0 | 0 | 0 | 0 | 0 | 12.8449 | 0 | 0 | 0 | 0 | 0 | 0 | 0 | 0 | 11.6619 | 387.9749
| PJM_PENELEC | Pennsylvania | 42 |  | 0 |  |  | New | 0 | 0 | 0 | Onshore Wind | [5 empty] | Non-Fossil |  | 2030 | Wind |  | 0 | 0 | 0 | 0 | 0 | 0 | 0 | 0 | 0 | 0 | 0 | 0 | 0 | 0 | 0 | 0 | 553.527 | 735.0993 | 577.6232 | 1866.2495 | 0 | 0 | 0 | 0 | 0 | 0 | 0 | 0 | 0 | 0 | 0 | 0 | 0 | 0 | 0 | 0 | 0 | 0 | 0 | 0 | 13.1432 | 0 | 0 | 0 | 0 | 0 | 0 | 0 | 0 | 12.3146 | 396.9865
| PJM_AP | Pennsylvania | 42 |  | 0 |  |  | New | 0 | 0 | 0 | Onshore Wind | [5 empty] | Non-Fossil |  | 2030 | Wind |  | 0 | 0 | 0 | 0 | 0 | 0 | 0 | 0 | 0 | 0 | 0 | 0 | 0 | 0 | 0 | 0 | 1312.8731 | 1729.5134 | 1250.7143 | 4293.1008 | 0 | 0 | 0 | 0 | 0 | 0 | 0 | 0 | 0 | 0 | 0 | 0 | 0 | 0 | 0 | 0 | 0 | 0 | 0 | 0 | 36.3776 | 0 | 0 | 0 | 0 | 0 | 0 | 0 | 0 | 42.0135 | 1098.7733
| PJM_AP | Pennsylvania | 42 |  | 0 |  |  | New | 0 | 0 | 0 | Onshore Wind | [5 empty] | Non-Fossil |  | 2030 | Wind |  | 0 | 0 | 0 | 0 | 0 | 0 | 0 | 0 | 0 | 0 | 0 | 0 | 0 | 0 | 0 | 0 | 1309.9545 | 1725.6686 | 1247.9339 | 4283.557 | 0 | 0 | 0 | 0 | 0 | 0 | 0 | 0 | 0 | 0 | 0 | 0 | 0 | 0 | 0 | 0 | 0 | 0 | 0 | 0 | 36.2968 | 0 | 0 | 0 | 0 | 0 | 0 | 0 | 0 | 45.4781 | 1096.3306
| PJM_AP | Pennsylvania | 42 |  | 0 |  |  | New | 0 | 0 | 0 | Solar | [5 empty] | Non-Fossil |  | 2030 | Solar-DER |  | 0 | 0 | 0 | 0 | 0 | 0 | 0 | 0 | 0 | 0 | 0 | 0 | 0 | 0 | 0 | 0 | 34.2889 | 74.3418 | 123.5435 | 232.1742 | 0 | 0 | 0 | 0 | 0 | 0 | 0 | 0 | 0 | 0 | 0 | 0 | 0 | 0 | 0 | 0 | 0 | 0 | 0 | 0 | 0 | 0 | 0 | 0 | 0 | 0 | 0 | 0 | 0 | 0 | 179.607
| PJM_ATSI | Pennsylvania | 42 |  | 0 |  |  | New | 0 | 0 | 0 | Solar | [5 empty] | Non-Fossil |  | 2030 | Solar-DER |  | 0 | 0 | 0 | 0 | 0 | 0 | 0 | 0 | 0 | 0 | 0 | 0 | 0 | 0 | 0 | 0 | 5.5223 | 11.8115 | 23.5687 | 40.9026 | 0 | 0 | 0 | 0 | 0 | 0 | 0 | 0 | 0 | 0 | 0 | 0 | 0 | 0 | 0 | 0 | 0 | 0 | 0 | 0 | 0 | 0 | 0 | 0 | 0 | 0 | 0 | 0 | 0 | 0 | 31.6417
| PJM_EMAAC | Pennsylvania | 42 |  | 0 |  |  | New | 0 | 0 | 0 | Solar | [5 empty] | Non-Fossil |  | 2030 | Solar-DER |  | 0 | 0 | 0 | 0 | 0 | 0 | 0 | 0 | 0 | 0 | 0 | 0 | 0 | 0 | 0 | 0 | 230.9012 | 496.1937 | 846.3928 | 1573.4877 | 0 | 0 | 0 | 0 | 0 | 0 | 0 | 0 | 0 | 0 | 0 | 0 | 0 | 0 | 0 | 0 | 0 | 0 | 0 | 0 | 0 | 0 | 0 | 0 | 0 | 0 | 0 | 0 | 0 | 0 | 1248.0305
| PJM_PENELEC | Pennsylvania | 42 |  | 0 |  |  | New | 0 | 0 | 0 | Solar | [5 empty] | Non-Fossil |  | 2030 | Solar-DER |  | 0 | 0 | 0 | 0 | 0 | 0 | 0 | 0 | 0 | 0 | 0 | 0 | 0 | 0 | 0 | 0 | 70.4839 | 158.1724 | 294.2584 | 522.9148 | 0 | 0 | 0 | 0 | 0 | 0 | 0 | 0 | 0 | 0 | 0 | 0 | 0 | 0 | 0 | 0 | 0 | 0 | 0 | 0 | 0 | 0 | 0 | 0 | 0 | 0 | 0 | 0 | 0 | 0 | 414.756
| PJM_Western MAAC | Pennsylvania | 42 |  | 0 |  |  | New | 0 | 0 | 0 | Solar | [5 empty] | Non-Fossil |  | 2030 | Solar-DER |  | 0 | 0 | 0 | 0 | 0 | 0 | 0 | 0 | 0 | 0 | 0 | 0 | 0 | 0 | 0 | 0 | 243.4888 | 527.4819 | 897.0088 | 1667.9795 | 0 | 0 | 0 | 0 | 0 | 0 | 0 | 0 | 0 | 0 | 0 | 0 | 0 | 0 | 0 | 0 | 0 | 0 | 0 | 0 | 0 | 0 | 0 | 0 | 0 | 0 | 0 | 0 | 0 | 0 | 1322.9777
| PJM_EMAAC | Pennsylvania | 42 |  | 0 |  |  | New | 0 | 0 | 0 | Solar PV | [5 empty] | Non-Fossil |  | 2030 | Solar |  | 0 | 0 | 0 | 0 | 0 | 0 | 0 | 0 | 0 | 0 | 0 | 0 | 0 | 0 | 0 | 0 | 16.481 | 34.6559 | 58.3909 | 109.5279 | 0 | 0 | 0 | 0 | 0 | 0 | 0 | 0 | 0 | 0 | 0 | 0 | 0 | 0 | 0 | 0 | 0 | 0 | 0 | 0 | 0.89919 | 0 | 0 | 0 | 0 | 0 | 0 | 0 | 0 | 2.9607 | 60
| PJM_Western MAAC | Pennsylvania | 42 |  | 0 |  |  | New | 0 | 0 | 0 | Solar PV | [5 empty] | Non-Fossil |  | 2030 | Solar |  | 0 | 0 | 0 | 0 | 0 | 0 | 0 | 0 | 0 | 0 | 0 | 0 | 0 | 0 | 0 | 0 | 24.3708 | 52.6925 | 89.7606 | 166.824 | 0 | 0 | 0 | 0 | 0 | 0 | 0 | 0 | 0 | 0 | 0 | 0 | 0 | 0 | 0 | 0 | 0 | 0 | 0 | 0 | 1.3937 | 0 | 0 | 0 | 0 | 0 | 0 | 0 | 0 | 4.2718 | 93
| PJM_AP | Pennsylvania | 42 |  | 0 |  |  | New | 0 | 0 | 0 | Solar PV | [5 empty] | Non-Fossil |  | 2030 | Solar |  | 0 | 0 | 0 | 0 | 0 | 0 | 0 | 0 | 0 | 0 | 0 | 0 | 0 | 0 | 0 | 0 | 22.9004 | 48.6492 | 81.6605 | 153.2102 | 0 | 0 | 0 | 0 | 0 | 0 | 0 | 0 | 0 | 0 | 0 | 0 | 0 | 0 | 0 | 0 | 0 | 0 | 0 | 0 | 1.3188 | 0 | 0 | 0 | 0 | 0 | 0 | 0 | 0 | 3.9007 | 88
| PJM_PENELEC | Pennsylvania | 42 |  | 0 |  |  | New | 0 | 0 | 0 | Solar PV | [5 empty] | Non-Fossil |  | 2030 | Solar |  | 0 | 0 | 0 | 0 | 0 | 0 | 0 | 0 | 0 | 0 | 0 | 0 | 0 | 0 | 0 | 0 | 38.2785 | 81.2744 | 129.3597 | 248.9125 | 0 | 0 | 0 | 0 | 0 | 0 | 0 | 0 | 0 | 0 | 0 | 0 | 0 | 0 | 0 | 0 | 0 | 0 | 0 | 0 | 2.1476 | 0 | 0 | 0 | 0 | 0 | 0 | 0 | 0 | 6.246 | 143.3
| PJM_ATSI | Ohio | 39 |  | 0 |  |  | New | 0 | 0 | 0 | Combined Cycle | [5 empty] | Fossil |  | 2030 | NaturalGas |  | 32.7014 | 44.3285 | 61.1862 | 138.2161 | 0 | 0 | 0 | 0 | 0 | 0 | 0 | 0 | 0 | 0 | 0 | 0 | 5133.6542 | 6958.9535 | 9605.3696 | 21697.9773 | 1914.3386 | 2594.9924 | 3581.8404 | 8091.1714 | 2.2891e-06 | 3.103e-06 | 4.283e-06 | 9.6751e-06 | 0.17986 | 0.24381 | 0.33652 | 0.76019 | 0 | 0 | 0 | 0 | 0 | 0 | 0 | 0 | 34.456 | 9.5273 | 12.9147 | 17.8261 | 40.268 | 80.3184 | 94.1711 | 112.2854 | 286.7749 | 256.0083 | 2847.0194
| PJM_ATSI | Pennsylvania | 42 |  | 0 |  |  | New | 0 | 0 | 0 | Combined Cycle | [5 empty] | Fossil |  | 2030 | NaturalGas |  | 7.0405 | 9.5438 | 13.1732 | 29.7574 | 0 | 0 | 0 | 0 | 0 | 0 | 0 | 0 | 0 | 0 | 0 | 0 | 1105.2573 | 1498.2377 | 2068.0016 | 4671.4967 | 412.1502 | 558.6925 | 771.1574 | 1742.0002 | 4.9283e-07 | 6.6806e-07 | 9.2212e-07 | 2.083e-06 | 0.038723 | 0.052491 | 0.072452 | 0.16367 | 0 | 0 | 0 | 0 | 0 | 0 | 0 | 0 | 7.4182 | 2.0512 | 2.7805 | 3.8379 | 8.6696 | 17.2923 | 20.2747 | 24.1746 | 61.7416 | 55.1177 | 612.9531
| PJM_EMAAC | Delaware | 10 |  | 0 |  |  | New | 0 | 0 | 0 | Fuel Cell | [5 empty] | Non-Fossil |  | 2030 | NaturalGas |  | 0.011845 | 0.016056 | 0.020136 | 0.048037 | 0 | 0 | 0 | 0 | 0 | 0 | 0 | 0 | 0 | 0 | 0 | 0 | 1.831 | 2.482 | 3.1127 | 7.4257 | 0.69339 | 0.93993 | 1.1788 | 2.8121 | 8.2913e-10 | 1.1239e-09 | 1.4095e-09 | 3.3626e-09 | 0 | 0 | 0 | 0 | 0 | 0 | 0 | 0 | 0 | 0 | 0 | 0 | 0.029759 | 0.0010664 | 0.0014456 | 0.0018129 | 0.0043249 | 0.038077 | 0.038633 | 0.042428 | 0.11914 | 0.4877 | 0.97435
| PJM_EMAAC | Maryland | 24 |  | 0 |  |  | New | 0 | 0 | 0 | Fuel Cell | [5 empty] | Non-Fossil |  | 2030 | NaturalGas |  | 0.010073 | 0.013655 | 0.017125 | 0.040853 | 0 | 0 | 0 | 0 | 0 | 0 | 0 | 0 | 0 | 0 | 0 | 0 | 1.5572 | 2.1108 | 2.6472 | 6.3151 | 0.58969 | 0.79936 | 1.0025 | 2.3915 | 7.0513e-10 | 9.5584e-10 | 1.1987e-09 | 2.8597e-09 | 0 | 0 | 0 | 0 | 0 | 0 | 0 | 0 | 0 | 0 | 0 | 0 | 0.025308 | 0.00090692 | 0.0012294 | 0.0015418 | 0.0036781 | 0.032382 | 0.032856 | 0.036083 | 0.10132 | 0.41477 | 0.82863
| PJM_EMAAC | New Jersey | 34 |  | 0 |  |  | New | 0 | 0 | 0 | Fuel Cell | [5 empty] | Non-Fossil |  | 2030 | NaturalGas |  | 0.053408 | 0.072398 | 0.090794 | 0.2166 | 0 | 0 | 0 | 0 | 0 | 0 | 0 | 0 | 0 | 0 | 0 | 0 | 8.256 | 11.1915 | 14.0352 | 33.4827 | 3.1265 | 4.2382 | 5.3151 | 12.6797 | 3.7386e-09 | 5.0678e-09 | 6.3556e-09 | 1.5162e-08 | 0 | 0 | 0 | 0 | 0 | 0 | 0 | 0 | 0 | 0 | 0 | 0 | 0.13418 | 0.0048084 | 0.0065181 | 0.0081744 | 0.019501 | 0.17169 | 0.1742 | 0.19131 | 0.5372 | 2.1991 | 4.3934
| PJM_EMAAC | Pennsylvania | 42 |  | 0 |  |  | New | 0 | 0 | 0 | Fuel Cell | [5 empty] | Non-Fossil |  | 2030 | NaturalGas |  | 0.043231 | 0.058603 | 0.073493 | 0.17533 | 0 | 0 | 0 | 0 | 0 | 0 | 0 | 0 | 0 | 0 | 0 | 0 | 6.6829 | 9.059 | 11.3609 | 27.1027 | 2.5308 | 3.4306 | 4.3023 | 10.2637 | 3.0262e-09 | 4.1022e-09 | 5.1445e-09 | 1.2273e-08 | 0 | 0 | 0 | 0 | 0 | 0 | 0 | 0 | 0 | 0 | 0 | 0 | 0.10862 | 0.0038922 | 0.0052761 | 0.0066168 | 0.015785 | 0.13898 | 0.14101 | 0.15486 | 0.43484 | 1.78 | 3.5562
| PJM_EMAAC | Virginia | 51 |  | 0 |  |  | New | 0 | 0 | 0 | Fuel Cell | [5 empty] | Non-Fossil |  | 2030 | NaturalGas |  | 0.0017924 | 0.0024297 | 0.0030471 | 0.0072691 | 0 | 0 | 0 | 0 | 0 | 0 | 0 | 0 | 0 | 0 | 0 | 0 | 0.27707 | 0.37559 | 0.47103 | 1.1237 | 0.10493 | 0.14223 | 0.17838 | 0.42554 | 1.2547e-10 | 1.7008e-10 | 2.1329e-10 | 5.0884e-10 | 0 | 0 | 0 | 0 | 0 | 0 | 0 | 0 | 0 | 0 | 0 | 0 | 0.0045033 | 0.00016137 | 0.00021875 | 0.00027433 | 0.00065446 | 0.005762 | 0.0058462 | 0.0064205 | 0.018029 | 0.073802 | 0.14744
| ISONE_MA, VT, NH, RI (Rest of ISO New England) | Rhode Island | 44 |  | 0 |  |  | New | 0 | 0 | 0 | Landfill Gas | [5 empty] | Non-Fossil |  | 2030 | LF Gas |  | 0.030036 | 0.040716 | 0.051061 | 0.12181 | 0 | 0 | 0 | 0 | 0 | 0 | 0 | 0 | 0 | 0 | 0 | 0 | 3.5283 | 4.7828 | 5.998 | 14.3091 | 1.7309 | 2.3464 | 2.9426 | 7.02 | 0 | 0 | 0 | 0 | 0.0013516 | 0.0018322 | 0.0022978 | 0.0054816 | 0 | 0 | 0 | 0 | 0 | 0 | 0 | 0 | 0.036191 | 0.021699 | 0.029414 | 0.036888 | 0.088 | 0 | 0 | 0 | 0 | 0.14648 | 1.8149
| ISONE_MA, VT, NH, RI (Rest of ISO New England) | Rhode Island | 44 |  | 0 |  |  | New | 0 | 0 | 0 | Landfill Gas | [5 empty] | Non-Fossil |  | 2030 | LF Gas |  | 0.045655 | 0.061888 | 0.077613 | 0.18516 | 0 | 0 | 0 | 0 | 0 | 0 | 0 | 0 | 0 | 0 | 0 | 0 | 5.363 | 7.2698 | 9.117 | 21.7498 | 2.631 | 3.5665 | 4.4728 | 10.6703 | 0 | 0 | 0 | 0 | 0.0020545 | 0.0027849 | 0.0034926 | 0.008332 | 0 | 0 | 0 | 0 | 0 | 0 | 0 | 0 | 0.05501 | 0.032982 | 0.044709 | 0.056069 | 0.13376 | 0 | 0 | 0 | 0 | 0.31734 | 2.7587
| ISONE_MA, VT, NH, RI (Rest of ISO New England) | Rhode Island | 44 |  | 0 |  |  | New | 0 | 0 | 0 | New Battery Storage | [5 empty] | Non-Fossil |  | 2030 | EnerStor |  | 0 | 0 | 0 | 0 | 0 | 0 | 0 | 0 | 0 | 0 | 0 | 0 | 0 | 0 | 0 | 0 | 1.08 | 1.464 | 1.836 | 4.38 | 0 | 0 | 0 | 0 | 0 | 0 | 0 | 0 | 0 | 0 | 0 | 0 | 0 | 0 | 0 | 0 | 0 | 0 | 0 | 0 | 0.044105 | 0 | 0 | 0 | 0 | 0 | 0 | 0 | 0 | 0.27784 | 3
| ISONE_MA, VT, NH, RI (Rest of ISO New England) | Rhode Island | 44 |  | 0 |  |  | New | 0 | 0 | 0 | Solar | [5 empty] | Non-Fossil |  | 2030 | Solar-DER |  | 0 | 0 | 0 | 0 | 0 | 0 | 0 | 0 | 0 | 0 | 0 | 0 | 0 | 0 | 0 | 0 | 98.0191 | 185.166 | 361.8558 | 645.0408 | 0 | 0 | 0 | 0 | 0 | 0 | 0 | 0 | 0 | 0 | 0 | 0 | 0 | 0 | 0 | 0 | 0 | 0 | 0 | 0 | 0 | 0 | 0 | 0 | 0 | 0 | 0 | 0 | 0 | 0 | 535.9338
| ISONE_MA, VT, NH, RI (Rest of ISO New England) | Rhode Island | 44 |  | 0 |  |  | New | 0 | 0 | 0 | Solar PV | [5 empty] | Non-Fossil |  | 2030 | Solar |  | 0 | 0 | 0 | 0 | 0 | 0 | 0 | 0 | 0 | 0 | 0 | 0 | 0 | 0 | 0 | 0 | 58.245 | 110.3309 | 213.1805 | 381.7563 | 0 | 0 | 0 | 0 | 0 | 0 | 0 | 0 | 0 | 0 | 0 | 0 | 0 | 0 | 0 | 0 | 0 | 0 | 0 | 0 | 3.0123 | 0 | 0 | 0 | 0 | 0 | 0 | 0 | 0 | 10.0736 | 201
| SERC_Central_Kentucky | Kentucky | 21 |  | 0 |  |  | New | 0 | 0 | 0 | Combined Cycle | [5 empty] | Fossil |  | 2030 | NaturalGas |  | 35.6838 | 48.3714 | 66.7666 | 150.8219 | 0 | 0 | 0 | 0 | 0 | 0 | 0 | 0 | 0 | 0 | 0 | 0 | 5601.8597 | 7593.6321 | 10481.4097 | 23676.9016 | 2088.9324 | 2831.6639 | 3908.5156 | 8829.1119 | 2.4979e-06 | 3.386e-06 | 4.6737e-06 | 1.0558e-05 | 0.19626 | 0.26604 | 0.36722 | 0.82952 | 0 | 0 | 0 | 0 | 0 | 0 | 0 | 0 | 37.5984 | 10.3962 | 14.0926 | 19.4519 | 43.9406 | 101.6666 | 115.1791 | 142.3222 | 359.1679 | 263.08 | 3106.6766
| SERC_Central_TVA | Alabama | 1 |  | 0 |  |  | New | 0 | 0 | 0 | Combined Cycle | [5 empty] | Fossil |  | 2030 | NaturalGas |  | 2.9037 | 3.9361 | 5.433 | 12.2728 | 0 | 0 | 0 | 0 | 0 | 0 | 0 | 0 | 0 | 0 | 0 | 0 | 455.8374 | 617.9129 | 852.8986 | 1926.6489 | 169.9817 | 230.4196 | 318.0457 | 718.447 | 2.0326e-07 | 2.7553e-07 | 3.8031e-07 | 8.5909e-07 | 0.01597 | 0.021649 | 0.029881 | 0.0675 | 0 | 0 | 0 | 0 | 0 | 0 | 0 | 0 | 3.0595 | 0.84596 | 1.1467 | 1.5828 | 3.5756 | 8.1554 | 9.4553 | 12.5332 | 30.1439 | 21.2541 | 252.7981
| SERC_Central_TVA | Alabama | 1 |  | 0 |  |  | New | 0 | 0 | 0 | Combustion Turbine | [5 empty] | Fossil |  | 2030 | NaturalGas |  | 0.074062 | 0.041146 | 1.2219 | 1.3371 | 0 | 0 | 0 | 0 | 0 | 0 | 0 | 0 | 0 | 0 | 0 | 0 | 7.4772 | 4.154 | 123.3642 | 134.9955 | 4.3356 | 2.4087 | 71.5314 | 78.2756 | 5.1843e-09 | 2.8802e-09 | 8.5535e-08 | 9.3599e-08 | 0.00040734 | 0.0002263 | 0.0067206 | 0.0073542 | 0 | 0 | 0 | 0 | 0 | 0 | 0 | 0 | 0.5323 | 0.033363 | 0.018535 | 0.55044 | 0.60234 | 0.20801 | 0.09884 | 2.8188 | 3.1257 | 5.0862 | 76.5945
| SERC_Central_TVA | Georgia | 13 |  | 0 |  |  | New | 0 | 0 | 0 | Combined Cycle | [5 empty] | Fossil |  | 2030 | NaturalGas |  | 0.015721 | 0.02131 | 0.029415 | 0.066446 | 0 | 0 | 0 | 0 | 0 | 0 | 0 | 0 | 0 | 0 | 0 | 0 | 2.4679 | 3.3454 | 4.6177 | 10.4311 | 0.9203 | 1.2475 | 1.7219 | 3.8897 | 1.1005e-09 | 1.4917e-09 | 2.059e-09 | 4.6512e-09 | 8.6464e-05 | 0.00011721 | 0.00016178 | 0.00036545 | 0 | 0 | 0 | 0 | 0 | 0 | 0 | 0 | 0.016564 | 0.0045801 | 0.0062086 | 0.0085697 | 0.019358 | 0.044154 | 0.051192 | 0.067856 | 0.1632 | 0.11507 | 1.3687
| SERC_Central_TVA | Georgia | 13 |  | 0 |  |  | New | 0 | 0 | 0 | Combustion Turbine | [5 empty] | Fossil |  | 2030 | NaturalGas |  | 0.00040098 | 0.00022277 | 0.0066156 | 0.0072393 | 0 | 0 | 0 | 0 | 0 | 0 | 0 | 0 | 0 | 0 | 0 | 0 | 0.040482 | 0.02249 | 0.66791 | 0.73088 | 0.023473 | 0.013041 | 0.38728 | 0.42379 | 2.8069e-11 | 1.5594e-11 | 4.6309e-10 | 5.0675e-10 | 2.2054e-06 | 1.2252e-06 | 3.6386e-05 | 3.9816e-05 | 0 | 0 | 0 | 0 | 0 | 0 | 0 | 0 | 0.0028819 | 0.00018063 | 0.00010035 | 0.0029801 | 0.0032611 | 0.0011262 | 0.00053513 | 0.015261 | 0.016923 | 0.027537 | 0.41469
| SERC_Central_TVA | Illinois | 17 |  | 0 |  |  | New | 0 | 0 | 0 | Combined Cycle | [5 empty] | Fossil |  | 2030 | NaturalGas |  | 4.6238e-09 | 6.2678e-09 | 8.6513e-09 | 1.9543e-08 | 0 | 0 | 0 | 0 | 0 | 0 | 0 | 0 | 0 | 0 | 0 | 0 | 7.2587e-07 | 9.8395e-07 | 1.3581e-06 | 3.068e-06 | 2.7068e-07 | 3.6692e-07 | 5.0645e-07 | 1.144e-06 | 3.2366e-16 | 4.3874e-16 | 6.0559e-16 | 1.368e-15 | 2.5431e-11 | 3.4473e-11 | 4.7582e-11 | 1.0749e-10 | 0 | 0 | 0 | 0 | 0 | 0 | 0 | 0 | 4.8719e-09 | 1.3471e-09 | 1.8261e-09 | 2.5205e-09 | 5.6936e-09 | 1.2987e-08 | 1.5056e-08 | 1.9958e-08 | 4.8001e-08 | 3.3845e-08 | 4.0255e-07
| SERC_Central_TVA | Illinois | 17 |  | 0 |  |  | New | 0 | 0 | 0 | Combustion Turbine | [5 empty] | Fossil |  | 2030 | NaturalGas |  | 1.1794e-10 | 6.5519e-11 | 1.9458e-09 | 2.1292e-09 | 0 | 0 | 0 | 0 | 0 | 0 | 0 | 0 | 0 | 0 | 0 | 0 | 1.1907e-08 | 6.6148e-09 | 1.9644e-07 | 2.1496e-07 | 6.9039e-09 | 3.8355e-09 | 1.1391e-07 | 1.2464e-07 | 8.2555e-18 | 4.5864e-18 | 1.362e-16 | 1.4905e-16 | 6.4864e-13 | 3.6036e-13 | 1.0702e-11 | 1.1711e-11 | 0 | 0 | 0 | 0 | 0 | 0 | 0 | 0 | 8.4762e-10 | 5.3126e-11 | 2.9515e-11 | 8.7651e-10 | 9.5915e-10 | 3.3124e-10 | 1.5739e-10 | 4.4887e-09 | 4.9773e-09 | 8.0991e-09 | 1.2197e-07
| SERC_Central_TVA | Kentucky | 21 |  | 0 |  |  | New | 0 | 0 | 0 | Combined Cycle | [5 empty] | Fossil |  | 2030 | NaturalGas |  | 1.5103 | 2.0473 | 2.8259 | 6.3836 | 0 | 0 | 0 | 0 | 0 | 0 | 0 | 0 | 0 | 0 | 0 | 0 | 237.1009 | 321.4034 | 443.6298 | 1002.1341 | 88.4149 | 119.8513 | 165.4294 | 373.6956 | 1.0572e-07 | 1.4331e-07 | 1.9781e-07 | 4.4685e-07 | 0.0083068 | 0.01126 | 0.015543 | 0.03511 | 0 | 0 | 0 | 0 | 0 | 0 | 0 | 0 | 1.5914 | 0.44002 | 0.59647 | 0.82331 | 1.8598 | 4.242 | 4.9181 | 6.5191 | 15.6792 | 11.0552 | 131.4913
| SERC_Central_TVA | Kentucky | 21 |  | 0 |  |  | New | 0 | 0 | 0 | Combustion Turbine | [5 empty] | Fossil |  | 2030 | NaturalGas |  | 0.038523 | 0.021402 | 0.63558 | 0.6955 | 0 | 0 | 0 | 0 | 0 | 0 | 0 | 0 | 0 | 0 | 0 | 0 | 3.8892 | 2.1607 | 64.1671 | 70.2171 | 2.2551 | 1.2529 | 37.2066 | 40.7146 | 2.6966e-09 | 1.4981e-09 | 4.449e-08 | 4.8685e-08 | 0.00021188 | 0.00011771 | 0.0034957 | 0.0038252 | 0 | 0 | 0 | 0 | 0 | 0 | 0 | 0 | 0.27687 | 0.017353 | 0.0096408 | 0.28631 | 0.3133 | 0.1082 | 0.051411 | 1.4662 | 1.6258 | 2.6455 | 39.8401
| SERC_Central_TVA | Mississippi | 28 |  | 0 |  |  | New | 0 | 0 | 0 | Combined Cycle | [5 empty] | Fossil |  | 2030 | NaturalGas |  | 2.3928 | 3.2436 | 4.4771 | 10.1134 | 0 | 0 | 0 | 0 | 0 | 0 | 0 | 0 | 0 | 0 | 0 | 0 | 375.6358 | 509.1951 | 702.8367 | 1587.6676 | 140.0745 | 189.8788 | 262.0876 | 592.0409 | 1.675e-07 | 2.2705e-07 | 3.1339e-07 | 7.0794e-07 | 0.01316 | 0.01784 | 0.024624 | 0.055624 | 0 | 0 | 0 | 0 | 0 | 0 | 0 | 0 | 2.5212 | 0.69712 | 0.94499 | 1.3044 | 2.9465 | 6.7205 | 7.7917 | 10.3281 | 24.8403 | 17.5146 | 208.3199
| SERC_Central_TVA | Mississippi | 28 |  | 0 |  |  | New | 0 | 0 | 0 | Combustion Turbine | [5 empty] | Fossil |  | 2030 | NaturalGas |  | 0.061031 | 0.033906 | 1.0069 | 1.1019 | 0 | 0 | 0 | 0 | 0 | 0 | 0 | 0 | 0 | 0 | 0 | 0 | 6.1617 | 3.4232 | 101.6591 | 111.2439 | 3.5728 | 1.9849 | 58.9459 | 64.5035 | 4.2722e-09 | 2.3734e-09 | 7.0485e-08 | 7.7131e-08 | 0.00033567 | 0.00018648 | 0.0055381 | 0.0060603 | 0 | 0 | 0 | 0 | 0 | 0 | 0 | 0 | 0.43864 | 0.027493 | 0.015274 | 0.45359 | 0.49636 | 0.17142 | 0.08145 | 2.3229 | 2.5757 | 4.1913 | 63.1182
| SERC_Central_TVA | North Carolina | 37 |  | 0 |  |  | New | 0 | 0 | 0 | Combined Cycle | [5 empty] | Fossil |  | 2030 | NaturalGas |  | 0.28566 | 0.38723 | 0.5345 | 1.2074 | 0 | 0 | 0 | 0 | 0 | 0 | 0 | 0 | 0 | 0 | 0 | 0 | 44.8453 | 60.7903 | 83.9083 | 189.5439 | 16.7228 | 22.6687 | 31.2894 | 70.6809 | 1.9997e-08 | 2.7106e-08 | 3.7415e-08 | 8.4518e-08 | 0.0015712 | 0.0021298 | 0.0029397 | 0.0066407 | 0 | 0 | 0 | 0 | 0 | 0 | 0 | 0 | 0.30099 | 0.083226 | 0.11282 | 0.15572 | 0.35176 | 0.80233 | 0.93021 | 1.233 | 2.9656 | 2.091 | 24.8703
| SERC_Central_TVA | North Carolina | 37 |  | 0 |  |  | New | 0 | 0 | 0 | Combustion Turbine | [5 empty] | Fossil |  | 2030 | NaturalGas |  | 0.0072862 | 0.0040479 | 0.12021 | 0.13155 | 0 | 0 | 0 | 0 | 0 | 0 | 0 | 0 | 0 | 0 | 0 | 0 | 0.73561 | 0.40867 | 12.1366 | 13.2809 | 0.42654 | 0.23696 | 7.0373 | 7.7008 | 5.1004e-10 | 2.8335e-10 | 8.4149e-09 | 9.2083e-09 | 4.0074e-05 | 2.2264e-05 | 0.00066117 | 0.00072351 | 0 | 0 | 0 | 0 | 0 | 0 | 0 | 0 | 0.052367 | 0.0032822 | 0.0018235 | 0.054152 | 0.059258 | 0.020464 | 0.0097239 | 0.27732 | 0.30751 | 0.50038 | 7.5354
| SERC_Central_TVA | Tennessee | 47 |  | 0 |  |  | New | 0 | 0 | 0 | Combined Cycle | [5 empty] | Fossil |  | 2030 | NaturalGas |  | 7.3956 | 10.0251 | 13.8376 | 31.2583 | 0 | 0 | 0 | 0 | 0 | 0 | 0 | 0 | 0 | 0 | 0 | 0 | 1161.0032 | 1573.8043 | 2172.3054 | 4907.113 | 432.9379 | 586.8713 | 810.0523 | 1829.8614 | 5.1769e-07 | 7.0176e-07 | 9.6863e-07 | 2.1881e-06 | 0.040676 | 0.055138 | 0.076107 | 0.17192 | 0 | 0 | 0 | 0 | 0 | 0 | 0 | 0 | 7.7924 | 2.1546 | 2.9207 | 4.0315 | 9.1068 | 20.7716 | 24.0824 | 31.9217 | 76.7757 | 54.1334 | 643.8686
| SERC_Central_TVA | Tennessee | 47 |  | 0 |  |  | New | 0 | 0 | 0 | Combustion Turbine | [5 empty] | Fossil |  | 2030 | NaturalGas |  | 0.18863 | 0.1048 | 3.1122 | 3.4056 | 0 | 0 | 0 | 0 | 0 | 0 | 0 | 0 | 0 | 0 | 0 | 0 | 19.0443 | 10.5802 | 314.2048 | 343.8292 | 11.0426 | 6.1348 | 182.1881 | 199.3655 | 1.3204e-08 | 7.3358e-09 | 2.1785e-07 | 2.3839e-07 | 0.0010375 | 0.00057638 | 0.017117 | 0.018731 | 0 | 0 | 0 | 0 | 0 | 0 | 0 | 0 | 1.3557 | 0.084974 | 0.047208 | 1.402 | 1.5341 | 0.52981 | 0.25174 | 7.1795 | 7.961 | 12.9543 | 195.0837
| SERC_Central_TVA | Virginia | 51 |  | 0 |  |  | New | 0 | 0 | 0 | Combined Cycle | [5 empty] | Fossil |  | 2030 | NaturalGas |  | 0.0015132 | 0.0020513 | 0.0028314 | 0.0063959 | 0 | 0 | 0 | 0 | 0 | 0 | 0 | 0 | 0 | 0 | 0 | 0 | 0.23756 | 0.32202 | 0.44448 | 1.0041 | 0.088585 | 0.12008 | 0.16575 | 0.37441 | 1.0593e-10 | 1.4359e-10 | 1.9819e-10 | 4.4771e-10 | 8.3228e-06 | 1.1282e-05 | 1.5572e-05 | 3.5177e-05 | 0 | 0 | 0 | 0 | 0 | 0 | 0 | 0 | 0.0015944 | 0.00044087 | 0.00059762 | 0.00082489 | 0.0018634 | 0.0042501 | 0.0049276 | 0.0065316 | 0.015709 | 0.011076 | 0.13174
| SERC_Central_TVA | Virginia | 51 |  | 0 |  |  | New | 0 | 0 | 0 | Combustion Turbine | [5 empty] | Fossil |  | 2030 | NaturalGas |  | 3.8597e-05 | 2.1443e-05 | 0.0006368 | 0.00069684 | 0 | 0 | 0 | 0 | 0 | 0 | 0 | 0 | 0 | 0 | 0 | 0 | 0.0038967 | 0.0021648 | 0.06429 | 0.070352 | 0.0022595 | 0.0012553 | 0.037278 | 0.040793 | 2.7018e-12 | 1.501e-12 | 4.4576e-11 | 4.8779e-11 | 2.1228e-07 | 1.1794e-07 | 3.5024e-06 | 3.8326e-06 | 0 | 0 | 0 | 0 | 0 | 0 | 0 | 0 | 0.0002774 | 1.7387e-05 | 9.6594e-06 | 0.00028686 | 0.00031391 | 0.00010841 | 5.151e-05 | 0.001469 | 0.0016289 | 0.0026506 | 0.039917
| SERC_Southeastern | Alabama | 1 |  | 0 |  |  | New | 0 | 0 | 0 | Fuel Cell | [5 empty] | Non-Fossil |  | 2030 | NaturalGas |  | 0.00080965 | 0.00097487 | 0.0012748 | 0.0030593 | 0 | 0 | 0 | 0 | 0 | 0 | 0 | 0 | 0 | 0 | 0 | 0 | 0.12516 | 0.1507 | 0.19706 | 0.47291 | 0.047397 | 0.057069 | 0.074625 | 0.17909 | 5.6675e-11 | 6.8241e-11 | 8.9234e-11 | 2.1415e-10 | 0 | 0 | 0 | 0 | 0 | 0 | 0 | 0 | 0 | 0 | 0 | 0 | 0.0021247 | 7.2894e-05 | 8.7769e-05 | 0.00011477 | 0.00027543 | 0.0023261 | 0.0024344 | 0.0034052 | 0.0081657 | 0.031982 | 0.069565
| SERC_Southeastern | Florida | 12 |  | 0 |  |  | New | 0 | 0 | 0 | Fuel Cell | [5 empty] | Non-Fossil |  | 2030 | NaturalGas |  | 7.0666e-05 | 8.5086e-05 | 0.00011126 | 0.00026701 | 0 | 0 | 0 | 0 | 0 | 0 | 0 | 0 | 0 | 0 | 0 | 0 | 0.010924 | 0.013153 | 0.017199 | 0.041276 | 0.0041368 | 0.0049809 | 0.0065132 | 0.015631 | 4.9466e-12 | 5.956e-12 | 7.7883e-12 | 1.8691e-11 | 0 | 0 | 0 | 0 | 0 | 0 | 0 | 0 | 0 | 0 | 0 | 0 | 0.00018544 | 6.3622e-06 | 7.6605e-06 | 1.0017e-05 | 2.404e-05 | 0.00020302 | 0.00021247 | 0.00029721 | 0.0007127 | 0.0027914 | 0.0060716
| SERC_Southeastern | Georgia | 13 |  | 0 |  |  | New | 0 | 0 | 0 | Fuel Cell | [5 empty] | Non-Fossil |  | 2030 | NaturalGas |  | 0.0013351 | 0.0016076 | 0.0021021 | 0.0050448 | 0 | 0 | 0 | 0 | 0 | 0 | 0 | 0 | 0 | 0 | 0 | 0 | 0.20639 | 0.2485 | 0.32495 | 0.77985 | 0.078158 | 0.094108 | 0.12306 | 0.29532 | 9.3459e-11 | 1.1253e-10 | 1.4715e-10 | 3.5314e-10 | 0 | 0 | 0 | 0 | 0 | 0 | 0 | 0 | 0 | 0 | 0 | 0 | 0.0035036 | 0.0001202 | 0.00014473 | 0.00018926 | 0.0004542 | 0.0038357 | 0.0040143 | 0.0056153 | 0.013465 | 0.052739 | 0.11471
| SERC_Southeastern | Mississippi | 28 |  | 0 |  |  | New | 0 | 0 | 0 | Fuel Cell | [5 empty] | Non-Fossil |  | 2030 | NaturalGas |  | 0.00011231 | 0.00013523 | 0.00017683 | 0.00042437 | 0 | 0 | 0 | 0 | 0 | 0 | 0 | 0 | 0 | 0 | 0 | 0 | 0.017361 | 0.020904 | 0.027335 | 0.0656 | 0.0065746 | 0.0079163 | 0.010352 | 0.024843 | 7.8617e-12 | 9.466e-12 | 1.2378e-11 | 2.9706e-11 | 0 | 0 | 0 | 0 | 0 | 0 | 0 | 0 | 0 | 0 | 0 | 0 | 0.00029472 | 1.0112e-05 | 1.2175e-05 | 1.592e-05 | 3.8207e-05 | 0.00032266 | 0.00033768 | 0.00047236 | 0.0011327 | 0.0044364 | 0.0096497
| SERC_VACAR | Georgia | 13 |  | 0 |  |  | New | 0 | 0 | 0 | Combined Cycle | [5 empty] | Fossil |  | 2030 | NaturalGas |  | 0.014882 | 0.020174 | 0.027846 | 0.062901 | 0 | 0 | 0 | 0 | 0 | 0 | 0 | 0 | 0 | 0 | 0 | 0 | 2.3363 | 3.167 | 4.3714 | 9.8746 | 0.87121 | 1.181 | 1.6301 | 3.6823 | 1.0418e-09 | 1.4122e-09 | 1.9492e-09 | 4.4031e-09 | 8.1852e-05 | 0.00011096 | 0.00015315 | 0.00034596 | 0 | 0 | 0 | 0 | 0 | 0 | 0 | 0 | 0.015681 | 0.0043358 | 0.0058774 | 0.0081125 | 0.018326 | 0.048189 | 0.055861 | 0.076232 | 0.18028 | 0.11484 | 1.2957
| SERC_VACAR | North Carolina | 37 |  | 0 |  |  | New | 0 | 0 | 0 | Combined Cycle | [5 empty] | Fossil |  | 2030 | NaturalGas |  | 29.9645 | 40.6185 | 56.0653 | 126.6483 | 0 | 0 | 0 | 0 | 0 | 0 | 0 | 0 | 0 | 0 | 0 | 0 | 4704.0012 | 6376.5349 | 8801.4634 | 19881.9995 | 1754.1211 | 2377.8086 | 3282.064 | 7413.9936 | 2.0975e-06 | 2.8433e-06 | 3.9246e-06 | 8.8654e-06 | 0.1648 | 0.2234 | 0.30836 | 0.69657 | 0 | 0 | 0 | 0 | 0 | 0 | 0 | 0 | 31.5722 | 8.7299 | 11.8338 | 16.3341 | 36.8979 | 97.0256 | 112.4727 | 153.4888 | 362.9871 | 231.2146 | 2608.7426
| SERC_VACAR | South Carolina | 45 |  | 0 |  |  | New | 0 | 0 | 0 | Combined Cycle | [5 empty] | Fossil |  | 2030 | NaturalGas |  | 24.8519 | 33.6881 | 46.4993 | 105.0393 | 0 | 0 | 0 | 0 | 0 | 0 | 0 | 0 | 0 | 0 | 0 | 0 | 3901.3948 | 5288.5575 | 7299.7397 | 16489.692 | 1454.8294 | 1972.102 | 2722.0715 | 6149.0028 | 1.7396e-06 | 2.3582e-06 | 3.255e-06 | 7.3528e-06 | 0.13669 | 0.18528 | 0.25575 | 0.57772 | 0 | 0 | 0 | 0 | 0 | 0 | 0 | 0 | 26.1853 | 7.2404 | 9.8147 | 13.5472 | 30.6023 | 80.4709 | 93.2824 | 127.3003 | 301.0535 | 191.7643 | 2163.6336
| SERC_VACAR | South Carolina | 45 |  | 0 |  |  | New | 0 | 0 | 0 | Landfill Gas | [5 empty] | Non-Fossil |  | 2030 | LF Gas |  | 0.046567 | 0.063124 | 0.079164 | 0.18885 | 0 | 0 | 0 | 0 | 0 | 0 | 0 | 0 | 0 | 0 | 0 | 0 | 5.4701 | 7.415 | 9.2992 | 22.1843 | 2.6836 | 3.6378 | 4.5621 | 10.8835 | 0 | 0 | 0 | 0 | 0.0020955 | 0.0028406 | 0.0035624 | 0.0084985 | 0 | 0 | 0 | 0 | 0 | 0 | 0 | 0 | 0.056109 | 0.033641 | 0.045602 | 0.057189 | 0.13643 | 0 | 0 | 0 | 0 | 0.17956 | 2.8138
| SERC_VACAR | South Carolina | 45 |  | 0 |  |  | New | 0 | 0 | 0 | Landfill Gas | [5 empty] | Non-Fossil |  | 2030 | LF Gas |  | 0.06985 | 0.094686 | 0.11875 | 0.28328 | 0 | 0 | 0 | 0 | 0 | 0 | 0 | 0 | 0 | 0 | 0 | 0 | 8.2051 | 11.1225 | 13.9488 | 33.2764 | 4.0254 | 5.4567 | 6.8432 | 16.3253 | 0 | 0 | 0 | 0 | 0.0031433 | 0.0042609 | 0.0053436 | 0.012748 | 0 | 0 | 0 | 0 | 0 | 0 | 0 | 0 | 0.084164 | 0.050461 | 0.068403 | 0.085784 | 0.20465 | 0 | 0 | 0 | 0 | 0.40014 | 4.2208
| SERC_VACAR | South Carolina | 45 |  | 0 |  |  | New | 0 | 0 | 0 | Landfill Gas | [5 empty] | Non-Fossil |  | 2030 | LF Gas |  | 0.62089 | 0.84165 | 1.0555 | 2.5181 | 0 | 0 | 0 | 0 | 0 | 0 | 0 | 0 | 0 | 0 | 0 | 0 | 72.9346 | 98.867 | 123.9889 | 295.7905 | 35.7814 | 48.5037 | 60.8284 | 145.1135 | 0 | 0 | 0 | 0 | 0.02794 | 0.037874 | 0.047498 | 0.11331 | 0 | 0 | 0 | 0 | 0 | 0 | 0 | 0 | 0.74812 | 0.44854 | 0.60803 | 0.76253 | 1.8191 | 0 | 0 | 0 | 0 | 6.3911 | 37.5178
| SERC_VACAR | South Carolina | 45 |  | 0 |  |  | New | 0 | 0 | 0 | New Battery Storage | [5 empty] | Non-Fossil |  | 2030 | EnerStor |  | 0 | 0 | 0 | 0 | 0 | 0 | 0 | 0 | 0 | 0 | 0 | 0 | 0 | 0 | 0 | 0 | 700.9546 | 659.5745 | 1191.6227 | 2552.1517 | 0 | 0 | 0 | 0 | 0 | 0 | 0 | 0 | 0 | 0 | 0 | 0 | 0 | 0 | 0 | 0 | 0 | 0 | 0 | 0 | 28.6257 | 0 | 0 | 0 | 0 | 0 | 0 | 0 | 0 | 152.8684 | 1947.096
| SERC_VACAR | South Carolina | 45 |  | 0 |  |  | New | 0 | 0 | 0 | Onshore Wind | [5 empty] | Non-Fossil |  | 2030 | Wind |  | 0 | 0 | 0 | 0 | 0 | 0 | 0 | 0 | 0 | 0 | 0 | 0 | 0 | 0 | 0 | 0 | 2661.7159 | 3752.5406 | 2454.902 | 8869.1586 | 0 | 0 | 0 | 0 | 0 | 0 | 0 | 0 | 0 | 0 | 0 | 0 | 0 | 0 | 0 | 0 | 0 | 0 | 0 | 0 | 98.9933 | 0 | 0 | 0 | 0 | 0 | 0 | 0 | 0 | 125.9174 | 2990.0553
| SERC_VACAR | South Carolina | 45 |  | 0 |  |  | New | 0 | 0 | 0 | Solar | [5 empty] | Non-Fossil |  | 2030 | Solar-DER |  | 0 | 0 | 0 | 0 | 0 | 0 | 0 | 0 | 0 | 0 | 0 | 0 | 0 | 0 | 0 | 0 | 152.3388 | 310.0071 | 503.524 | 965.8699 | 0 | 0 | 0 | 0 | 0 | 0 | 0 | 0 | 0 | 0 | 0 | 0 | 0 | 0 | 0 | 0 | 0 | 0 | 0 | 0 | 0 | 0 | 0 | 0 | 0 | 0 | 0 | 0 | 0 | 0 | 656.1063
| SERC_VACAR | South Carolina | 45 |  | 0 |  |  | New | 0 | 0 | 0 | Solar PV | [5 empty] | Non-Fossil |  | 2030 | Solar |  | 0 | 0 | 0 | 0 | 0 | 0 | 0 | 0 | 0 | 0 | 0 | 0 | 0 | 0 | 0 | 0 | 602.4609 | 1231.5933 | 1997.9123 | 3831.9665 | 0 | 0 | 0 | 0 | 0 | 0 | 0 | 0 | 0 | 0 | 0 | 0 | 0 | 0 | 0 | 0 | 0 | 0 | 0 | 0 | 26.7374 | 0 | 0 | 0 | 0 | 0 | 0 | 0 | 0 | 64.7788 | 1784.1
| SPP_WAUE | South Dakota | 46 |  | 0 |  |  | New | 0 | 0 | 0 | Biomass | [5 empty] | Non-Fossil |  | 2030 | Biomass |  | 0 | 0 | 0 | 0 | 0 | 0 | 0 | 0 | 0 | 0 | 0 | 0 | 0 | 0 | 0 | 0 | 0 | 0 | 0 | 0 | 0 | 0 | 0 | 0 | 0 | 0 | 0 | 0 | 0 | 0 | 0 | 0 | 0 | 0 | 0 | 0 | 0 | 0 | 0 | 0 | 0.67358 | 0 | 0 | 0 | 0 | 0 | 0 | 0 | 0 | 1.199 | 5.4
| SPP_WAUE | South Dakota | 46 |  | 0 |  |  | New | 0 | 0 | 0 | Combustion Turbine | [5 empty] | Fossil |  | 2030 | NaturalGas |  | 0.11869 | 0.041762 | 0.26156 | 0.42202 | 0 | 0 | 0 | 0 | 0 | 0 | 0 | 0 | 0 | 0 | 0 | 0 | 11.983 | 4.2162 | 26.4071 | 42.6064 | 6.9482 | 2.4447 | 15.3119 | 24.7048 | 8.3084e-09 | 2.9233e-09 | 1.8309e-08 | 2.9541e-08 | 0.0006528 | 0.00022969 | 0.0014386 | 0.0023211 | 0 | 0 | 0 | 0 | 0 | 0 | 0 | 0 | 1.7061 | 0.053467 | 0.018813 | 0.11783 | 0.19011 | 0.31903 | 0.097697 | 0.50334 | 0.92007 | 17.3652 | 245.5
| MISO_MT, SD, ND | South Dakota | 46 |  | 0 |  |  | New | 0 | 0 | 0 | Landfill Gas | [5 empty] | Non-Fossil |  | 2030 | LF Gas |  | 6.1435e-05 | 8.3278e-05 | 0.00010444 | 0.00024915 | 0 | 0 | 0 | 0 | 0 | 0 | 0 | 0 | 0 | 0 | 0 | 0 | 0.0072166 | 0.0097824 | 0.012268 | 0.029267 | 0.0035404 | 0.0047992 | 0.0060187 | 0.014358 | 0 | 0 | 0 | 0 | 2.7646e-06 | 3.7475e-06 | 4.6997e-06 | 1.1212e-05 | 0 | 0 | 0 | 0 | 0 | 0 | 0 | 0 | 7.4019e-05 | 4.4381e-05 | 6.0162e-05 | 7.5448e-05 | 0.00017999 | 0 | 0 | 0 | 0 | 0.00027228 | 0.003712
| MISO_Minnesota and Western Wisconsin | South Dakota | 46 |  | 0 |  |  | New | 0 | 0 | 0 | Landfill Gas | [5 empty] | Non-Fossil |  | 2030 | LF Gas |  | 0.00093172 | 0.001263 | 0.0015839 | 0.0037787 | 0 | 0 | 0 | 0 | 0 | 0 | 0 | 0 | 0 | 0 | 0 | 0 | 0.10945 | 0.14836 | 0.18606 | 0.44387 | 0.053694 | 0.072786 | 0.09128 | 0.21776 | 0 | 0 | 0 | 0 | 4.1928e-05 | 5.6835e-05 | 7.1277e-05 | 0.00017004 | 0 | 0 | 0 | 0 | 0 | 0 | 0 | 0 | 0.0011226 | 0.00067309 | 0.00091242 | 0.0011443 | 0.0027298 | 0 | 0 | 0 | 0 | 0.0040151 | 0.0563
| MISO_Minnesota and Western Wisconsin | South Dakota | 46 |  | 0 |  |  | New | 0 | 0 | 0 | Landfill Gas | [5 empty] | Non-Fossil |  | 2030 | LF Gas |  | 0.0086185 | 0.011683 | 0.014651 | 0.034953 | 0 | 0 | 0 | 0 | 0 | 0 | 0 | 0 | 0 | 0 | 0 | 0 | 1.0124 | 1.3723 | 1.7211 | 4.1058 | 0.49667 | 0.67327 | 0.84434 | 2.0143 | 0 | 0 | 0 | 0 | 0.00038783 | 0.00052573 | 0.00065931 | 0.0015729 | 0 | 0 | 0 | 0 | 0 | 0 | 0 | 0 | 0.010385 | 0.0062261 | 0.0084399 | 0.010584 | 0.02525 | 0 | 0 | 0 | 0 | 0.054295 | 0.52078
| WECC_Wyoming | South Dakota | 46 |  | 0 |  |  | New | 0 | 0 | 0 | Landfill Gas | [5 empty] | Non-Fossil |  | 2030 | LF Gas |  | 0.0024765 | 0.0033571 | 0.0032309 | 0.0090645 | 0 | 0 | 0 | 0 | 0 | 0 | 0 | 0 | 0 | 0 | 0 | 0 | 0.29091 | 0.39435 | 0.37953 | 1.0648 | 0.14272 | 0.19346 | 0.1862 | 0.52238 | 0 | 0 | 0 | 0 | 0.00011144 | 0.00015107 | 0.00014539 | 0.0004079 | 0 | 0 | 0 | 0 | 0 | 0 | 0 | 0 | 0.002984 | 0.0017891 | 0.0024252 | 0.0023341 | 0.0065484 | 0 | 0 | 0 | 0 | 0.011555 | 0.14965
| WECC_Wyoming | South Dakota | 46 |  | 0 |  |  | New | 0 | 0 | 0 | Landfill Gas | [5 empty] | Non-Fossil |  | 2030 | LF Gas |  | 0.0037148 | 0.0050356 | 0.0048464 | 0.013597 | 0 | 0 | 0 | 0 | 0 | 0 | 0 | 0 | 0 | 0 | 0 | 0 | 0.43637 | 0.59152 | 0.5693 | 1.5972 | 0.21408 | 0.2902 | 0.27929 | 0.78357 | 0 | 0 | 0 | 0 | 0.00016717 | 0.0002266 | 0.00021809 | 0.00061185 | 0 | 0 | 0 | 0 | 0 | 0 | 0 | 0 | 0.004476 | 0.0026836 | 0.0036378 | 0.0035011 | 0.0098226 | 0 | 0 | 0 | 0 | 0.024834 | 0.22447
| SPP_WAUE | South Dakota | 46 |  | 0 |  |  | New | 0 | 0 | 0 | Landfill Gas | [5 empty] | Non-Fossil |  | 2030 | LF Gas |  | 0.0045851 | 0.0062154 | 0.0077947 | 0.018595 | 0 | 0 | 0 | 0 | 0 | 0 | 0 | 0 | 0 | 0 | 0 | 0 | 0.5386 | 0.73011 | 0.91562 | 2.1843 | 0.26424 | 0.35819 | 0.4492 | 1.0716 | 0 | 0 | 0 | 0 | 0.00020633 | 0.00027969 | 0.00035076 | 0.00083678 | 0 | 0 | 0 | 0 | 0 | 0 | 0 | 0 | 0.0055247 | 0.0033124 | 0.0044901 | 0.005631 | 0.013434 | 0 | 0 | 0 | 0 | 0.020886 | 0.27706
| MISO_Minnesota and Western Wisconsin | South Dakota | 46 |  | 0 |  |  | New | 0 | 0 | 0 | New Battery Storage | [5 empty] | Non-Fossil |  | 2030 | EnerStor |  | 0 | 0 | 0 | 0 | 0 | 0 | 0 | 0 | 0 | 0 | 0 | 0 | 0 | 0 | 0 | 0 | 84.5391 | 109.5307 | 143.7164 | 337.7863 | 0 | 0 | 0 | 0 | 0 | 0 | 0 | 0 | 0 | 0 | 0 | 0 | 0 | 0 | 0 | 0 | 0 | 0 | 0 | 0 | 3.4524 | 0 | 0 | 0 | 0 | 0 | 0 | 0 | 0 | 20.1527 | 234.8308
| WECC_Wyoming | South Dakota | 46 |  | 0 |  |  | New | 0 | 0 | 0 | New Battery Storage | [5 empty] | Non-Fossil |  | 2030 | EnerStor |  | 0 | 0 | 0 | 0 | 0 | 0 | 0 | 0 | 0 | 0 | 0 | 0 | 0 | 0 | 0 | 0 | 66.4194 | 90.0352 | 112.9131 | 269.3677 | 0 | 0 | 0 | 0 | 0 | 0 | 0 | 0 | 0 | 0 | 0 | 0 | 0 | 0 | 0 | 0 | 0 | 0 | 0 | 0 | 2.7125 | 0 | 0 | 0 | 0 | 0 | 0 | 0 | 0 | 14.9715 | 184.4985
| SPP_WAUE | South Dakota | 46 |  | 0 |  |  | New | 0 | 0 | 0 | Onshore Wind | [5 empty] | Non-Fossil |  | 2030 | Wind |  | 0 | 0 | 0 | 0 | 0 | 0 | 0 | 0 | 0 | 0 | 0 | 0 | 0 | 0 | 0 | 0 | 589.6027 | 768.7463 | 840.258 | 2198.607 | 0 | 0 | 0 | 0 | 0 | 0 | 0 | 0 | 0 | 0 | 0 | 0 | 0 | 0 | 0 | 0 | 0 | 0 | 0 | 0 | 16.4226 | 0 | 0 | 0 | 0 | 0 | 0 | 0 | 0 | 14.3234 | 496.0399
| MISO_MT, SD, ND | South Dakota | 46 |  | 0 |  |  | New | 0 | 0 | 0 | Onshore Wind | [5 empty] | Non-Fossil |  | 2030 | Wind |  | 0 | 0 | 0 | 0 | 0 | 0 | 0 | 0 | 0 | 0 | 0 | 0 | 0 | 0 | 0 | 0 | 184.6332 | 238.4397 | 254.1513 | 677.2241 | 0 | 0 | 0 | 0 | 0 | 0 | 0 | 0 | 0 | 0 | 0 | 0 | 0 | 0 | 0 | 0 | 0 | 0 | 0 | 0 | 5.0853 | 0 | 0 | 0 | 0 | 0 | 0 | 0 | 0 | 4.5713 | 153.6
| SPP_WAUE | South Dakota | 46 |  | 0 |  |  | New | 0 | 0 | 0 | Onshore Wind | [5 empty] | Non-Fossil |  | 2030 | Wind |  | 0 | 0 | 0 | 0 | 0 | 0 | 0 | 0 | 0 | 0 | 0 | 0 | 0 | 0 | 0 | 0 | 69.249 | 90.2895 | 98.6886 | 258.2271 | 0 | 0 | 0 | 0 | 0 | 0 | 0 | 0 | 0 | 0 | 0 | 0 | 0 | 0 | 0 | 0 | 0 | 0 | 0 | 0 | 1.9288 | 0 | 0 | 0 | 0 | 0 | 0 | 0 | 0 | 1.7652 | 58.2601
| MISO_Minnesota and Western Wisconsin | South Dakota | 46 |  | 0 |  |  | New | 0 | 0 | 0 | Onshore Wind | [5 empty] | Non-Fossil |  | 2030 | Wind |  | 0 | 0 | 0 | 0 | 0 | 0 | 0 | 0 | 0 | 0 | 0 | 0 | 0 | 0 | 0 | 0 | 280.4347 | 366.4239 | 412.4464 | 1059.305 | 0 | 0 | 0 | 0 | 0 | 0 | 0 | 0 | 0 | 0 | 0 | 0 | 0 | 0 | 0 | 0 | 0 | 0 | 0 | 0 | 7.564 | 0 | 0 | 0 | 0 | 0 | 0 | 0 | 0 | 4.7748 | 228.4686
| MISO_Minnesota and Western Wisconsin | South Dakota | 46 |  | 0 |  |  | New | 0 | 0 | 0 | Solar | [5 empty] | Non-Fossil |  | 2030 | Solar-DER |  | 0 | 0 | 0 | 0 | 0 | 0 | 0 | 0 | 0 | 0 | 0 | 0 | 0 | 0 | 0 | 0 | 3.8614 | 7.3544 | 13.8388 | 25.0547 | 0 | 0 | 0 | 0 | 0 | 0 | 0 | 0 | 0 | 0 | 0 | 0 | 0 | 0 | 0 | 0 | 0 | 0 | 0 | 0 | 0 | 0 | 0 | 0 | 0 | 0 | 0 | 0 | 0 | 0 | 18.72
| SPP_WAUE | South Dakota | 46 |  | 0 |  |  | New | 0 | 0 | 0 | Solar | [5 empty] | Non-Fossil |  | 2030 | Solar-DER |  | 0 | 0 | 0 | 0 | 0 | 0 | 0 | 0 | 0 | 0 | 0 | 0 | 0 | 0 | 0 | 0 | 12.7223 | 24.2668 | 46.2068 | 83.1959 | 0 | 0 | 0 | 0 | 0 | 0 | 0 | 0 | 0 | 0 | 0 | 0 | 0 | 0 | 0 | 0 | 0 | 0 | 0 | 0 | 0 | 0 | 0 | 0 | 0 | 0 | 0 | 0 | 0 | 0 | 60.2064
| WECC_Wyoming | South Dakota | 46 |  | 0 |  |  | New | 0 | 0 | 0 | Solar | [5 empty] | Non-Fossil |  | 2030 | Solar-DER |  | 0 | 0 | 0 | 0 | 0 | 0 | 0 | 0 | 0 | 0 | 0 | 0 | 0 | 0 | 0 | 0 | 11.7742 | 24.9806 | 46.3235 | 83.0782 | 0 | 0 | 0 | 0 | 0 | 0 | 0 | 0 | 0 | 0 | 0 | 0 | 0 | 0 | 0 | 0 | 0 | 0 | 0 | 0 | 0 | 0 | 0 | 0 | 0 | 0 | 0 | 0 | 0 | 0 | 50.9115
| WECC_Wyoming | South Dakota | 46 |  | 0 |  |  | New | 0 | 0 | 0 | Solar PV | [5 empty] | Non-Fossil |  | 2030 | Solar |  | 0 | 0 | 0 | 0 | 0 | 0 | 0 | 0 | 0 | 0 | 0 | 0 | 0 | 0 | 0 | 0 | 26.054 | 55.0588 | 104.6182 | 185.7311 | 0 | 0 | 0 | 0 | 0 | 0 | 0 | 0 | 0 | 0 | 0 | 0 | 0 | 0 | 0 | 0 | 0 | 0 | 0 | 0 | 1.1989 | 0 | 0 | 0 | 0 | 0 | 0 | 0 | 0 | 3.0698 | 80
| SERC_Central_TVA | Tennessee | 47 |  | 0 |  |  | New | 0 | 0 | 0 | Combustion Turbine | [5 empty] | Fossil |  | 2030 | NaturalGas |  | 0.056082 | 0.031157 | 0.92528 | 1.0125 | 0 | 0 | 0 | 0 | 0 | 0 | 0 | 0 | 0 | 0 | 0 | 0 | 5.662 | 3.1456 | 93.4157 | 102.2233 | 3.2831 | 1.8239 | 54.166 | 59.273 | 3.9258e-09 | 2.181e-09 | 6.477e-08 | 7.0876e-08 | 0.00030845 | 0.00017136 | 0.0050891 | 0.0055689 | 0 | 0 | 0 | 0 | 0 | 0 | 0 | 0 | 0.40307 | 0.025264 | 0.014035 | 0.41681 | 0.45611 | 0.15752 | 0.074845 | 2.1345 | 2.3669 | 3.8514 | 58
| SERC_Central_TVA | Tennessee | 47 |  | 0 |  |  | New | 0 | 0 | 0 | Landfill Gas | [5 empty] | Non-Fossil |  | 2030 | LF Gas |  | 0.10117 | 0.13714 | 0.17198 | 0.41028 | 0 | 0 | 0 | 0 | 0 | 0 | 0 | 0 | 0 | 0 | 0 | 0 | 11.8837 | 16.109 | 20.2023 | 48.1951 | 5.8301 | 7.903 | 9.9112 | 23.6443 | 0 | 0 | 0 | 0 | 0.0045525 | 0.0061711 | 0.0077392 | 0.018463 | 0 | 0 | 0 | 0 | 0 | 0 | 0 | 0 | 0.1219 | 0.073084 | 0.09907 | 0.12424 | 0.2964 | 0 | 0 | 0 | 0 | 0.40769 | 6.113
| SERC_Central_TVA | Tennessee | 47 |  | 0 |  |  | New | 0 | 0 | 0 | Landfill Gas | [5 empty] | Non-Fossil |  | 2030 | LF Gas |  | 0.14332 | 0.19428 | 0.24364 | 0.58124 | 0 | 0 | 0 | 0 | 0 | 0 | 0 | 0 | 0 | 0 | 0 | 0 | 16.8353 | 22.8211 | 28.6199 | 68.2763 | 8.2593 | 11.1959 | 14.0408 | 33.4961 | 0 | 0 | 0 | 0 | 0.0064493 | 0.0087424 | 0.010964 | 0.026156 | 0 | 0 | 0 | 0 | 0 | 0 | 0 | 0 | 0.17269 | 0.10354 | 0.14035 | 0.17601 | 0.4199 | 0 | 0 | 0 | 0 | 0.85243 | 8.6601
| PJM West | Tennessee | 47 |  | 0 |  |  | New | 0 | 0 | 0 | Landfill Gas | [5 empty] | Non-Fossil |  | 2030 | LF Gas |  | 0.00063766 | 0.00086439 | 0.001084 | 0.0025861 | 0 | 0 | 0 | 0 | 0 | 0 | 0 | 0 | 0 | 0 | 0 | 0 | 0.074904 | 0.10154 | 0.12734 | 0.30378 | 0.036748 | 0.049814 | 0.062471 | 0.14903 | 0 | 0 | 0 | 0 | 2.8695e-05 | 3.8897e-05 | 4.8781e-05 | 0.00011637 | 0 | 0 | 0 | 0 | 0 | 0 | 0 | 0 | 0.00076833 | 0.00046066 | 0.00062445 | 0.00078312 | 0.0018682 | 0 | 0 | 0 | 0 | 0.002879 | 0.038531
| PJM West | Tennessee | 47 |  | 0 |  |  | New | 0 | 0 | 0 | Landfill Gas | [5 empty] | Non-Fossil |  | 2030 | LF Gas |  | 0.0009603 | 0.0013017 | 0.0016325 | 0.0038945 | 0 | 0 | 0 | 0 | 0 | 0 | 0 | 0 | 0 | 0 | 0 | 0 | 0.1128 | 0.15291 | 0.19177 | 0.45748 | 0.055341 | 0.075018 | 0.09408 | 0.22444 | 0 | 0 | 0 | 0 | 4.3213e-05 | 5.8578e-05 | 7.3463e-05 | 0.00017525 | 0 | 0 | 0 | 0 | 0 | 0 | 0 | 0 | 0.0011571 | 0.00069374 | 0.0009404 | 0.0011794 | 0.0028135 | 0 | 0 | 0 | 0 | 0.0062984 | 0.058026
| SERC_Central_TVA | Tennessee | 47 |  | 0 |  |  | New | 0 | 0 | 0 | New Battery Storage | [5 empty] | Non-Fossil |  | 2030 | EnerStor |  | 0 | 0 | 0 | 0 | 0 | 0 | 0 | 0 | 0 | 0 | 0 | 0 | 0 | 0 | 0 | 0 | 159.2944 | 144.6022 | 270.8005 | 574.6971 | 0 | 0 | 0 | 0 | 0 | 0 | 0 | 0 | 0 | 0 | 0 | 0 | 0 | 0 | 0 | 0 | 0 | 0 | 0 | 0 | 6.5053 | 0 | 0 | 0 | 0 | 0 | 0 | 0 | 0 | 33.5322 | 442.4845
| PJM West | Tennessee | 47 |  | 0 |  |  | New | 0 | 0 | 0 | New Battery Storage | [5 empty] | Non-Fossil |  | 2030 | EnerStor |  | 0 | 0 | 0 | 0 | 0 | 0 | 0 | 0 | 0 | 0 | 0 | 0 | 0 | 0 | 0 | 0 | 45.4781 | 61.648 | 77.3127 | 184.4388 | 0 | 0 | 0 | 0 | 0 | 0 | 0 | 0 | 0 | 0 | 0 | 0 | 0 | 0 | 0 | 0 | 0 | 0 | 0 | 0 | 1.8572 | 0 | 0 | 0 | 0 | 0 | 0 | 0 | 0 | 9.7802 | 126.3279
| SERC_Central_TVA | Tennessee | 47 |  | 0 |  |  | New | 0 | 0 | 0 | Solar | [5 empty] | Non-Fossil |  | 2030 | Solar-DER |  | 0 | 0 | 0 | 0 | 0 | 0 | 0 | 0 | 0 | 0 | 0 | 0 | 0 | 0 | 0 | 0 | 24.7677 | 51.3853 | 92.4817 | 168.6346 | 0 | 0 | 0 | 0 | 0 | 0 | 0 | 0 | 0 | 0 | 0 | 0 | 0 | 0 | 0 | 0 | 0 | 0 | 0 | 0 | 0 | 0 | 0 | 0 | 0 | 0 | 0 | 0 | 0 | 0 | 123.5413
| SERC_Central_TVA | Tennessee | 47 |  | 0 |  |  | New | 0 | 0 | 0 | Solar PV | [5 empty] | Non-Fossil |  | 2030 | Solar |  | 0 | 0 | 0 | 0 | 0 | 0 | 0 | 0 | 0 | 0 | 0 | 0 | 0 | 0 | 0 | 0 | 75.6669 | 156.9411 | 289.9694 | 522.5774 | 0 | 0 | 0 | 0 | 0 | 0 | 0 | 0 | 0 | 0 | 0 | 0 | 0 | 0 | 0 | 0 | 0 | 0 | 0 | 0 | 3.8815 | 0 | 0 | 0 | 0 | 0 | 0 | 0 | 0 | 9.9216 | 259
| MISO_WOTAB (including Western) | Texas | 48 |  | 0 |  |  | New | 0 | 0 | 0 | Combined Cycle | [5 empty] | Fossil |  | 2030 | NaturalGas |  | 11.4862 | 15.5702 | 21.4913 | 48.5477 | 0 | 0 | 0 | 0 | 0 | 0 | 0 | 0 | 0 | 0 | 0 | 0 | 1803.168 | 2444.2944 | 3373.8336 | 7621.296 | 672.401 | 911.4769 | 1258.1019 | 2841.9798 | 8.0403e-07 | 1.0899e-06 | 1.5044e-06 | 3.3983e-06 | 0.063174 | 0.085636 | 0.1182 | 0.26701 | 0 | 0 | 0 | 0 | 0 | 0 | 0 | 0 | 12.1025 | 3.3464 | 4.5362 | 6.2613 | 14.1439 | 32.3281 | 39.0108 | 51.0083 | 122.3472 | 88.032 | 1000
| ERCOT_Rest | Texas | 48 |  | 0 |  |  | New | 0 | 0 | 0 | Combustion Turbine | [5 empty] | Fossil |  | 2030 | NaturalGas |  | 0.29637 | 0.20336 | 0.55466 | 1.0544 | 0 | 0 | 0 | 0 | 0 | 0 | 0 | 0 | 0 | 0 | 0 | 0 | 29.9208 | 20.5314 | 55.9981 | 106.4503 | 17.3492 | 11.9049 | 32.4699 | 61.724 | 2.0746e-08 | 1.4235e-08 | 3.8826e-08 | 7.3807e-08 | 0.00163 | 0.0011185 | 0.0030506 | 0.0057991 | 0 | 0 | 0 | 0 | 0 | 0 | 0 | 0 | 10.6126 | 0.1335 | 0.09161 | 0.24986 | 0.47497 | 0.79046 | 0.47752 | 1.239 | 2.507 | 103.4855 | 1527.1
| ERCOT_West | Texas | 48 |  | 0 |  |  | New | 0 | 0 | 0 | Combustion Turbine | [5 empty] | Fossil |  | 2030 | NaturalGas |  | 0.0007646 | 0.00032768 | 0.00046011 | 0.0015524 | 0 | 0 | 0 | 0 | 0 | 0 | 0 | 0 | 0 | 0 | 0 | 0 | 0.077193 | 0.033083 | 0.046453 | 0.15673 | 0.04476 | 0.019183 | 0.026935 | 0.090877 | 5.3522e-11 | 2.2938e-11 | 3.2208e-11 | 1.0867e-10 | 4.2053e-06 | 1.8023e-06 | 2.5306e-06 | 8.5382e-06 | 0 | 0 | 0 | 0 | 0 | 0 | 0 | 0 | 0.042392 | 0.00034443 | 0.00014761 | 0.00020727 | 0.00069931 | 0.0020221 | 0.00075569 | 0.00099423 | 0.0037721 | 0.41748 | 6.1
| SPP SPS (Texas Panhandle) | Texas | 48 |  | 0 |  |  | New | 0 | 0 | 0 | Combustion Turbine | [5 empty] | Fossil |  | 2030 | NaturalGas |  | 0.014477 | 0.00059091 | 0.013068 | 0.028136 | 0 | 0 | 0 | 0 | 0 | 0 | 0 | 0 | 0 | 0 | 0 | 0 | 1.4616 | 0.059657 | 1.3193 | 2.8406 | 0.8475 | 0.034592 | 0.765 | 1.6471 | 1.0134e-09 | 4.1363e-11 | 9.1476e-10 | 1.9695e-09 | 7.9625e-05 | 3.25e-06 | 7.1874e-05 | 0.00015475 | 0 | 0 | 0 | 0 | 0 | 0 | 0 | 0 | 0.22933 | 0.0065216 | 0.00026619 | 0.0058868 | 0.012675 | 0.039873 | 0.0013985 | 0.028654 | 0.069926 | 2.2378 | 33
| MISO_WOTAB (including Western) | Texas | 48 |  | 0 |  |  | New | 0 | 0 | 0 | Combustion Turbine | [5 empty] | Fossil |  | 2030 | NaturalGas |  | 0.0016975 | 0.00088099 | 0.0072185 | 0.009797 | 0 | 0 | 0 | 0 | 0 | 0 | 0 | 0 | 0 | 0 | 0 | 0 | 0.17138 | 0.088944 | 0.72877 | 0.9891 | 0.099372 | 0.051573 | 0.42257 | 0.57352 | 1.1883e-10 | 6.1669e-11 | 5.053e-10 | 6.8579e-10 | 9.3363e-06 | 4.8454e-06 | 3.9702e-05 | 5.3884e-05 | 0 | 0 | 0 | 0 | 0 | 0 | 0 | 0 | 0.016679 | 0.00076468 | 0.00039686 | 0.0032517 | 0.0044133 | 0.0047777 | 0.0022073 | 0.017133 | 0.024118 | 0.17027 | 2.4
| ERCOT_Rest | Texas | 48 |  | 0 |  |  | New | 0 | 0 | 0 | Landfill Gas | [5 empty] | Non-Fossil |  | 2030 | LF Gas |  | 0.21464 | 0.29095 | 0.36349 | 0.86908 | 0 | 0 | 0 | 0 | 0 | 0 | 0 | 0 | 0 | 0 | 0 | 0 | 25.2129 | 34.1775 | 42.6985 | 102.0889 | 12.3693 | 16.7673 | 20.9477 | 50.0844 | 0 | 0 | 0 | 0 | 0.0096587 | 0.013093 | 0.016357 | 0.039109 | 0 | 0 | 0 | 0 | 0 | 0 | 0 | 0 | 0.25862 | 0.15506 | 0.21019 | 0.26259 | 0.62784 | 0 | 0 | 0 | 0 | 0.8429 | 12.9696
| ERCOT_Rest | Texas | 48 |  | 0 |  |  | New | 0 | 0 | 0 | Landfill Gas | [5 empty] | Non-Fossil |  | 2030 | LF Gas |  | 0.32196 | 0.43643 | 0.54524 | 1.3036 | 0 | 0 | 0 | 0 | 0 | 0 | 0 | 0 | 0 | 0 | 0 | 0 | 37.8194 | 51.2662 | 64.0478 | 153.1334 | 18.554 | 25.151 | 31.4216 | 75.1266 | 0 | 0 | 0 | 0 | 0.014488 | 0.019639 | 0.024536 | 0.058663 | 0 | 0 | 0 | 0 | 0 | 0 | 0 | 0 | 0.38793 | 0.23259 | 0.31528 | 0.39389 | 0.94176 | 0 | 0 | 0 | 0 | 1.8732 | 19.4544
| ERCOT_West | Texas | 48 |  | 0 |  |  | New | 0 | 0 | 0 | Landfill Gas | [5 empty] | Non-Fossil |  | 2030 | LF Gas |  | 0.017052 | 0.011329 | 0.028697 | 0.057078 | 0 | 0 | 0 | 0 | 0 | 0 | 0 | 0 | 0 | 0 | 0 | 0 | 2.0031 | 1.3308 | 3.371 | 6.7048 | 0.98271 | 0.65287 | 1.6538 | 3.2894 | 0 | 0 | 0 | 0 | 0.00076736 | 0.00050979 | 0.0012914 | 0.0025685 | 0 | 0 | 0 | 0 | 0 | 0 | 0 | 0 | 0.020547 | 0.012319 | 0.0081841 | 0.020731 | 0.041234 | 0 | 0 | 0 | 0 | 0.066966 | 1.0304
| SPP West (Oklahoma, Arkansas, Louisiana) | Texas | 48 |  | 0 |  |  | New | 0 | 0 | 0 | Landfill Gas | [5 empty] | Non-Fossil |  | 2030 | LF Gas |  | 0.0018568 | 0.002517 | 0.0031565 | 0.0075303 | 0 | 0 | 0 | 0 | 0 | 0 | 0 | 0 | 0 | 0 | 0 | 0 | 0.21811 | 0.29566 | 0.37079 | 0.88457 | 0.10701 | 0.14505 | 0.18191 | 0.43396 | 0 | 0 | 0 | 0 | 8.3556e-05 | 0.00011326 | 0.00014204 | 0.00033886 | 0 | 0 | 0 | 0 | 0 | 0 | 0 | 0 | 0.0022373 | 0.0013414 | 0.0018183 | 0.0022803 | 0.00544 | 0 | 0 | 0 | 0 | 0.0077659 | 0.1122
| WECC_New Mexico | Texas | 48 |  | 0 |  |  | New | 0 | 0 | 0 | Landfill Gas | [5 empty] | Non-Fossil |  | 2030 | LF Gas |  | 0.000823 | 0.0011156 | 0.0013957 | 0.0033343 | 0 | 0 | 0 | 0 | 0 | 0 | 0 | 0 | 0 | 0 | 0 | 0 | 0.096675 | 0.13105 | 0.16394 | 0.39167 | 0.047428 | 0.064292 | 0.080431 | 0.19215 | 0 | 0 | 0 | 0 | 3.7035e-05 | 5.0203e-05 | 6.2805e-05 | 0.00015004 | 0 | 0 | 0 | 0 | 0 | 0 | 0 | 0 | 0.00099164 | 0.00059455 | 0.00080594 | 0.0010083 | 0.0024087 | 0 | 0 | 0 | 0 | 0.0038357 | 0.04973
| WECC_New Mexico | Texas | 48 |  | 0 |  |  | New | 0 | 0 | 0 | Landfill Gas | [5 empty] | Non-Fossil |  | 2030 | LF Gas |  | 0.000823 | 0.0011156 | 0.0013957 | 0.0033343 | 0 | 0 | 0 | 0 | 0 | 0 | 0 | 0 | 0 | 0 | 0 | 0 | 0.096675 | 0.13105 | 0.16394 | 0.39167 | 0.047428 | 0.064292 | 0.080431 | 0.19215 | 0 | 0 | 0 | 0 | 3.7035e-05 | 5.0203e-05 | 6.2805e-05 | 0.00015004 | 0 | 0 | 0 | 0 | 0 | 0 | 0 | 0 | 0.00099164 | 0.00059455 | 0.00080594 | 0.0010083 | 0.0024087 | 0 | 0 | 0 | 0 | 0.0054964 | 0.04973
| MISO_WOTAB (including Western) | Texas | 48 |  | 0 |  |  | New | 0 | 0 | 0 | Landfill Gas | [5 empty] | Non-Fossil |  | 2030 | LF Gas |  | 0.012556 | 0.017021 | 0.021346 | 0.050923 | 0 | 0 | 0 | 0 | 0 | 0 | 0 | 0 | 0 | 0 | 0 | 0 | 1.475 | 1.9994 | 2.5074 | 5.9818 | 0.72361 | 0.98089 | 1.2301 | 2.9346 | 0 | 0 | 0 | 0 | 0.00056504 | 0.00076594 | 0.00096056 | 0.0022915 | 0 | 0 | 0 | 0 | 0 | 0 | 0 | 0 | 0.015129 | 0.0090709 | 0.012296 | 0.015421 | 0.036788 | 0 | 0 | 0 | 0 | 0.053688 | 0.75872
| MISO_WOTAB (including Western) | Texas | 48 |  | 0 |  |  | New | 0 | 0 | 0 | Landfill Gas | [5 empty] | Non-Fossil |  | 2030 | LF Gas |  | 0.02009 | 0.027233 | 0.034153 | 0.081477 | 0 | 0 | 0 | 0 | 0 | 0 | 0 | 0 | 0 | 0 | 0 | 0 | 2.3599 | 3.199 | 4.0119 | 9.5709 | 1.1578 | 1.5694 | 1.9682 | 4.6954 | 0 | 0 | 0 | 0 | 0.00090406 | 0.0012255 | 0.0015369 | 0.0036664 | 0 | 0 | 0 | 0 | 0 | 0 | 0 | 0 | 0.024207 | 0.014513 | 0.019674 | 0.024673 | 0.05886 | 0 | 0 | 0 | 0 | 0.12443 | 1.214
| ERCOT_Rest | Texas | 48 |  | 0 |  |  | New | 0 | 0 | 0 | New Battery Storage | [5 empty] | Non-Fossil |  | 2030 | EnerStor |  | 0 | 0 | 0 | 0 | 0 | 0 | 0 | 0 | 0 | 0 | 0 | 0 | 0 | 0 | 0 | 0 | 1260.1472 | 1708.1995 | 2142.2502 | 5110.5968 | 0 | 0 | 0 | 0 | 0 | 0 | 0 | 0 | 0 | 0 | 0 | 0 | 0 | 0 | 0 | 0 | 0 | 0 | 0 | 0 | 51.4622 | 0 | 0 | 0 | 0 | 0 | 0 | 0 | 0 | 274.8364 | 3500.4088
| ERCOT_West | Texas | 48 |  | 0 |  |  | New | 0 | 0 | 0 | New Battery Storage | [5 empty] | Non-Fossil |  | 2030 | EnerStor |  | 0 | 0 | 0 | 0 | 0 | 0 | 0 | 0 | 0 | 0 | 0 | 0 | 0 | 0 | 0 | 0 | 353.467 | 479.1442 | 600.8939 | 1433.5051 | 0 | 0 | 0 | 0 | 0 | 0 | 0 | 0 | 0 | 0 | 0 | 0 | 0 | 0 | 0 | 0 | 0 | 0 | 0 | 0 | 14.435 | 0 | 0 | 0 | 0 | 0 | 0 | 0 | 0 | 78.0696 | 981.8528
| SPP SPS (Texas Panhandle) | Texas | 48 |  | 0 |  |  | New | 0 | 0 | 0 | New Battery Storage | [5 empty] | Non-Fossil |  | 2030 | EnerStor |  | 0 | 0 | 0 | 0 | 0 | 0 | 0 | 0 | 0 | 0 | 0 | 0 | 0 | 0 | 0 | 0 | 19.8 | 26.84 | 33.66 | 80.3 | 0 | 0 | 0 | 0 | 0 | 0 | 0 | 0 | 0 | 0 | 0 | 0 | 0 | 0 | 0 | 0 | 0 | 0 | 0 | 0 | 0.8086 | 0 | 0 | 0 | 0 | 0 | 0 | 0 | 0 | 4.5885 | 55
| WECC_New Mexico | Texas | 48 |  | 0 |  |  | New | 0 | 0 | 0 | New Battery Storage | [5 empty] | Non-Fossil |  | 2030 | EnerStor |  | 0 | 0 | 0 | 0 | 0 | 0 | 0 | 0 | 0 | 0 | 0 | 0 | 0 | 0 | 0 | 0 | 205.464 | 303.217 | 380.2639 | 888.9449 | 0 | 0 | 0 | 0 | 0 | 0 | 0 | 0 | 0 | 0 | 0 | 0 | 0 | 0 | 0 | 0 | 0 | 0 | 0 | 0 | 9.1349 | 0 | 0 | 0 | 0 | 0 | 0 | 0 | 0 | 51.8255 | 621.3463
| ERCOT_Rest | Texas | 48 |  | 0 |  |  | New | 0 | 0 | 0 | Onshore Wind | [5 empty] | Non-Fossil |  | 2030 | Wind |  | 0 | 0 | 0 | 0 | 0 | 0 | 0 | 0 | 0 | 0 | 0 | 0 | 0 | 0 | 0 | 0 | 3426.9907 | 4718.4307 | 5579.9316 | 13725.353 | 0 | 0 | 0 | 0 | 0 | 0 | 0 | 0 | 0 | 0 | 0 | 0 | 0 | 0 | 0 | 0 | 0 | 0 | 0 | 0 | 98.6598 | 0 | 0 | 0 | 0 | 0 | 0 | 0 | 0 | 47.908 | 2979.9821
| ERCOT_West | Texas | 48 |  | 0 |  |  | New | 0 | 0 | 0 | Onshore Wind | [5 empty] | Non-Fossil |  | 2030 | Wind |  | 0 | 0 | 0 | 0 | 0 | 0 | 0 | 0 | 0 | 0 | 0 | 0 | 0 | 0 | 0 | 0 | 279.9054 | 390.9619 | 485.4851 | 1156.3525 | 0 | 0 | 0 | 0 | 0 | 0 | 0 | 0 | 0 | 0 | 0 | 0 | 0 | 0 | 0 | 0 | 0 | 0 | 0 | 0 | 7.843 | 0 | 0 | 0 | 0 | 0 | 0 | 0 | 0 | 1.3768 | 236.8943
| ERCOT_West | Texas | 48 |  | 0 |  |  | New | 0 | 0 | 0 | Onshore Wind | [5 empty] | Non-Fossil |  | 2030 | Wind |  | 0 | 0 | 0 | 0 | 0 | 0 | 0 | 0 | 0 | 0 | 0 | 0 | 0 | 0 | 0 | 0 | 823.4312 | 1150.1393 | 1428.2096 | 3401.7801 | 0 | 0 | 0 | 0 | 0 | 0 | 0 | 0 | 0 | 0 | 0 | 0 | 0 | 0 | 0 | 0 | 0 | 0 | 0 | 0 | 23.0726 | 0 | 0 | 0 | 0 | 0 | 0 | 0 | 0 | 4.1261 | 696.9002
| ERCOT_West | Texas | 48 |  | 0 |  |  | New | 0 | 0 | 0 | Onshore Wind | [5 empty] | Non-Fossil |  | 2030 | Wind |  | 0 | 0 | 0 | 0 | 0 | 0 | 0 | 0 | 0 | 0 | 0 | 0 | 0 | 0 | 0 | 0 | 891.375 | 1245.0406 | 1546.0554 | 3682.4709 | 0 | 0 | 0 | 0 | 0 | 0 | 0 | 0 | 0 | 0 | 0 | 0 | 0 | 0 | 0 | 0 | 0 | 0 | 0 | 0 | 24.9764 | 0 | 0 | 0 | 0 | 0 | 0 | 0 | 0 | 4.4777 | 754.4034
| ERCOT_West | Texas | 48 |  | 0 |  |  | New | 0 | 0 | 0 | Onshore Wind | [5 empty] | Non-Fossil |  | 2030 | Wind |  | 0 | 0 | 0 | 0 | 0 | 0 | 0 | 0 | 0 | 0 | 0 | 0 | 0 | 0 | 0 | 0 | 820.677 | 1146.2923 | 1423.4326 | 3390.4019 | 0 | 0 | 0 | 0 | 0 | 0 | 0 | 0 | 0 | 0 | 0 | 0 | 0 | 0 | 0 | 0 | 0 | 0 | 0 | 0 | 22.9954 | 0 | 0 | 0 | 0 | 0 | 0 | 0 | 0 | 4.1462 | 694.5692
| ERCOT_West | Texas | 48 |  | 0 |  |  | New | 0 | 0 | 0 | Onshore Wind | [5 empty] | Non-Fossil |  | 2030 | Wind |  | 0 | 0 | 0 | 0 | 0 | 0 | 0 | 0 | 0 | 0 | 0 | 0 | 0 | 0 | 0 | 0 | 1047.1041 | 1462.5575 | 1816.1616 | 4325.8232 | 0 | 0 | 0 | 0 | 0 | 0 | 0 | 0 | 0 | 0 | 0 | 0 | 0 | 0 | 0 | 0 | 0 | 0 | 0 | 0 | 29.34 | 0 | 0 | 0 | 0 | 0 | 0 | 0 | 0 | 5.3072 | 886.2028
| ERCOT_West | Texas | 48 |  | 0 |  |  | New | 0 | 0 | 0 | Onshore Wind | [5 empty] | Non-Fossil |  | 2030 | Wind |  | 0 | 0 | 0 | 0 | 0 | 0 | 0 | 0 | 0 | 0 | 0 | 0 | 0 | 0 | 0 | 0 | 601.4262 | 840.0506 | 1043.1505 | 2484.6274 | 0 | 0 | 0 | 0 | 0 | 0 | 0 | 0 | 0 | 0 | 0 | 0 | 0 | 0 | 0 | 0 | 0 | 0 | 0 | 0 | 17.3669 | 0 | 0 | 0 | 0 | 0 | 0 | 0 | 0 | 6.0186 | 524.562
| SPP SPS (Texas Panhandle) | Texas | 48 |  | 0 |  |  | New | 0 | 0 | 0 | Onshore Wind | [5 empty] | Non-Fossil |  | 2030 | Wind |  | 0 | 0 | 0 | 0 | 0 | 0 | 0 | 0 | 0 | 0 | 0 | 0 | 0 | 0 | 0 | 0 | 527.604 | 727.2184 | 929.3962 | 2184.2186 | 0 | 0 | 0 | 0 | 0 | 0 | 0 | 0 | 0 | 0 | 0 | 0 | 0 | 0 | 0 | 0 | 0 | 0 | 0 | 0 | 15.006 | 0 | 0 | 0 | 0 | 0 | 0 | 0 | 0 | 3.9845 | 453.2493
| SPP SPS (Texas Panhandle) | Texas | 48 |  | 0 |  |  | New | 0 | 0 | 0 | Onshore Wind | [5 empty] | Non-Fossil |  | 2030 | Wind |  | 0 | 0 | 0 | 0 | 0 | 0 | 0 | 0 | 0 | 0 | 0 | 0 | 0 | 0 | 0 | 0 | 608.7353 | 839.0451 | 1072.3124 | 2520.0929 | 0 | 0 | 0 | 0 | 0 | 0 | 0 | 0 | 0 | 0 | 0 | 0 | 0 | 0 | 0 | 0 | 0 | 0 | 0 | 0 | 17.8425 | 0 | 0 | 0 | 0 | 0 | 0 | 0 | 0 | 7.8823 | 538.9257
| SPP SPS (Texas Panhandle) | Texas | 48 |  | 0 |  |  | New | 0 | 0 | 0 | Onshore Wind | [5 empty] | Non-Fossil |  | 2030 | Wind |  | 0 | 0 | 0 | 0 | 0 | 0 | 0 | 0 | 0 | 0 | 0 | 0 | 0 | 0 | 0 | 0 | 1162.208 | 1601.9195 | 2047.2774 | 4811.4049 | 0 | 0 | 0 | 0 | 0 | 0 | 0 | 0 | 0 | 0 | 0 | 0 | 0 | 0 | 0 | 0 | 0 | 0 | 0 | 0 | 33.0552 | 0 | 0 | 0 | 0 | 0 | 0 | 0 | 0 | 9.23 | 998.4193
| SPP SPS (Texas Panhandle) | Texas | 48 |  | 0 |  |  | New | 0 | 0 | 0 | Onshore Wind | [5 empty] | Non-Fossil |  | 2030 | Wind |  | 0 | 0 | 0 | 0 | 0 | 0 | 0 | 0 | 0 | 0 | 0 | 0 | 0 | 0 | 0 | 0 | 1101.8152 | 1518.6776 | 1940.893 | 4561.3859 | 0 | 0 | 0 | 0 | 0 | 0 | 0 | 0 | 0 | 0 | 0 | 0 | 0 | 0 | 0 | 0 | 0 | 0 | 0 | 0 | 31.3375 | 0 | 0 | 0 | 0 | 0 | 0 | 0 | 0 | 8.8988 | 946.5376
| ERCOT_Panhandle | Texas | 48 |  | 0 |  |  | New | 0 | 0 | 0 | Onshore Wind | [5 empty] | Non-Fossil |  | 2030 | Wind |  | 0 | 0 | 0 | 0 | 0 | 0 | 0 | 0 | 0 | 0 | 0 | 0 | 0 | 0 | 0 | 0 | 161.5485 | 223.4887 | 268.2303 | 653.2675 | 0 | 0 | 0 | 0 | 0 | 0 | 0 | 0 | 0 | 0 | 0 | 0 | 0 | 0 | 0 | 0 | 0 | 0 | 0 | 0 | 4.6978 | 0 | 0 | 0 | 0 | 0 | 0 | 0 | 0 | 2.1266 | 141.8945
| MISO_WOTAB (including Western) | Texas | 48 |  | 0 |  |  | New | 0 | 0 | 0 | Onshore Wind | [5 empty] | Non-Fossil |  | 2030 | Wind |  | 0 | 0 | 0 | 0 | 0 | 0 | 0 | 0 | 0 | 0 | 0 | 0 | 0 | 0 | 0 | 0 | 973.3937 | 1275.2004 | 843.4646 | 3092.0586 | 0 | 0 | 0 | 0 | 0 | 0 | 0 | 0 | 0 | 0 | 0 | 0 | 0 | 0 | 0 | 0 | 0 | 0 | 0 | 0 | 29.5107 | 0 | 0 | 0 | 0 | 0 | 0 | 0 | 0 | 28.3403 | 891.3605
| ERCOT_Panhandle | Texas | 48 |  | 0 |  |  | New | 0 | 0 | 0 | Onshore Wind | [5 empty] | Non-Fossil |  | 2030 | Wind |  | 0 | 0 | 0 | 0 | 0 | 0 | 0 | 0 | 0 | 0 | 0 | 0 | 0 | 0 | 0 | 0 | 226.2896 | 312.1862 | 393.5489 | 932.0247 | 0 | 0 | 0 | 0 | 0 | 0 | 0 | 0 | 0 | 0 | 0 | 0 | 0 | 0 | 0 | 0 | 0 | 0 | 0 | 0 | 6.5707 | 0 | 0 | 0 | 0 | 0 | 0 | 0 | 0 | 2.9062 | 198.4642
| ERCOT_Panhandle | Texas | 48 |  | 0 |  |  | New | 0 | 0 | 0 | Onshore Wind | [5 empty] | Non-Fossil |  | 2030 | Wind |  | 0 | 0 | 0 | 0 | 0 | 0 | 0 | 0 | 0 | 0 | 0 | 0 | 0 | 0 | 0 | 0 | 188.241 | 259.6949 | 327.3772 | 775.3131 | 0 | 0 | 0 | 0 | 0 | 0 | 0 | 0 | 0 | 0 | 0 | 0 | 0 | 0 | 0 | 0 | 0 | 0 | 0 | 0 | 5.4659 | 0 | 0 | 0 | 0 | 0 | 0 | 0 | 0 | 2.437 | 165.0942
| ERCOT_Panhandle | Texas | 48 |  | 0 |  |  | New | 0 | 0 | 0 | Onshore Wind | [5 empty] | Non-Fossil |  | 2030 | Wind |  | 0 | 0 | 0 | 0 | 0 | 0 | 0 | 0 | 0 | 0 | 0 | 0 | 0 | 0 | 0 | 0 | 94.1205 | 129.8474 | 163.6886 | 387.6566 | 0 | 0 | 0 | 0 | 0 | 0 | 0 | 0 | 0 | 0 | 0 | 0 | 0 | 0 | 0 | 0 | 0 | 0 | 0 | 0 | 2.7329 | 0 | 0 | 0 | 0 | 0 | 0 | 0 | 0 | 1.2185 | 82.5471
| ERCOT_Rest | Texas | 48 |  | 0 |  |  | New | 0 | 0 | 0 | Onshore Wind | [5 empty] | Non-Fossil |  | 2030 | Wind |  | 0 | 0 | 0 | 0 | 0 | 0 | 0 | 0 | 0 | 0 | 0 | 0 | 0 | 0 | 0 | 0 | 682.6628 | 939.92 | 1111.5325 | 2734.1152 | 0 | 0 | 0 | 0 | 0 | 0 | 0 | 0 | 0 | 0 | 0 | 0 | 0 | 0 | 0 | 0 | 0 | 0 | 0 | 0 | 19.6532 | 0 | 0 | 0 | 0 | 0 | 0 | 0 | 0 | 9.7273 | 593.6179
| ERCOT_West | Texas | 48 |  | 0 |  |  | New | 0 | 0 | 0 | Onshore Wind | [5 empty] | Non-Fossil |  | 2030 | Wind |  | 0 | 0 | 0 | 0 | 0 | 0 | 0 | 0 | 0 | 0 | 0 | 0 | 0 | 0 | 0 | 0 | 855.0547 | 1188.0213 | 1542.2303 | 3585.3064 | 0 | 0 | 0 | 0 | 0 | 0 | 0 | 0 | 0 | 0 | 0 | 0 | 0 | 0 | 0 | 0 | 0 | 0 | 0 | 0 | 23.8036 | 0 | 0 | 0 | 0 | 0 | 0 | 0 | 0 | 5.6044 | 718.9803
| ERCOT_West | Texas | 48 |  | 0 |  |  | New | 0 | 0 | 0 | Onshore Wind | [5 empty] | Non-Fossil |  | 2030 | Wind |  | 0 | 0 | 0 | 0 | 0 | 0 | 0 | 0 | 0 | 0 | 0 | 0 | 0 | 0 | 0 | 0 | 996.7563 | 1384.9029 | 1797.8121 | 4179.4713 | 0 | 0 | 0 | 0 | 0 | 0 | 0 | 0 | 0 | 0 | 0 | 0 | 0 | 0 | 0 | 0 | 0 | 0 | 0 | 0 | 27.7484 | 0 | 0 | 0 | 0 | 0 | 0 | 0 | 0 | 6.737 | 838.1313
| ERCOT_West | Texas | 48 |  | 0 |  |  | New | 0 | 0 | 0 | Onshore Wind | [5 empty] | Non-Fossil |  | 2030 | Wind |  | 0 | 0 | 0 | 0 | 0 | 0 | 0 | 0 | 0 | 0 | 0 | 0 | 0 | 0 | 0 | 0 | 991.174 | 1377.1467 | 1787.7435 | 4156.0642 | 0 | 0 | 0 | 0 | 0 | 0 | 0 | 0 | 0 | 0 | 0 | 0 | 0 | 0 | 0 | 0 | 0 | 0 | 0 | 0 | 27.593 | 0 | 0 | 0 | 0 | 0 | 0 | 0 | 0 | 6.8698 | 833.4373
| ERCOT_West | Texas | 48 |  | 0 |  |  | New | 0 | 0 | 0 | Onshore Wind | [5 empty] | Non-Fossil |  | 2030 | Wind |  | 0 | 0 | 0 | 0 | 0 | 0 | 0 | 0 | 0 | 0 | 0 | 0 | 0 | 0 | 0 | 0 | 917.8764 | 1275.3064 | 1655.5394 | 3848.7222 | 0 | 0 | 0 | 0 | 0 | 0 | 0 | 0 | 0 | 0 | 0 | 0 | 0 | 0 | 0 | 0 | 0 | 0 | 0 | 0 | 25.5525 | 0 | 0 | 0 | 0 | 0 | 0 | 0 | 0 | 6.4831 | 771.8044
| ERCOT_West | Texas | 48 |  | 0 |  |  | New | 0 | 0 | 0 | Onshore Wind | [5 empty] | Non-Fossil |  | 2030 | Wind |  | 0 | 0 | 0 | 0 | 0 | 0 | 0 | 0 | 0 | 0 | 0 | 0 | 0 | 0 | 0 | 0 | 978.6799 | 1359.7874 | 1765.2085 | 4103.6758 | 0 | 0 | 0 | 0 | 0 | 0 | 0 | 0 | 0 | 0 | 0 | 0 | 0 | 0 | 0 | 0 | 0 | 0 | 0 | 0 | 27.2452 | 0 | 0 | 0 | 0 | 0 | 0 | 0 | 0 | 7.141 | 822.9316
| ERCOT_West | Texas | 48 |  | 0 |  |  | New | 0 | 0 | 0 | Onshore Wind | [5 empty] | Non-Fossil |  | 2030 | Wind |  | 0 | 0 | 0 | 0 | 0 | 0 | 0 | 0 | 0 | 0 | 0 | 0 | 0 | 0 | 0 | 0 | 1695.1157 | 2355.2102 | 3057.417 | 7107.7429 | 0 | 0 | 0 | 0 | 0 | 0 | 0 | 0 | 0 | 0 | 0 | 0 | 0 | 0 | 0 | 0 | 0 | 0 | 0 | 0 | 47.1899 | 0 | 0 | 0 | 0 | 0 | 0 | 0 | 0 | 13.7948 | 1425.353
| SPP SPS (Texas Panhandle) | Texas | 48 |  | 0 |  |  | New | 0 | 0 | 0 | Onshore Wind | [5 empty] | Non-Fossil |  | 2030 | Wind |  | 0 | 0 | 0 | 0 | 0 | 0 | 0 | 0 | 0 | 0 | 0 | 0 | 0 | 0 | 0 | 0 | 399.0348 | 536.1358 | 678.0765 | 1613.2471 | 0 | 0 | 0 | 0 | 0 | 0 | 0 | 0 | 0 | 0 | 0 | 0 | 0 | 0 | 0 | 0 | 0 | 0 | 0 | 0 | 10.8617 | 0 | 0 | 0 | 0 | 0 | 0 | 0 | 0 | 3.6768 | 328.0743
| ERCOT_West | Texas | 48 |  | 0 |  |  | New | 0 | 0 | 0 | Onshore Wind | [5 empty] | Non-Fossil |  | 2030 | Wind |  | 0 | 0 | 0 | 0 | 0 | 0 | 0 | 0 | 0 | 0 | 0 | 0 | 0 | 0 | 0 | 0 | 7007.5522 | 9787.898 | 12154.3281 | 28949.7783 | 0 | 0 | 0 | 0 | 0 | 0 | 0 | 0 | 0 | 0 | 0 | 0 | 0 | 0 | 0 | 0 | 0 | 0 | 0 | 0 | 196.3523 | 0 | 0 | 0 | 0 | 0 | 0 | 0 | 0 | 43.5271 | 5930.7494
| MISO_WOTAB (including Western) | Texas | 48 |  | 0 |  |  | New | 0 | 0 | 0 | Onshore Wind | [5 empty] | Non-Fossil |  | 2030 | Wind |  | 0 | 0 | 0 | 0 | 0 | 0 | 0 | 0 | 0 | 0 | 0 | 0 | 0 | 0 | 0 | 0 | 981.0538 | 1285.2356 | 850.1022 | 3116.3917 | 0 | 0 | 0 | 0 | 0 | 0 | 0 | 0 | 0 | 0 | 0 | 0 | 0 | 0 | 0 | 0 | 0 | 0 | 0 | 0 | 29.743 | 0 | 0 | 0 | 0 | 0 | 0 | 0 | 0 | 30.9366 | 898.375
| SPP SPS (Texas Panhandle) | Texas | 48 |  | 0 |  |  | New | 0 | 0 | 0 | Onshore Wind | [5 empty] | Non-Fossil |  | 2030 | Wind |  | 0 | 0 | 0 | 0 | 0 | 0 | 0 | 0 | 0 | 0 | 0 | 0 | 0 | 0 | 0 | 0 | 1061.6923 | 1463.3745 | 1870.2148 | 4395.2816 | 0 | 0 | 0 | 0 | 0 | 0 | 0 | 0 | 0 | 0 | 0 | 0 | 0 | 0 | 0 | 0 | 0 | 0 | 0 | 0 | 30.1963 | 0 | 0 | 0 | 0 | 0 | 0 | 0 | 0 | 8.6836 | 912.0692
| SPP SPS (Texas Panhandle) | Texas | 48 |  | 0 |  |  | New | 0 | 0 | 0 | Onshore Wind | [5 empty] | Non-Fossil |  | 2030 | Wind |  | 0 | 0 | 0 | 0 | 0 | 0 | 0 | 0 | 0 | 0 | 0 | 0 | 0 | 0 | 0 | 0 | 1224.9809 | 1688.442 | 2157.8545 | 5071.2774 | 0 | 0 | 0 | 0 | 0 | 0 | 0 | 0 | 0 | 0 | 0 | 0 | 0 | 0 | 0 | 0 | 0 | 0 | 0 | 0 | 34.8405 | 0 | 0 | 0 | 0 | 0 | 0 | 0 | 0 | 10.1302 | 1052.3457
| ERCOT_Rest | Texas | 48 |  | 0 |  |  | New | 0 | 0 | 0 | Solar | [5 empty] | Non-Fossil |  | 2030 | Solar-DER |  | 0 | 0 | 0 | 0 | 0 | 0 | 0 | 0 | 0 | 0 | 0 | 0 | 0 | 0 | 0 | 0 | 467.0758 | 870.3519 | 1593.7253 | 2931.1529 | 0 | 0 | 0 | 0 | 0 | 0 | 0 | 0 | 0 | 0 | 0 | 0 | 0 | 0 | 0 | 0 | 0 | 0 | 0 | 0 | 0 | 0 | 0 | 0 | 0 | 0 | 0 | 0 | 0 | 0 | 1832.4415
| ERCOT_West | Texas | 48 |  | 0 |  |  | New | 0 | 0 | 0 | Solar | [5 empty] | Non-Fossil |  | 2030 | Solar-DER |  | 0 | 0 | 0 | 0 | 0 | 0 | 0 | 0 | 0 | 0 | 0 | 0 | 0 | 0 | 0 | 0 | 44.7698 | 80.4133 | 133.057 | 258.2401 | 0 | 0 | 0 | 0 | 0 | 0 | 0 | 0 | 0 | 0 | 0 | 0 | 0 | 0 | 0 | 0 | 0 | 0 | 0 | 0 | 0 | 0 | 0 | 0 | 0 | 0 | 0 | 0 | 0 | 0 | 161.4415
| MISO_WOTAB (including Western) | Texas | 48 |  | 0 |  |  | New | 0 | 0 | 0 | Solar | [5 empty] | Non-Fossil |  | 2030 | Solar-DER |  | 0 | 0 | 0 | 0 | 0 | 0 | 0 | 0 | 0 | 0 | 0 | 0 | 0 | 0 | 0 | 0 | 21.6835 | 46.2108 | 77.3835 | 145.2778 | 0 | 0 | 0 | 0 | 0 | 0 | 0 | 0 | 0 | 0 | 0 | 0 | 0 | 0 | 0 | 0 | 0 | 0 | 0 | 0 | 0 | 0 | 0 | 0 | 0 | 0 | 0 | 0 | 0 | 0 | 91.3434
| SPP SPS (Texas Panhandle) | Texas | 48 |  | 0 |  |  | New | 0 | 0 | 0 | Solar | [5 empty] | Non-Fossil |  | 2030 | Solar-DER |  | 0 | 0 | 0 | 0 | 0 | 0 | 0 | 0 | 0 | 0 | 0 | 0 | 0 | 0 | 0 | 0 | 40.1232 | 70.5873 | 113.991 | 224.7014 | 0 | 0 | 0 | 0 | 0 | 0 | 0 | 0 | 0 | 0 | 0 | 0 | 0 | 0 | 0 | 0 | 0 | 0 | 0 | 0 | 0 | 0 | 0 | 0 | 0 | 0 | 0 | 0 | 0 | 0 | 139.5744
| SPP West (Oklahoma, Arkansas, Louisiana) | Texas | 48 |  | 0 |  |  | New | 0 | 0 | 0 | Solar | [5 empty] | Non-Fossil |  | 2030 | Solar-DER |  | 0 | 0 | 0 | 0 | 0 | 0 | 0 | 0 | 0 | 0 | 0 | 0 | 0 | 0 | 0 | 0 | 12.144 | 26.3658 | 43.298 | 81.8078 | 0 | 0 | 0 | 0 | 0 | 0 | 0 | 0 | 0 | 0 | 0 | 0 | 0 | 0 | 0 | 0 | 0 | 0 | 0 | 0 | 0 | 0 | 0 | 0 | 0 | 0 | 0 | 0 | 0 | 0 | 50.8153
| WECC_New Mexico | Texas | 48 |  | 0 |  |  | New | 0 | 0 | 0 | Solar | [5 empty] | Non-Fossil |  | 2030 | Solar-DER |  | 0 | 0 | 0 | 0 | 0 | 0 | 0 | 0 | 0 | 0 | 0 | 0 | 0 | 0 | 0 | 0 | 61.73 | 112.2343 | 174.6652 | 348.6295 | 0 | 0 | 0 | 0 | 0 | 0 | 0 | 0 | 0 | 0 | 0 | 0 | 0 | 0 | 0 | 0 | 0 | 0 | 0 | 0 | 0 | 0 | 0 | 0 | 0 | 0 | 0 | 0 | 0 | 0 | 216.0903
| ERCOT_Rest | Texas | 48 |  | 0 |  |  | New | 0 | 0 | 0 | Solar PV | [5 empty] | Non-Fossil |  | 2030 | Solar |  | 0 | 0 | 0 | 0 | 0 | 0 | 0 | 0 | 0 | 0 | 0 | 0 | 0 | 0 | 0 | 0 | 930.223 | 1724.7596 | 3087.5698 | 5742.5525 | 0 | 0 | 0 | 0 | 0 | 0 | 0 | 0 | 0 | 0 | 0 | 0 | 0 | 0 | 0 | 0 | 0 | 0 | 0 | 0 | 36.2238 | 0 | 0 | 0 | 0 | 0 | 0 | 0 | 0 | 76.781 | 2417.097
| ERCOT_Rest | Texas | 48 |  | 0 |  |  | New | 0 | 0 | 0 | Solar PV | [5 empty] | Non-Fossil |  | 2030 | Solar |  | 0 | 0 | 0 | 0 | 0 | 0 | 0 | 0 | 0 | 0 | 0 | 0 | 0 | 0 | 0 | 0 | 1214.1188 | 2251.141 | 4029.8687 | 7495.1286 | 0 | 0 | 0 | 0 | 0 | 0 | 0 | 0 | 0 | 0 | 0 | 0 | 0 | 0 | 0 | 0 | 0 | 0 | 0 | 0 | 47.2789 | 0 | 0 | 0 | 0 | 0 | 0 | 0 | 0 | 100.3999 | 3154.7736
| ERCOT_Rest | Texas | 48 |  | 0 |  |  | New | 0 | 0 | 0 | Solar PV | [5 empty] | Non-Fossil |  | 2030 | Solar |  | 0 | 0 | 0 | 0 | 0 | 0 | 0 | 0 | 0 | 0 | 0 | 0 | 0 | 0 | 0 | 0 | 1170.4911 | 2170.2491 | 3885.0606 | 7225.8008 | 0 | 0 | 0 | 0 | 0 | 0 | 0 | 0 | 0 | 0 | 0 | 0 | 0 | 0 | 0 | 0 | 0 | 0 | 0 | 0 | 45.58 | 0 | 0 | 0 | 0 | 0 | 0 | 0 | 0 | 96.9164 | 3041.4109
| ERCOT_Rest | Texas | 48 |  | 0 |  |  | New | 0 | 0 | 0 | Solar PV | [5 empty] | Non-Fossil |  | 2030 | Solar |  | 0 | 0 | 0 | 0 | 0 | 0 | 0 | 0 | 0 | 0 | 0 | 0 | 0 | 0 | 0 | 0 | 544.3794 | 1009.3531 | 1806.8885 | 3360.621 | 0 | 0 | 0 | 0 | 0 | 0 | 0 | 0 | 0 | 0 | 0 | 0 | 0 | 0 | 0 | 0 | 0 | 0 | 0 | 0 | 21.1986 | 0 | 0 | 0 | 0 | 0 | 0 | 0 | 0 | 45.1311 | 1414.5185
| ERCOT_West | Texas | 48 |  | 0 |  |  | New | 0 | 0 | 0 | Solar PV | [5 empty] | Non-Fossil |  | 2030 | Solar |  | 0 | 0 | 0 | 0 | 0 | 0 | 0 | 0 | 0 | 0 | 0 | 0 | 0 | 0 | 0 | 0 | 282.5929 | 510.4798 | 845.9179 | 1638.9906 | 0 | 0 | 0 | 0 | 0 | 0 | 0 | 0 | 0 | 0 | 0 | 0 | 0 | 0 | 0 | 0 | 0 | 0 | 0 | 0 | 9.4671 | 0 | 0 | 0 | 0 | 0 | 0 | 0 | 0 | 17.5365 | 631.711
| ERCOT_West | Texas | 48 |  | 0 |  |  | New | 0 | 0 | 0 | Solar PV | [5 empty] | Non-Fossil |  | 2030 | Solar |  | 0 | 0 | 0 | 0 | 0 | 0 | 0 | 0 | 0 | 0 | 0 | 0 | 0 | 0 | 0 | 0 | 303.2427 | 539.3278 | 879.1759 | 1721.7464 | 0 | 0 | 0 | 0 | 0 | 0 | 0 | 0 | 0 | 0 | 0 | 0 | 0 | 0 | 0 | 0 | 0 | 0 | 0 | 0 | 9.4593 | 0 | 0 | 0 | 0 | 0 | 0 | 0 | 0 | 16.2632 | 631.192
| ERCOT_West | Texas | 48 |  | 0 |  |  | New | 0 | 0 | 0 | Solar PV | [5 empty] | Non-Fossil |  | 2030 | Solar |  | 0 | 0 | 0 | 0 | 0 | 0 | 0 | 0 | 0 | 0 | 0 | 0 | 0 | 0 | 0 | 0 | 358.907 | 638.3287 | 1040.5605 | 2037.7962 | 0 | 0 | 0 | 0 | 0 | 0 | 0 | 0 | 0 | 0 | 0 | 0 | 0 | 0 | 0 | 0 | 0 | 0 | 0 | 0 | 11.1957 | 0 | 0 | 0 | 0 | 0 | 0 | 0 | 0 | 19.28 | 747.0558
| ERCOT_West | Texas | 48 |  | 0 |  |  | New | 0 | 0 | 0 | Solar PV | [5 empty] | Non-Fossil |  | 2030 | Solar |  | 0 | 0 | 0 | 0 | 0 | 0 | 0 | 0 | 0 | 0 | 0 | 0 | 0 | 0 | 0 | 0 | 358.907 | 638.3287 | 1040.5605 | 2037.7962 | 0 | 0 | 0 | 0 | 0 | 0 | 0 | 0 | 0 | 0 | 0 | 0 | 0 | 0 | 0 | 0 | 0 | 0 | 0 | 0 | 11.1957 | 0 | 0 | 0 | 0 | 0 | 0 | 0 | 0 | 19.28 | 747.0558
| ERCOT_West | Texas | 48 |  | 0 |  |  | New | 0 | 0 | 0 | Solar PV | [5 empty] | Non-Fossil |  | 2030 | Solar |  | 0 | 0 | 0 | 0 | 0 | 0 | 0 | 0 | 0 | 0 | 0 | 0 | 0 | 0 | 0 | 0 | 515.6885 | 917.1702 | 1495.1091 | 2927.9678 | 0 | 0 | 0 | 0 | 0 | 0 | 0 | 0 | 0 | 0 | 0 | 0 | 0 | 0 | 0 | 0 | 0 | 0 | 0 | 0 | 16.0864 | 0 | 0 | 0 | 0 | 0 | 0 | 0 | 0 | 27.7696 | 1073.3926
| ERCOT_West | Texas | 48 |  | 0 |  |  | New | 0 | 0 | 0 | Solar PV | [5 empty] | Non-Fossil |  | 2030 | Solar |  | 0 | 0 | 0 | 0 | 0 | 0 | 0 | 0 | 0 | 0 | 0 | 0 | 0 | 0 | 0 | 0 | 586.6961 | 1043.4596 | 1700.9775 | 3331.1332 | 0 | 0 | 0 | 0 | 0 | 0 | 0 | 0 | 0 | 0 | 0 | 0 | 0 | 0 | 0 | 0 | 0 | 0 | 0 | 0 | 18.3014 | 0 | 0 | 0 | 0 | 0 | 0 | 0 | 0 | 31.6424 | 1221.1929
| ERCOT_West | Texas | 48 |  | 0 |  |  | New | 0 | 0 | 0 | Solar PV | [5 empty] | Non-Fossil |  | 2030 | Solar |  | 0 | 0 | 0 | 0 | 0 | 0 | 0 | 0 | 0 | 0 | 0 | 0 | 0 | 0 | 0 | 0 | 57.2057 | 101.9165 | 169.3899 | 328.5121 | 0 | 0 | 0 | 0 | 0 | 0 | 0 | 0 | 0 | 0 | 0 | 0 | 0 | 0 | 0 | 0 | 0 | 0 | 0 | 0 | 1.8147 | 0 | 0 | 0 | 0 | 0 | 0 | 0 | 0 | 2.7758 | 121.0888
| ERCOT_West | Texas | 48 |  | 0 |  |  | New | 0 | 0 | 0 | Solar PV | [5 empty] | Non-Fossil |  | 2030 | Solar |  | 0 | 0 | 0 | 0 | 0 | 0 | 0 | 0 | 0 | 0 | 0 | 0 | 0 | 0 | 0 | 0 | 48.0512 | 85.607 | 142.2827 | 275.9409 | 0 | 0 | 0 | 0 | 0 | 0 | 0 | 0 | 0 | 0 | 0 | 0 | 0 | 0 | 0 | 0 | 0 | 0 | 0 | 0 | 1.5243 | 0 | 0 | 0 | 0 | 0 | 0 | 0 | 0 | 2.336 | 101.7112
| SPP SPS (Texas Panhandle) | Texas | 48 |  | 0 |  |  | New | 0 | 0 | 0 | Solar PV | [5 empty] | Non-Fossil |  | 2030 | Solar |  | 0 | 0 | 0 | 0 | 0 | 0 | 0 | 0 | 0 | 0 | 0 | 0 | 0 | 0 | 0 | 0 | 323.3885 | 567.618 | 892.4801 | 1783.4866 | 0 | 0 | 0 | 0 | 0 | 0 | 0 | 0 | 0 | 0 | 0 | 0 | 0 | 0 | 0 | 0 | 0 | 0 | 0 | 0 | 9.7412 | 0 | 0 | 0 | 0 | 0 | 0 | 0 | 0 | 17.0699 | 650
| ERCOT_Panhandle | Texas | 48 |  | 0 |  |  | New | 0 | 0 | 0 | Solar PV | [5 empty] | Non-Fossil |  | 2030 | Solar |  | 0 | 0 | 0 | 0 | 0 | 0 | 0 | 0 | 0 | 0 | 0 | 0 | 0 | 0 | 0 | 0 | 90.0948 | 158.6299 | 258.8499 | 507.5745 | 0 | 0 | 0 | 0 | 0 | 0 | 0 | 0 | 0 | 0 | 0 | 0 | 0 | 0 | 0 | 0 | 0 | 0 | 0 | 0 | 2.8797 | 0 | 0 | 0 | 0 | 0 | 0 | 0 | 0 | 5.2979 | 192.1502
| ERCOT_Panhandle | Texas | 48 |  | 0 |  |  | New | 0 | 0 | 0 | Solar PV | [5 empty] | Non-Fossil |  | 2030 | Solar |  | 0 | 0 | 0 | 0 | 0 | 0 | 0 | 0 | 0 | 0 | 0 | 0 | 0 | 0 | 0 | 0 | 92.8161 | 163.4213 | 266.6685 | 522.906 | 0 | 0 | 0 | 0 | 0 | 0 | 0 | 0 | 0 | 0 | 0 | 0 | 0 | 0 | 0 | 0 | 0 | 0 | 0 | 0 | 2.9666 | 0 | 0 | 0 | 0 | 0 | 0 | 0 | 0 | 5.4662 | 197.9542
| ERCOT_Panhandle | Texas | 48 |  | 0 |  |  | New | 0 | 0 | 0 | Solar PV | [5 empty] | Non-Fossil |  | 2030 | Solar |  | 0 | 0 | 0 | 0 | 0 | 0 | 0 | 0 | 0 | 0 | 0 | 0 | 0 | 0 | 0 | 0 | 85.5963 | 150.7095 | 245.9255 | 482.2313 | 0 | 0 | 0 | 0 | 0 | 0 | 0 | 0 | 0 | 0 | 0 | 0 | 0 | 0 | 0 | 0 | 0 | 0 | 0 | 0 | 2.7359 | 0 | 0 | 0 | 0 | 0 | 0 | 0 | 0 | 5.0481 | 182.5562
| ERCOT_Panhandle | Texas | 48 |  | 0 |  |  | New | 0 | 0 | 0 | Solar PV | [5 empty] | Non-Fossil |  | 2030 | Solar |  | 0 | 0 | 0 | 0 | 0 | 0 | 0 | 0 | 0 | 0 | 0 | 0 | 0 | 0 | 0 | 0 | 74.8512 | 131.7905 | 215.0537 | 421.6954 | 0 | 0 | 0 | 0 | 0 | 0 | 0 | 0 | 0 | 0 | 0 | 0 | 0 | 0 | 0 | 0 | 0 | 0 | 0 | 0 | 2.3924 | 0 | 0 | 0 | 0 | 0 | 0 | 0 | 0 | 4.4262 | 159.6394
| ERCOT_Panhandle | Texas | 48 |  | 0 |  |  | New | 0 | 0 | 0 | Solar PV | [5 empty] | Non-Fossil |  | 2030 | Solar |  | 0 | 0 | 0 | 0 | 0 | 0 | 0 | 0 | 0 | 0 | 0 | 0 | 0 | 0 | 0 | 0 | 48.0376 | 84.5799 | 138.0162 | 270.6338 | 0 | 0 | 0 | 0 | 0 | 0 | 0 | 0 | 0 | 0 | 0 | 0 | 0 | 0 | 0 | 0 | 0 | 0 | 0 | 0 | 1.5354 | 0 | 0 | 0 | 0 | 0 | 0 | 0 | 0 | 2.8406 | 102.4526
| ERCOT_Panhandle | Texas | 48 |  | 0 |  |  | New | 0 | 0 | 0 | Solar PV | [5 empty] | Non-Fossil |  | 2030 | Solar |  | 0 | 0 | 0 | 0 | 0 | 0 | 0 | 0 | 0 | 0 | 0 | 0 | 0 | 0 | 0 | 0 | 92.0952 | 162.5283 | 274.6797 | 529.3033 | 0 | 0 | 0 | 0 | 0 | 0 | 0 | 0 | 0 | 0 | 0 | 0 | 0 | 0 | 0 | 0 | 0 | 0 | 0 | 0 | 2.9111 | 0 | 0 | 0 | 0 | 0 | 0 | 0 | 0 | 5.175 | 194.2474
| ERCOT_Panhandle | Texas | 48 |  | 0 |  |  | New | 0 | 0 | 0 | Solar PV | [5 empty] | Non-Fossil |  | 2030 | Solar |  | 0 | 0 | 0 | 0 | 0 | 0 | 0 | 0 | 0 | 0 | 0 | 0 | 0 | 0 | 0 | 0 | 107.2902 | 186.1391 | 304.6923 | 598.1217 | 0 | 0 | 0 | 0 | 0 | 0 | 0 | 0 | 0 | 0 | 0 | 0 | 0 | 0 | 0 | 0 | 0 | 0 | 0 | 0 | 3.2495 | 0 | 0 | 0 | 0 | 0 | 0 | 0 | 0 | 4.9442 | 216.8261
| ERCOT_Panhandle | Texas | 48 |  | 0 |  |  | New | 0 | 0 | 0 | Solar PV | [5 empty] | Non-Fossil |  | 2030 | Solar |  | 0 | 0 | 0 | 0 | 0 | 0 | 0 | 0 | 0 | 0 | 0 | 0 | 0 | 0 | 0 | 0 | 87.2207 | 151.6365 | 256.939 | 495.7962 | 0 | 0 | 0 | 0 | 0 | 0 | 0 | 0 | 0 | 0 | 0 | 0 | 0 | 0 | 0 | 0 | 0 | 0 | 0 | 0 | 2.6131 | 0 | 0 | 0 | 0 | 0 | 0 | 0 | 0 | 3.8358 | 174.3666
| WECC_Utah | Utah | 49 |  | 0 |  |  | New | 0 | 0 | 0 | Combustion Turbine | [5 empty] | Fossil |  | 2030 | NaturalGas |  | 0.1472 | 0.00036708 | 0.33013 | 0.4777 | 0 | 0 | 0 | 0 | 0 | 0 | 0 | 0 | 0 | 0 | 0 | 0 | 14.861 | 0.03706 | 33.3298 | 48.2279 | 8.617 | 0.021489 | 19.3259 | 27.9644 | 1.0304e-08 | 2.5695e-11 | 2.3109e-08 | 3.3439e-08 | 0.00080959 | 2.0189e-06 | 0.0018157 | 0.0026273 | 0 | 0 | 0 | 0 | 0 | 0 | 0 | 0 | 0.14247 | 0.066309 | 0.00016536 | 0.14872 | 0.21519 | 0.43857 | 0.00086953 | 0.69495 | 1.1344 | 1.5314 | 20.5
| WECC_Utah | Utah | 49 |  | 0 |  |  | New | 0 | 0 | 0 | Landfill Gas | [5 empty] | Non-Fossil |  | 2030 | LF Gas |  | 0.061868 | 0.083866 | 0.094865 | 0.2406 | 0 | 0 | 0 | 0 | 0 | 0 | 0 | 0 | 0 | 0 | 0 | 0 | 7.2675 | 9.8515 | 11.1435 | 28.2626 | 3.5654 | 4.8331 | 5.467 | 13.8655 | 0 | 0 | 0 | 0 | 0.0027841 | 0.003774 | 0.0042689 | 0.010827 | 0 | 0 | 0 | 0 | 0 | 0 | 0 | 0 | 0.074546 | 0.044695 | 0.060586 | 0.068532 | 0.17381 | 0 | 0 | 0 | 0 | 0.28867 | 3.7384
| WECC_Utah | Utah | 49 |  | 0 |  |  | New | 0 | 0 | 0 | Landfill Gas | [5 empty] | Non-Fossil |  | 2030 | LF Gas |  | 0.092803 | 0.1258 | 0.1423 | 0.3609 | 0 | 0 | 0 | 0 | 0 | 0 | 0 | 0 | 0 | 0 | 0 | 0 | 10.9013 | 14.7773 | 16.7153 | 42.3938 | 5.3481 | 7.2497 | 8.2004 | 20.7982 | 0 | 0 | 0 | 0 | 0.0041761 | 0.005661 | 0.0064034 | 0.01624 | 0 | 0 | 0 | 0 | 0 | 0 | 0 | 0 | 0.11182 | 0.067042 | 0.09088 | 0.1028 | 0.26072 | 0 | 0 | 0 | 0 | 0.6204 | 5.6077
| WECC_Utah | Utah | 49 |  | 0 |  |  | New | 0 | 0 | 0 | Landfill Gas | [5 empty] | Non-Fossil |  | 2030 | LF Gas |  | 0.43546 | 0.59029 | 0.6677 | 1.6934 | 0 | 0 | 0 | 0 | 0 | 0 | 0 | 0 | 0 | 0 | 0 | 0 | 51.1521 | 69.3396 | 78.4333 | 198.9249 | 25.095 | 34.0177 | 38.479 | 97.5917 | 0 | 0 | 0 | 0 | 0.019596 | 0.026563 | 0.030047 | 0.076205 | 0 | 0 | 0 | 0 | 0 | 0 | 0 | 0 | 0.52469 | 0.31458 | 0.42643 | 0.48236 | 1.2234 | 0 | 0 | 0 | 0 | 4.8909 | 26.3128
| WECC_Utah | Utah | 49 |  | 0 |  |  | New | 0 | 0 | 0 | New Battery Storage | [5 empty] | Non-Fossil |  | 2030 | EnerStor |  | 0 | 0 | 0 | 0 | 0 | 0 | 0 | 0 | 0 | 0 | 0 | 0 | 0 | 0 | 0 | 0 | 426.0817 | 622.7631 | 781.0062 | 1829.851 | 0 | 0 | 0 | 0 | 0 | 0 | 0 | 0 | 0 | 0 | 0 | 0 | 0 | 0 | 0 | 0 | 0 | 0 | 0 | 0 | 18.7617 | 0 | 0 | 0 | 0 | 0 | 0 | 0 | 0 | 105.5971 | 1276.154
| WECC_Utah | Utah | 49 |  | 0 |  |  | New | 0 | 0 | 0 | Solar | [5 empty] | Non-Fossil |  | 2030 | Solar-DER |  | 0 | 0 | 0 | 0 | 0 | 0 | 0 | 0 | 0 | 0 | 0 | 0 | 0 | 0 | 0 | 0 | 247.758 | 493.6947 | 877.4876 | 1618.9402 | 0 | 0 | 0 | 0 | 0 | 0 | 0 | 0 | 0 | 0 | 0 | 0 | 0 | 0 | 0 | 0 | 0 | 0 | 0 | 0 | 0 | 0 | 0 | 0 | 0 | 0 | 0 | 0 | 0 | 0 | 988.8194
| WECC_Utah | Utah | 49 |  | 0 |  |  | New | 0 | 0 | 0 | Solar PV | [5 empty] | Non-Fossil |  | 2030 | Solar |  | 0 | 0 | 0 | 0 | 0 | 0 | 0 | 0 | 0 | 0 | 0 | 0 | 0 | 0 | 0 | 0 | 131.3181 | 267.0584 | 497.6916 | 896.068 | 0 | 0 | 0 | 0 | 0 | 0 | 0 | 0 | 0 | 0 | 0 | 0 | 0 | 0 | 0 | 0 | 0 | 0 | 0 | 0 | 5.0162 | 0 | 0 | 0 | 0 | 0 | 0 | 0 | 0 | 11.3755 | 334.7182
| WECC_Utah | Utah | 49 |  | 0 |  |  | New | 0 | 0 | 0 | Solar PV | [5 empty] | Non-Fossil |  | 2030 | Solar |  | 0 | 0 | 0 | 0 | 0 | 0 | 0 | 0 | 0 | 0 | 0 | 0 | 0 | 0 | 0 | 0 | 478.2843 | 942.5644 | 1663.1583 | 3084.007 | 0 | 0 | 0 | 0 | 0 | 0 | 0 | 0 | 0 | 0 | 0 | 0 | 0 | 0 | 0 | 0 | 0 | 0 | 0 | 0 | 16.2975 | 0 | 0 | 0 | 0 | 0 | 0 | 0 | 0 | 35.0907 | 1087.4818
| ISONE_MA, VT, NH, RI (Rest of ISO New England) | Vermont | 50 |  | 0 |  |  | New | 0 | 0 | 0 | Combustion Turbine | [5 empty] | Fossil |  | 2030 | NaturalGas |  | 0 | 0.00031834 | 0.034195 | 0.034513 | 0 | 0 | 0 | 0 | 0 | 0 | 0 | 0 | 0 | 0 | 0 | 0 | 0 | 0.034891 | 3.7478 | 3.7827 | 0 | 0.018636 | 2.0018 | 2.0204 | 0 | 2.2284e-11 | 2.3937e-09 | 2.4159e-09 | 0 | 1.7509e-06 | 0.00018807 | 0.00018982 | 0 | 0 | 0 | 0 | 0 | 0 | 0 | 0 | 0.62414 | 0 | 0.00016257 | 0.017462 | 0.017625 | 0 | 0.00089487 | 0.06622 | 0.067114 | 4.5532 | 38.6
| ISONE_MA, VT, NH, RI (Rest of ISO New England) | Vermont | 50 |  | 0 |  |  | New | 0 | 0 | 0 | Landfill Gas | [5 empty] | Non-Fossil |  | 2030 | LF Gas |  | 0.017856 | 0.024205 | 0.030355 | 0.072417 | 0 | 0 | 0 | 0 | 0 | 0 | 0 | 0 | 0 | 0 | 0 | 0 | 2.0975 | 2.8433 | 3.5658 | 8.5066 | 1.029 | 1.3949 | 1.7494 | 4.1733 | 0 | 0 | 0 | 0 | 0.00080353 | 0.0010892 | 0.001366 | 0.0032588 | 0 | 0 | 0 | 0 | 0 | 0 | 0 | 0 | 0.021515 | 0.0129 | 0.017486 | 0.021929 | 0.052315 | 0 | 0 | 0 | 0 | 0.08708 | 1.079
| ISONE_MA, VT, NH, RI (Rest of ISO New England) | Vermont | 50 |  | 0 |  |  | New | 0 | 0 | 0 | Landfill Gas | [5 empty] | Non-Fossil |  | 2030 | LF Gas |  | 0.027141 | 0.036792 | 0.04614 | 0.11007 | 0 | 0 | 0 | 0 | 0 | 0 | 0 | 0 | 0 | 0 | 0 | 0 | 3.1882 | 4.3218 | 5.42 | 12.93 | 1.5641 | 2.1203 | 2.659 | 6.3434 | 0 | 0 | 0 | 0 | 0.0012214 | 0.0016556 | 0.0020763 | 0.0049533 | 0 | 0 | 0 | 0 | 0 | 0 | 0 | 0 | 0.032703 | 0.019607 | 0.026579 | 0.033333 | 0.079519 | 0 | 0 | 0 | 0 | 0.18866 | 1.64
| ISONE_MA, VT, NH, RI (Rest of ISO New England) | Vermont | 50 |  | 0 |  |  | New | 0 | 0 | 0 | Solar | [5 empty] | Non-Fossil |  | 2030 | Solar-DER |  | 0 | 0 | 0 | 0 | 0 | 0 | 0 | 0 | 0 | 0 | 0 | 0 | 0 | 0 | 0 | 0 | 62.9131 | 121.6754 | 288.3259 | 472.9144 | 0 | 0 | 0 | 0 | 0 | 0 | 0 | 0 | 0 | 0 | 0 | 0 | 0 | 0 | 0 | 0 | 0 | 0 | 0 | 0 | 0 | 0 | 0 | 0 | 0 | 0 | 0 | 0 | 0 | 0 | 392.9221
| PJM_EMAAC | Virginia | 51 |  | 0 |  |  | New | 0 | 0 | 0 | Landfill Gas | [5 empty] | Non-Fossil |  | 2030 | LF Gas |  | 0.00104 | 0.0014097 | 0.001768 | 0.0042177 | 0 | 0 | 0 | 0 | 0 | 0 | 0 | 0 | 0 | 0 | 0 | 0 | 0.12216 | 0.1656 | 0.20768 | 0.49544 | 0.059933 | 0.081242 | 0.10189 | 0.24306 | 0 | 0 | 0 | 0 | 4.6799e-05 | 6.3438e-05 | 7.9558e-05 | 0.0001898 | 0 | 0 | 0 | 0 | 0 | 0 | 0 | 0 | 0.0012531 | 0.0007513 | 0.0010184 | 0.0012772 | 0.0030469 | 0 | 0 | 0 | 0 | 0.005012 | 0.062842
| PJM_EMAAC | Virginia | 51 |  | 0 |  |  | New | 0 | 0 | 0 | Landfill Gas | [5 empty] | Non-Fossil |  | 2030 | LF Gas |  | 0.00156 | 0.0021146 | 0.002652 | 0.0063265 | 0 | 0 | 0 | 0 | 0 | 0 | 0 | 0 | 0 | 0 | 0 | 0 | 0.18325 | 0.2484 | 0.31152 | 0.74316 | 0.0899 | 0.12186 | 0.15283 | 0.36459 | 0 | 0 | 0 | 0 | 7.0199e-05 | 9.5158e-05 | 0.00011934 | 0.00028469 | 0 | 0 | 0 | 0 | 0 | 0 | 0 | 0 | 0.0018796 | 0.001127 | 0.0015276 | 0.0019158 | 0.0045704 | 0 | 0 | 0 | 0 | 0.01083 | 0.094262
| SERC_Central_TVA | Virginia | 51 |  | 0 |  |  | New | 0 | 0 | 0 | Landfill Gas | [5 empty] | Non-Fossil |  | 2030 | LF Gas |  | 0.0010647 | 0.0014433 | 0.0018101 | 0.0043181 | 0 | 0 | 0 | 0 | 0 | 0 | 0 | 0 | 0 | 0 | 0 | 0 | 0.12507 | 0.16954 | 0.21262 | 0.50724 | 0.06136 | 0.083177 | 0.10431 | 0.24885 | 0 | 0 | 0 | 0 | 4.7913e-05 | 6.4949e-05 | 8.1453e-05 | 0.00019432 | 0 | 0 | 0 | 0 | 0 | 0 | 0 | 0 | 0.0012829 | 0.00076919 | 0.0010427 | 0.0013076 | 0.0031195 | 0 | 0 | 0 | 0 | 0.0042908 | 0.064338
| SERC_Central_TVA | Virginia | 51 |  | 0 |  |  | New | 0 | 0 | 0 | Landfill Gas | [5 empty] | Non-Fossil |  | 2030 | LF Gas |  | 0.0015084 | 0.0020447 | 0.0025643 | 0.0061174 | 0 | 0 | 0 | 0 | 0 | 0 | 0 | 0 | 0 | 0 | 0 | 0 | 0.17719 | 0.24019 | 0.30122 | 0.71859 | 0.086927 | 0.11783 | 0.14778 | 0.35254 | 0 | 0 | 0 | 0 | 6.7878e-05 | 9.2012e-05 | 0.00011539 | 0.00027528 | 0 | 0 | 0 | 0 | 0 | 0 | 0 | 0 | 0.0018175 | 0.0010897 | 0.0014771 | 0.0018525 | 0.0044193 | 0 | 0 | 0 | 0 | 0.0089715 | 0.091145
| PJM_Dominion | Virginia | 51 |  | 0 |  |  | New | 0 | 0 | 0 | Landfill Gas | [5 empty] | Non-Fossil |  | 2030 | LF Gas |  | 0.057252 | 0.077608 | 0.097328 | 0.23219 | 0 | 0 | 0 | 0 | 0 | 0 | 0 | 0 | 0 | 0 | 0 | 0 | 6.7252 | 9.1164 | 11.4329 | 27.2746 | 3.2994 | 4.4725 | 5.6089 | 13.3808 | 0 | 0 | 0 | 0 | 0.0025763 | 0.0034924 | 0.0043798 | 0.010448 | 0 | 0 | 0 | 0 | 0 | 0 | 0 | 0 | 0.068984 | 0.04136 | 0.056066 | 0.070312 | 0.16774 | 0 | 0 | 0 | 0 | 0.22076 | 3.4595
| PJM_Dominion | Virginia | 51 |  | 0 |  |  | New | 0 | 0 | 0 | Landfill Gas | [5 empty] | Non-Fossil |  | 2030 | LF Gas |  | 0.085878 | 0.11641 | 0.14599 | 0.34828 | 0 | 0 | 0 | 0 | 0 | 0 | 0 | 0 | 0 | 0 | 0 | 0 | 10.0879 | 13.6747 | 17.1494 | 40.9119 | 4.9491 | 6.7087 | 8.4134 | 20.0712 | 0 | 0 | 0 | 0 | 0.0038645 | 0.0052386 | 0.0065697 | 0.015673 | 0 | 0 | 0 | 0 | 0 | 0 | 0 | 0 | 0.10348 | 0.06204 | 0.084098 | 0.10547 | 0.25161 | 0 | 0 | 0 | 0 | 0.49196 | 5.1892
| PJM_Dominion | Virginia | 51 |  | 0 |  |  | New | 0 | 0 | 0 | Landfill Gas | [5 empty] | Non-Fossil |  | 2030 | LF Gas |  | 0.76336 | 1.0348 | 1.2977 | 3.0958 | 0 | 0 | 0 | 0 | 0 | 0 | 0 | 0 | 0 | 0 | 0 | 0 | 89.6698 | 121.5524 | 152.4387 | 363.661 | 43.9916 | 59.6331 | 74.7858 | 178.4105 | 0 | 0 | 0 | 0 | 0.034351 | 0.046565 | 0.058397 | 0.13931 | 0 | 0 | 0 | 0 | 0 | 0 | 0 | 0 | 0.91978 | 0.55146 | 0.74754 | 0.93749 | 2.2365 | 0 | 0 | 0 | 0 | 7.8576 | 46.1265
| PJM West | Virginia | 51 |  | 0 |  |  | New | 0 | 0 | 0 | Landfill Gas | [5 empty] | Non-Fossil |  | 2030 | LF Gas |  | 0.039093 | 0.052993 | 0.066458 | 0.15854 | 0 | 0 | 0 | 0 | 0 | 0 | 0 | 0 | 0 | 0 | 0 | 0 | 4.5922 | 6.225 | 7.8067 | 18.6238 | 2.2529 | 3.0539 | 3.8299 | 9.1368 | 0 | 0 | 0 | 0 | 0.0017592 | 0.0023847 | 0.0029906 | 0.0071345 | 0 | 0 | 0 | 0 | 0 | 0 | 0 | 0 | 0.047104 | 0.028242 | 0.038283 | 0.048011 | 0.11454 | 0 | 0 | 0 | 0 | 0.1765 | 2.3622
| PJM West | Virginia | 51 |  | 0 |  |  | New | 0 | 0 | 0 | Landfill Gas | [5 empty] | Non-Fossil |  | 2030 | LF Gas |  | 0.058872 | 0.079805 | 0.10008 | 0.23876 | 0 | 0 | 0 | 0 | 0 | 0 | 0 | 0 | 0 | 0 | 0 | 0 | 6.9156 | 9.3745 | 11.7565 | 28.0466 | 3.3928 | 4.5991 | 5.7677 | 13.7595 | 0 | 0 | 0 | 0 | 0.0026493 | 0.0035912 | 0.0045037 | 0.010744 | 0 | 0 | 0 | 0 | 0 | 0 | 0 | 0 | 0.070936 | 0.042531 | 0.057653 | 0.072302 | 0.17249 | 0 | 0 | 0 | 0 | 0.38614 | 3.5574
| SERC_Central_Kentucky | Virginia | 51 |  | 0 |  |  | New | 0 | 0 | 0 | Landfill Gas | [5 empty] | Non-Fossil |  | 2030 | LF Gas |  | 5.4263e-05 | 7.3557e-05 | 9.2247e-05 | 0.00022007 | 0 | 0 | 0 | 0 | 0 | 0 | 0 | 0 | 0 | 0 | 0 | 0 | 0.0063742 | 0.0086405 | 0.010836 | 0.025851 | 0.0031271 | 0.004239 | 0.0053161 | 0.012682 | 0 | 0 | 0 | 0 | 2.4418e-06 | 3.3101e-06 | 4.1511e-06 | 9.903e-06 | 0 | 0 | 0 | 0 | 0 | 0 | 0 | 0 | 6.5385e-05 | 3.9201e-05 | 5.3139e-05 | 6.6641e-05 | 0.00015898 | 0 | 0 | 0 | 0 | 0.00021868 | 0.003279
| SERC_Central_Kentucky | Virginia | 51 |  | 0 |  |  | New | 0 | 0 | 0 | Landfill Gas | [5 empty] | Non-Fossil |  | 2030 | LF Gas |  | 7.6881e-05 | 0.00010422 | 0.0001307 | 0.00031179 | 0 | 0 | 0 | 0 | 0 | 0 | 0 | 0 | 0 | 0 | 0 | 0 | 0.009031 | 0.012242 | 0.015353 | 0.036626 | 0.0044305 | 0.0060059 | 0.0075319 | 0.017968 | 0 | 0 | 0 | 0 | 3.4596e-06 | 4.6897e-06 | 5.8814e-06 | 1.4031e-05 | 0 | 0 | 0 | 0 | 0 | 0 | 0 | 0 | 9.2623e-05 | 5.554e-05 | 7.5287e-05 | 9.4418e-05 | 0.00022525 | 0 | 0 | 0 | 0 | 0.00045721 | 0.004645
| PJM_AP | Virginia | 51 |  | 0 |  |  | New | 0 | 0 | 0 | Landfill Gas | [5 empty] | Non-Fossil |  | 2030 | LF Gas |  | 0.0068878 | 0.0093367 | 0.011709 | 0.027934 | 0 | 0 | 0 | 0 | 0 | 0 | 0 | 0 | 0 | 0 | 0 | 0 | 0.80909 | 1.0968 | 1.3754 | 3.2813 | 0.39693 | 0.53807 | 0.67479 | 1.6098 | 0 | 0 | 0 | 0 | 0.00030995 | 0.00042015 | 0.00052691 | 0.001257 | 0 | 0 | 0 | 0 | 0 | 0 | 0 | 0 | 0.0082992 | 0.0049758 | 0.006745 | 0.0084589 | 0.02018 | 0 | 0 | 0 | 0 | 0.031097 | 0.4162
| PJM_AP | Virginia | 51 |  | 0 |  |  | New | 0 | 0 | 0 | Landfill Gas | [5 empty] | Non-Fossil |  | 2030 | LF Gas |  | 0.010388 | 0.014082 | 0.01766 | 0.042129 | 0 | 0 | 0 | 0 | 0 | 0 | 0 | 0 | 0 | 0 | 0 | 0 | 1.2203 | 1.6541 | 2.0744 | 4.9488 | 0.59866 | 0.81151 | 1.0177 | 2.4279 | 0 | 0 | 0 | 0 | 0.00046746 | 0.00063367 | 0.00079469 | 0.0018958 | 0 | 0 | 0 | 0 | 0 | 0 | 0 | 0 | 0.012517 | 0.0075045 | 0.010173 | 0.012758 | 0.030435 | 0 | 0 | 0 | 0 | 0.068134 | 0.62771
| SERC_Central_TVA | Virginia | 51 |  | 0 |  |  | New | 0 | 0 | 0 | New Battery Storage | [5 empty] | Non-Fossil |  | 2030 | EnerStor |  | 0 | 0 | 0 | 0 | 0 | 0 | 0 | 0 | 0 | 0 | 0 | 0 | 0 | 0 | 0 | 0 | 160.4181 | 152.1747 | 275.2389 | 587.8317 | 0 | 0 | 0 | 0 | 0 | 0 | 0 | 0 | 0 | 0 | 0 | 0 | 0 | 0 | 0 | 0 | 0 | 0 | 0 | 0 | 6.6119 | 0 | 0 | 0 | 0 | 0 | 0 | 0 | 0 | 33.9596 | 449.7367
| PJM_Dominion | Virginia | 51 |  | 0 |  |  | New | 0 | 0 | 0 | New Battery Storage | [5 empty] | Non-Fossil |  | 2030 | EnerStor |  | 0 | 0 | 0 | 0 | 0 | 0 | 0 | 0 | 0 | 0 | 0 | 0 | 0 | 0 | 0 | 0 | 46.8 | 63.44 | 79.56 | 189.8 | 0 | 0 | 0 | 0 | 0 | 0 | 0 | 0 | 0 | 0 | 0 | 0 | 0 | 0 | 0 | 0 | 0 | 0 | 0 | 0 | 1.9112 | 0 | 0 | 0 | 0 | 0 | 0 | 0 | 0 | 11.0979 | 130
| PJM West | Virginia | 51 |  | 0 |  |  | New | 0 | 0 | 0 | New Battery Storage | [5 empty] | Non-Fossil |  | 2030 | EnerStor |  | 0 | 0 | 0 | 0 | 0 | 0 | 0 | 0 | 0 | 0 | 0 | 0 | 0 | 0 | 0 | 0 | 78.5822 | 106.5225 | 133.5897 | 318.6943 | 0 | 0 | 0 | 0 | 0 | 0 | 0 | 0 | 0 | 0 | 0 | 0 | 0 | 0 | 0 | 0 | 0 | 0 | 0 | 0 | 3.2092 | 0 | 0 | 0 | 0 | 0 | 0 | 0 | 0 | 16.8993 | 218.2838
| PJM_Dominion | Virginia | 51 |  | 0 |  |  | New | 0 | 0 | 0 | Offshore Wind | [5 empty] | Non-Fossil |  | 2030 | Wind |  | 0 | 0 | 0 | 0 | 0 | 0 | 0 | 0 | 0 | 0 | 0 | 0 | 0 | 0 | 0 | 0 | 1470.2079 | 1890.3212 | 1646.2415 | 5006.7706 | 0 | 0 | 0 | 0 | 0 | 0 | 0 | 0 | 0 | 0 | 0 | 0 | 0 | 0 | 0 | 0 | 0 | 0 | 0 | 0 | 88.2056 | 0 | 0 | 0 | 0 | 0 | 0 | 0 | 0 | 146.1892 | 1277
| PJM_Dominion | Virginia | 51 |  | 0 |  |  | New | 0 | 0 | 0 | Onshore Wind | [5 empty] | Non-Fossil |  | 2030 | Wind |  | 0 | 0 | 0 | 0 | 0 | 0 | 0 | 0 | 0 | 0 | 0 | 0 | 0 | 0 | 0 | 0 | 2514.3215 | 3451.5674 | 2503.7554 | 8469.6443 | 0 | 0 | 0 | 0 | 0 | 0 | 0 | 0 | 0 | 0 | 0 | 0 | 0 | 0 | 0 | 0 | 0 | 0 | 0 | 0 | 84.4705 | 0 | 0 | 0 | 0 | 0 | 0 | 0 | 0 | 135.2509 | 2551.4
| PJM West | Virginia | 51 |  | 0 |  |  | New | 0 | 0 | 0 | Onshore Wind | [5 empty] | Non-Fossil |  | 2030 | Wind |  | 0 | 0 | 0 | 0 | 0 | 0 | 0 | 0 | 0 | 0 | 0 | 0 | 0 | 0 | 0 | 0 | 87.0026 | 107.736 | 62.7701 | 257.5087 | 0 | 0 | 0 | 0 | 0 | 0 | 0 | 0 | 0 | 0 | 0 | 0 | 0 | 0 | 0 | 0 | 0 | 0 | 0 | 0 | 2.3837 | 0 | 0 | 0 | 0 | 0 | 0 | 0 | 0 | 5.0137 | 72
| PJM_AP | Virginia | 51 |  | 0 |  |  | New | 0 | 0 | 0 | Solar | [5 empty] | Non-Fossil |  | 2030 | Solar-DER |  | 0 | 0 | 0 | 0 | 0 | 0 | 0 | 0 | 0 | 0 | 0 | 0 | 0 | 0 | 0 | 0 | 5.5963 | 12.7247 | 20.028 | 38.349 | 0 | 0 | 0 | 0 | 0 | 0 | 0 | 0 | 0 | 0 | 0 | 0 | 0 | 0 | 0 | 0 | 0 | 0 | 0 | 0 | 0 | 0 | 0 | 0 | 0 | 0 | 0 | 0 | 0 | 0 | 29.6663
| PJM_Dominion | Virginia | 51 |  | 0 |  |  | New | 0 | 0 | 0 | Solar | [5 empty] | Non-Fossil |  | 2030 | Solar-DER |  | 0 | 0 | 0 | 0 | 0 | 0 | 0 | 0 | 0 | 0 | 0 | 0 | 0 | 0 | 0 | 0 | 185.8734 | 430.7225 | 691.4054 | 1308.0013 | 0 | 0 | 0 | 0 | 0 | 0 | 0 | 0 | 0 | 0 | 0 | 0 | 0 | 0 | 0 | 0 | 0 | 0 | 0 | 0 | 0 | 0 | 0 | 0 | 0 | 0 | 0 | 0 | 0 | 0 | 888.5128
| PJM West | Virginia | 51 |  | 0 |  |  | New | 0 | 0 | 0 | Solar | [5 empty] | Non-Fossil |  | 2030 | Solar-DER |  | 0 | 0 | 0 | 0 | 0 | 0 | 0 | 0 | 0 | 0 | 0 | 0 | 0 | 0 | 0 | 0 | 31.2912 | 69.4444 | 111.2709 | 212.0064 | 0 | 0 | 0 | 0 | 0 | 0 | 0 | 0 | 0 | 0 | 0 | 0 | 0 | 0 | 0 | 0 | 0 | 0 | 0 | 0 | 0 | 0 | 0 | 0 | 0 | 0 | 0 | 0 | 0 | 0 | 164.0054
| SERC_Central_TVA | Virginia | 51 |  | 0 |  |  | New | 0 | 0 | 0 | Solar | [5 empty] | Non-Fossil |  | 2030 | Solar-DER |  | 0 | 0 | 0 | 0 | 0 | 0 | 0 | 0 | 0 | 0 | 0 | 0 | 0 | 0 | 0 | 0 | 0.23158 | 0.47812 | 0.82154 | 1.5312 | 0 | 0 | 0 | 0 | 0 | 0 | 0 | 0 | 0 | 0 | 0 | 0 | 0 | 0 | 0 | 0 | 0 | 0 | 0 | 0 | 0 | 0 | 0 | 0 | 0 | 0 | 0 | 0 | 0 | 0 | 1.1218
| PJM_Dominion | Virginia | 51 |  | 0 |  |  | New | 0 | 0 | 0 | Solar PV | [5 empty] | Non-Fossil |  | 2030 | Solar |  | 0 | 0 | 0 | 0 | 0 | 0 | 0 | 0 | 0 | 0 | 0 | 0 | 0 | 0 | 0 | 0 | 785.1181 | 1752.4854 | 2799.1262 | 5336.7296 | 0 | 0 | 0 | 0 | 0 | 0 | 0 | 0 | 0 | 0 | 0 | 0 | 0 | 0 | 0 | 0 | 0 | 0 | 0 | 0 | 38.5492 | 0 | 0 | 0 | 0 | 0 | 0 | 0 | 0 | 104.3562 | 2572.2662
| PJM_Dominion | Virginia | 51 |  | 0 |  |  | New | 0 | 0 | 0 | Solar PV | [5 empty] | Non-Fossil |  | 2030 | Solar |  | 0 | 0 | 0 | 0 | 0 | 0 | 0 | 0 | 0 | 0 | 0 | 0 | 0 | 0 | 0 | 0 | 109.1891 | 243.7241 | 389.284 | 742.1972 | 0 | 0 | 0 | 0 | 0 | 0 | 0 | 0 | 0 | 0 | 0 | 0 | 0 | 0 | 0 | 0 | 0 | 0 | 0 | 0 | 5.3612 | 0 | 0 | 0 | 0 | 0 | 0 | 0 | 0 | 14.5308 | 357.7338
| PJM West | Virginia | 51 |  | 0 |  |  | New | 0 | 0 | 0 | Solar PV | [5 empty] | Non-Fossil |  | 2030 | Solar |  | 0 | 0 | 0 | 0 | 0 | 0 | 0 | 0 | 0 | 0 | 0 | 0 | 0 | 0 | 0 | 0 | 100.5743 | 214.6422 | 352.4695 | 667.686 | 0 | 0 | 0 | 0 | 0 | 0 | 0 | 0 | 0 | 0 | 0 | 0 | 0 | 0 | 0 | 0 | 0 | 0 | 0 | 0 | 4.8706 | 0 | 0 | 0 | 0 | 0 | 0 | 0 | 0 | 12.59 | 325
| PJM West | Virginia | 51 |  | 0 |  |  | New | 0 | 0 | 0 | Solar PV | [5 empty] | Non-Fossil |  | 2030 | Solar |  | 0 | 0 | 0 | 0 | 0 | 0 | 0 | 0 | 0 | 0 | 0 | 0 | 0 | 0 | 0 | 0 | 846.0352 | 1785.1436 | 2952.5016 | 5583.6805 | 0 | 0 | 0 | 0 | 0 | 0 | 0 | 0 | 0 | 0 | 0 | 0 | 0 | 0 | 0 | 0 | 0 | 0 | 0 | 0 | 38.7588 | 0 | 0 | 0 | 0 | 0 | 0 | 0 | 0 | 88.0544 | 2586.2526
| PJM West | Virginia | 51 |  | 0 |  |  | New | 0 | 0 | 0 | Solar PV | [5 empty] | Non-Fossil |  | 2030 | Solar |  | 0 | 0 | 0 | 0 | 0 | 0 | 0 | 0 | 0 | 0 | 0 | 0 | 0 | 0 | 0 | 0 | 999.3568 | 2108.6538 | 3487.5648 | 6595.5755 | 0 | 0 | 0 | 0 | 0 | 0 | 0 | 0 | 0 | 0 | 0 | 0 | 0 | 0 | 0 | 0 | 0 | 0 | 0 | 0 | 45.7828 | 0 | 0 | 0 | 0 | 0 | 0 | 0 | 0 | 104.4955 | 3054.9428
| PJM West | Virginia | 51 |  | 0 |  |  | New | 0 | 0 | 0 | Solar PV | [5 empty] | Non-Fossil |  | 2030 | Solar |  | 0 | 0 | 0 | 0 | 0 | 0 | 0 | 0 | 0 | 0 | 0 | 0 | 0 | 0 | 0 | 0 | 196.4254 | 429.674 | 697.0024 | 1323.1017 | 0 | 0 | 0 | 0 | 0 | 0 | 0 | 0 | 0 | 0 | 0 | 0 | 0 | 0 | 0 | 0 | 0 | 0 | 0 | 0 | 9.0257 | 0 | 0 | 0 | 0 | 0 | 0 | 0 | 0 | 20.546 | 602.2543
| PJM_AP | Virginia | 51 |  | 0 |  |  | New | 0 | 0 | 0 | Solar PV | [5 empty] | Non-Fossil |  | 2030 | Solar |  | 0 | 0 | 0 | 0 | 0 | 0 | 0 | 0 | 0 | 0 | 0 | 0 | 0 | 0 | 0 | 0 | 4.3809 | 9.8491 | 15.4776 | 29.7076 | 0 | 0 | 0 | 0 | 0 | 0 | 0 | 0 | 0 | 0 | 0 | 0 | 0 | 0 | 0 | 0 | 0 | 0 | 0 | 0 | 0.23529 | 0 | 0 | 0 | 0 | 0 | 0 | 0 | 0 | 0.65568 | 15.7
| WECC_Pacific Northwest | Washington | 53 |  | 0 |  |  | New | 0 | 0 | 0 | Landfill Gas | [5 empty] | Non-Fossil |  | 2030 | LF Gas |  | 0.17268 | 0.23408 | 0.29356 | 0.70033 | 0 | 0 | 0 | 0 | 0 | 0 | 0 | 0 | 0 | 0 | 0 | 0 | 20.2848 | 27.4972 | 34.4841 | 82.2661 | 9.9516 | 13.49 | 16.9178 | 40.3594 | 0 | 0 | 0 | 0 | 0.0077708 | 0.010534 | 0.01321 | 0.031515 | 0 | 0 | 0 | 0 | 0 | 0 | 0 | 0 | 0.20807 | 0.12475 | 0.16911 | 0.21208 | 0.50593 | 0 | 0 | 0 | 0 | 0.80573 | 10.4346
| WECC_Pacific Northwest | Washington | 53 |  | 0 |  |  | New | 0 | 0 | 0 | Landfill Gas | [5 empty] | Non-Fossil |  | 2030 | LF Gas |  | 0.25903 | 0.35112 | 0.44035 | 1.0505 | 0 | 0 | 0 | 0 | 0 | 0 | 0 | 0 | 0 | 0 | 0 | 0 | 30.4272 | 41.2457 | 51.7262 | 123.3991 | 14.9274 | 20.235 | 25.3767 | 60.5391 | 0 | 0 | 0 | 0 | 0.011656 | 0.015801 | 0.019816 | 0.047272 | 0 | 0 | 0 | 0 | 0 | 0 | 0 | 0 | 0.3121 | 0.18713 | 0.25366 | 0.31811 | 0.7589 | 0 | 0 | 0 | 0 | 1.7316 | 15.6518
| WECC_Pacific Northwest | Washington | 53 |  | 0 |  |  | New | 0 | 0 | 0 | Landfill Gas | [5 empty] | Non-Fossil |  | 2030 | LF Gas |  | 1.2154 | 1.6476 | 2.0662 | 4.9293 | 0 | 0 | 0 | 0 | 0 | 0 | 0 | 0 | 0 | 0 | 0 | 0 | 142.7737 | 193.5377 | 242.7153 | 579.0267 | 70.0442 | 94.9487 | 119.0751 | 284.068 | 0 | 0 | 0 | 0 | 0.054694 | 0.074141 | 0.092981 | 0.22182 | 0 | 0 | 0 | 0 | 0 | 0 | 0 | 0 | 1.4645 | 0.87805 | 1.1902 | 1.4927 | 3.561 | 0 | 0 | 0 | 0 | 13.6512 | 73.4433
| WECC_Pacific Northwest | Washington | 53 |  | 0 |  |  | New | 0 | 0 | 0 | New Battery Storage | [5 empty] | Non-Fossil |  | 2030 | EnerStor |  | 0 | 0 | 0 | 0 | 0 | 0 | 0 | 0 | 0 | 0 | 0 | 0 | 0 | 0 | 0 | 0 | 58.9503 | 512.177 | 642.3203 | 1213.4476 | 0 | 0 | 0 | 0 | 0 | 0 | 0 | 0 | 0 | 0 | 0 | 0 | 0 | 0 | 0 | 0 | 0 | 0 | 0 | 0 | 15.4301 | 0 | 0 | 0 | 0 | 0 | 0 | 0 | 0 | 94.5126 | 1049.5429
| WECC_Pacific Northwest | Washington | 53 |  | 0 |  |  | New | 0 | 0 | 0 | Onshore Wind | [5 empty] | Non-Fossil |  | 2030 | Wind |  | 0 | 0 | 0 | 0 | 0 | 0 | 0 | 0 | 0 | 0 | 0 | 0 | 0 | 0 | 0 | 0 | 395.4869 | 378.2649 | 298.9481 | 1072.6998 | 0 | 0 | 0 | 0 | 0 | 0 | 0 | 0 | 0 | 0 | 0 | 0 | 0 | 0 | 0 | 0 | 0 | 0 | 0 | 0 | 13.4681 | 0 | 0 | 0 | 0 | 0 | 0 | 0 | 0 | 23.7672 | 406.8
| WECC_Pacific Northwest | Washington | 53 |  | 0 |  |  | New | 0 | 0 | 0 | Solar | [5 empty] | Non-Fossil |  | 2030 | Solar-DER |  | 0 | 0 | 0 | 0 | 0 | 0 | 0 | 0 | 0 | 0 | 0 | 0 | 0 | 0 | 0 | 0 | 687.4717 | 2219.0995 | 5483.6063 | 8390.1775 | 0 | 0 | 0 | 0 | 0 | 0 | 0 | 0 | 0 | 0 | 0 | 0 | 0 | 0 | 0 | 0 | 0 | 0 | 0 | 0 | 0 | 0 | 0 | 0 | 0 | 0 | 0 | 0 | 0 | 0 | 5987.7071
| WECC_Pacific Northwest | Washington | 53 |  | 0 |  |  | New | 0 | 0 | 0 | Solar PV | [5 empty] | Non-Fossil |  | 2030 | Solar |  | 0 | 0 | 0 | 0 | 0 | 0 | 0 | 0 | 0 | 0 | 0 | 0 | 0 | 0 | 0 | 0 | 66.2495 | 217.2964 | 510.6609 | 794.2069 | 0 | 0 | 0 | 0 | 0 | 0 | 0 | 0 | 0 | 0 | 0 | 0 | 0 | 0 | 0 | 0 | 0 | 0 | 0 | 0 | 5.2258 | 0 | 0 | 0 | 0 | 0 | 0 | 0 | 0 | 15.3127 | 348.7
| WECC_Northern California (not including BANC) | California | 6 |  | 0 |  |  | New | 0 | 0 | 0 | Fuel Cell | [5 empty] | Non-Fossil |  | 2030 | NaturalGas |  | 0.37077 | 0.3325 | 0.34091 | 1.0442 | 0 | 0 | 0 | 0 | 0 | 0 | 0 | 0 | 0 | 0 | 0 | 0 | 57.3156 | 51.3983 | 52.6985 | 161.4124 | 21.7051 | 19.4643 | 19.9567 | 61.1261 | 2.5954e-08 | 2.3275e-08 | 2.3863e-08 | 7.3092e-08 | 0 | 0 | 0 | 0 | 0 | 0 | 0 | 0 | 0 | 0 | 0 | 0 | 0.93154 | 0.033382 | 0.029935 | 0.030693 | 0.09401 | 1.2666 | 0.89897 | 0.95534 | 3.121 | 15.643 | 30.5
| WECC_LADWP | California | 6 |  | 0 |  |  | New | 0 | 0 | 0 | Fuel Cell | [5 empty] | Non-Fossil |  | 2030 | NaturalGas |  | 0.086311 | 0.076761 | 0.079439 | 0.24251 | 0 | 0 | 0 | 0 | 0 | 0 | 0 | 0 | 0 | 0 | 0 | 0 | 13.3423 | 11.866 | 12.2799 | 37.4882 | 5.0527 | 4.4936 | 4.6503 | 14.1966 | 6.0418e-09 | 5.3733e-09 | 5.5607e-09 | 1.6976e-08 | 0 | 0 | 0 | 0 | 0 | 0 | 0 | 0 | 0 | 0 | 0 | 0 | 0.21685 | 0.0077708 | 0.006911 | 0.007152 | 0.021834 | 0.29963 | 0.20976 | 0.2243 | 0.73369 | 3.6415 | 7.1
| WECC_San Diego Gas and Electric | California | 6 |  | 0 |  |  | New | 0 | 0 | 0 | Fuel Cell | [5 empty] | Non-Fossil |  | 2030 | NaturalGas |  | 0.072939 | 0.065949 | 0.06703 | 0.20592 | 0 | 0 | 0 | 0 | 0 | 0 | 0 | 0 | 0 | 0 | 0 | 0 | 11.2752 | 10.1947 | 10.3617 | 31.8316 | 4.2699 | 3.8607 | 3.9239 | 12.0545 | 5.1057e-09 | 4.6164e-09 | 4.6921e-09 | 1.4414e-08 | 0 | 0 | 0 | 0 | 0 | 0 | 0 | 0 | 0 | 0 | 0 | 0 | 0.18325 | 0.0065669 | 0.0059376 | 0.0060348 | 0.018539 | 0.2528 | 0.1774 | 0.19751 | 0.62771 | 3.0773 | 6
| WECC_Colorado | Colorado | 8 |  | 0 |  |  | New | 0 | 0 | 0 | Combined Cycle | [5 empty] | Fossil |  | 2030 | NaturalGas |  | 7.6797 | 10.4103 | 14.3693 | 32.4593 | 0 | 0 | 0 | 0 | 0 | 0 | 0 | 0 | 0 | 0 | 0 | 0 | 1205.6113 | 1634.2731 | 2255.7698 | 5095.6542 | 449.5722 | 609.4201 | 841.1761 | 1900.1684 | 5.3758e-07 | 7.2872e-07 | 1.0058e-06 | 2.2722e-06 | 0.042239 | 0.057257 | 0.079031 | 0.17853 | 0 | 0 | 0 | 0 | 0 | 0 | 0 | 0 | 8.0918 | 2.2374 | 3.033 | 4.1864 | 9.4567 | 22.43 | 24.9774 | 31.0158 | 78.4232 | 69.5635 | 668.6073
| WECC_Idaho | Idaho | 16 |  | 0 |  |  | New | 0 | 0 | 0 | Combined Cycle | [5 empty] | Fossil |  | 2030 | NaturalGas |  | 6.7011 | 9.0837 | 12.5382 | 28.3231 | 0 | 0 | 0 | 0 | 0 | 0 | 0 | 0 | 0 | 0 | 0 | 0 | 1051.9814 | 1426.0193 | 1968.3193 | 4446.32 | 392.2837 | 531.7623 | 733.9859 | 1658.0319 | 4.6908e-07 | 6.3586e-07 | 8.7767e-07 | 1.9826e-06 | 0.036856 | 0.049961 | 0.06896 | 0.15578 | 0 | 0 | 0 | 0 | 0 | 0 | 0 | 0 | 7.0607 | 1.9523 | 2.6465 | 3.6529 | 8.2517 | 19.8205 | 21.3954 | 24.8541 | 66.0699 | 55.479 | 583.4073
| WECC_Southern California Edison | California | 6 |  | 0 |  |  | New | 0 | 0 | 0 | Fuel Cell | [5 empty] | Non-Fossil |  | 2030 | NaturalGas |  | 0.051057 | 0.043257 | 0.047015 | 0.14133 | 0 | 0 | 0 | 0 | 0 | 0 | 0 | 0 | 0 | 0 | 0 | 0 | 7.8926 | 6.6868 | 7.2678 | 21.8473 | 2.9889 | 2.5323 | 2.7523 | 8.2735 | 3.574e-09 | 3.028e-09 | 3.2911e-09 | 9.8931e-09 | 0 | 0 | 0 | 0 | 0 | 0 | 0 | 0 | 0 | 0 | 0 | 0 | 0.12828 | 0.0045968 | 0.0038945 | 0.0042329 | 0.012724 | 0.17261 | 0.1152 | 0.13393 | 0.42173 | 2.1541 | 4.2
| WECC_Utah | Utah | 49 |  | 0 |  |  | New | 0 | 0 | 0 | Combined Cycle | [5 empty] | Fossil |  | 2030 | NaturalGas |  | 21.1495 | 28.6694 | 39.572 | 89.391 | 0 | 0 | 0 | 0 | 0 | 0 | 0 | 0 | 0 | 0 | 0 | 0 | 3320.1794 | 4500.6876 | 6212.2513 | 14033.1182 | 1238.0942 | 1678.3055 | 2316.5473 | 5232.947 | 1.4805e-06 | 2.0069e-06 | 2.77e-06 | 6.2574e-06 | 0.11632 | 0.15768 | 0.21765 | 0.49165 | 0 | 0 | 0 | 0 | 0 | 0 | 0 | 0 | 22.2843 | 6.1617 | 8.3526 | 11.529 | 26.0433 | 63.0135 | 67.9119 | 83.3024 | 214.2278 | 173.5187 | 1841.3034
| PJM West | West Virginia | 54 |  | 0 |  |  | New | 0 | 0 | 0 | Landfill Gas | [5 empty] | Non-Fossil |  | 2030 | LF Gas |  | 0.035978 | 0.048771 | 0.061163 | 0.14591 | 0 | 0 | 0 | 0 | 0 | 0 | 0 | 0 | 0 | 0 | 0 | 0 | 4.2263 | 5.729 | 7.1847 | 17.1399 | 2.0734 | 2.8106 | 3.5248 | 8.4088 | 0 | 0 | 0 | 0 | 0.001619 | 0.0021947 | 0.0027523 | 0.0065661 | 0 | 0 | 0 | 0 | 0 | 0 | 0 | 0 | 0.043351 | 0.025991 | 0.035233 | 0.044185 | 0.10541 | 0 | 0 | 0 | 0 | 0.16244 | 2.174
| PJM West | West Virginia | 54 |  | 0 |  |  | New | 0 | 0 | 0 | Landfill Gas | [5 empty] | Non-Fossil |  | 2030 | LF Gas |  | 0.054182 | 0.073446 | 0.092109 | 0.21974 | 0 | 0 | 0 | 0 | 0 | 0 | 0 | 0 | 0 | 0 | 0 | 0 | 6.3646 | 8.6275 | 10.8198 | 25.8119 | 3.1224 | 4.2326 | 5.3081 | 12.6632 | 0 | 0 | 0 | 0 | 0.0024382 | 0.0033051 | 0.0041449 | 0.0098882 | 0 | 0 | 0 | 0 | 0 | 0 | 0 | 0 | 0.065284 | 0.039142 | 0.053059 | 0.066541 | 0.15874 | 0 | 0 | 0 | 0 | 0.35537 | 3.274
| PJM_AP | West Virginia | 54 |  | 0 |  |  | New | 0 | 0 | 0 | Landfill Gas | [5 empty] | Non-Fossil |  | 2030 | LF Gas |  | 0.019098 | 0.025889 | 0.032467 | 0.077455 | 0 | 0 | 0 | 0 | 0 | 0 | 0 | 0 | 0 | 0 | 0 | 0 | 2.2434 | 3.0411 | 3.8138 | 9.0984 | 1.1006 | 1.492 | 1.8711 | 4.4636 | 0 | 0 | 0 | 0 | 0.00085943 | 0.001165 | 0.001461 | 0.0034855 | 0 | 0 | 0 | 0 | 0 | 0 | 0 | 0 | 0.023012 | 0.013797 | 0.018703 | 0.023455 | 0.055955 | 0 | 0 | 0 | 0 | 0.086227 | 1.154
| PJM_AP | West Virginia | 54 |  | 0 |  |  | New | 0 | 0 | 0 | Landfill Gas | [5 empty] | Non-Fossil |  | 2030 | LF Gas |  | 0.028804 | 0.039046 | 0.048967 | 0.11682 | 0 | 0 | 0 | 0 | 0 | 0 | 0 | 0 | 0 | 0 | 0 | 0 | 3.3835 | 4.5866 | 5.752 | 13.7222 | 1.66 | 2.2502 | 2.8219 | 6.732 | 0 | 0 | 0 | 0 | 0.0012962 | 0.0017571 | 0.0022035 | 0.0052568 | 0 | 0 | 0 | 0 | 0 | 0 | 0 | 0 | 0.034706 | 0.020809 | 0.028207 | 0.035375 | 0.084391 | 0 | 0 | 0 | 0 | 0.18892 | 1.7405
| PJM West | West Virginia | 54 |  | 0 |  |  | New | 0 | 0 | 0 | New Battery Storage | [5 empty] | Non-Fossil |  | 2030 | EnerStor |  | 0 | 0 | 0 | 0 | 0 | 0 | 0 | 0 | 0 | 0 | 0 | 0 | 0 | 0 | 0 | 0 | 47.9587 | 65.0107 | 81.5298 | 194.4991 | 0 | 0 | 0 | 0 | 0 | 0 | 0 | 0 | 0 | 0 | 0 | 0 | 0 | 0 | 0 | 0 | 0 | 0 | 0 | 0 | 1.9585 | 0 | 0 | 0 | 0 | 0 | 0 | 0 | 0 | 10.3136 | 133.2186
| PJM_AP | West Virginia | 54 |  | 0 |  |  | New | 0 | 0 | 0 | Onshore Wind | [5 empty] | Non-Fossil |  | 2030 | Wind |  | 0 | 0 | 0 | 0 | 0 | 0 | 0 | 0 | 0 | 0 | 0 | 0 | 0 | 0 | 0 | 0 | 115.2406 | 146.7717 | 101.3606 | 363.373 | 0 | 0 | 0 | 0 | 0 | 0 | 0 | 0 | 0 | 0 | 0 | 0 | 0 | 0 | 0 | 0 | 0 | 0 | 0 | 0 | 3.8074 | 0 | 0 | 0 | 0 | 0 | 0 | 0 | 0 | 6.0554 | 115
| PJM_AP | West Virginia | 54 |  | 0 |  |  | New | 0 | 0 | 0 | Solar | [5 empty] | Non-Fossil |  | 2030 | Solar-DER |  | 0 | 0 | 0 | 0 | 0 | 0 | 0 | 0 | 0 | 0 | 0 | 0 | 0 | 0 | 0 | 0 | 19.4132 | 43.7841 | 72.0906 | 135.2879 | 0 | 0 | 0 | 0 | 0 | 0 | 0 | 0 | 0 | 0 | 0 | 0 | 0 | 0 | 0 | 0 | 0 | 0 | 0 | 0 | 0 | 0 | 0 | 0 | 0 | 0 | 0 | 0 | 0 | 0 | 104.657
| PJM West | West Virginia | 54 |  | 0 |  |  | New | 0 | 0 | 0 | Solar | [5 empty] | Non-Fossil |  | 2030 | Solar-DER |  | 0 | 0 | 0 | 0 | 0 | 0 | 0 | 0 | 0 | 0 | 0 | 0 | 0 | 0 | 0 | 0 | 22.2451 | 52.563 | 98.922 | 173.73 | 0 | 0 | 0 | 0 | 0 | 0 | 0 | 0 | 0 | 0 | 0 | 0 | 0 | 0 | 0 | 0 | 0 | 0 | 0 | 0 | 0 | 0 | 0 | 0 | 0 | 0 | 0 | 0 | 0 | 0 | 134.3953
| PJM_AP | West Virginia | 54 |  | 0 |  |  | New | 0 | 0 | 0 | Solar PV | [5 empty] | Non-Fossil |  | 2030 | Solar |  | 0 | 0 | 0 | 0 | 0 | 0 | 0 | 0 | 0 | 0 | 0 | 0 | 0 | 0 | 0 | 0 | 12.4439 | 28.7568 | 46.9708 | 88.1715 | 0 | 0 | 0 | 0 | 0 | 0 | 0 | 0 | 0 | 0 | 0 | 0 | 0 | 0 | 0 | 0 | 0 | 0 | 0 | 0 | 0.74932 | 0 | 0 | 0 | 0 | 0 | 0 | 0 | 0 | 2.1852 | 50
| MISO_Wisconsin- Upper Michigan (WUMS) | Wisconsin | 55 |  | 0 |  |  | New | 0 | 0 | 0 | Combustion Turbine | [5 empty] | Fossil |  | 2030 | NaturalGas |  | 0.023251 | 0.018601 | 0.22807 | 0.26992 | 0 | 0 | 0 | 0 | 0 | 0 | 0 | 0 | 0 | 0 | 0 | 0 | 2.3474 | 1.8779 | 23.0257 | 27.2511 | 1.3611 | 1.0889 | 13.3512 | 15.8012 | 1.6276e-09 | 1.3021e-09 | 1.5965e-08 | 1.8895e-08 | 0.00012788 | 0.00010231 | 0.0012544 | 0.0014846 | 0 | 0 | 0 | 0 | 0 | 0 | 0 | 0 | 0.51566 | 0.010474 | 0.0083792 | 0.10274 | 0.12159 | 0.069989 | 0.049769 | 0.51308 | 0.63284 | 5.0493 | 74.2
| MISO_Wisconsin- Upper Michigan (WUMS) | Wisconsin | 55 |  | 0 |  |  | New | 0 | 0 | 0 | Landfill Gas | [5 empty] | Non-Fossil |  | 2030 | LF Gas |  | 0.18125 | 0.2457 | 0.30813 | 0.73507 | 0 | 0 | 0 | 0 | 0 | 0 | 0 | 0 | 0 | 0 | 0 | 0 | 21.291 | 28.8612 | 36.1947 | 86.3469 | 10.4453 | 14.1592 | 17.757 | 42.3614 | 0 | 0 | 0 | 0 | 0.0081563 | 0.011056 | 0.013866 | 0.033078 | 0 | 0 | 0 | 0 | 0 | 0 | 0 | 0 | 0.21839 | 0.13094 | 0.17749 | 0.2226 | 0.53103 | 0 | 0 | 0 | 0 | 0.81833 | 10.9522
| MISO_Wisconsin- Upper Michigan (WUMS) | Wisconsin | 55 |  | 0 |  |  | New | 0 | 0 | 0 | Landfill Gas | [5 empty] | Non-Fossil |  | 2030 | LF Gas |  | 0.28794 | 0.39032 | 0.4895 | 1.1678 | 0 | 0 | 0 | 0 | 0 | 0 | 0 | 0 | 0 | 0 | 0 | 0 | 33.824 | 45.8503 | 57.5008 | 137.1752 | 16.5939 | 22.494 | 28.2097 | 67.2976 | 0 | 0 | 0 | 0 | 0.012957 | 0.017565 | 0.022028 | 0.05255 | 0 | 0 | 0 | 0 | 0 | 0 | 0 | 0 | 0.34695 | 0.20802 | 0.28198 | 0.35363 | 0.84362 | 0 | 0 | 0 | 0 | 1.8886 | 17.3992
| MISO_Minnesota and Western Wisconsin | Wisconsin | 55 |  | 0 |  |  | New | 0 | 0 | 0 | Landfill Gas | [5 empty] | Non-Fossil |  | 2030 | LF Gas |  | 0.003735 | 0.005063 | 0.0063495 | 0.015147 | 0 | 0 | 0 | 0 | 0 | 0 | 0 | 0 | 0 | 0 | 0 | 0 | 0.43874 | 0.59474 | 0.74586 | 1.7793 | 0.21524 | 0.29177 | 0.36591 | 0.87293 | 0 | 0 | 0 | 0 | 0.00016807 | 0.00022783 | 0.00028573 | 0.00068164 | 0 | 0 | 0 | 0 | 0 | 0 | 0 | 0 | 0.0045003 | 0.0026982 | 0.0036576 | 0.004587 | 0.010943 | 0 | 0 | 0 | 0 | 0.016095 | 0.22569
| MISO_Minnesota and Western Wisconsin | Wisconsin | 55 |  | 0 |  |  | New | 0 | 0 | 0 | Landfill Gas | [5 empty] | Non-Fossil |  | 2030 | LF Gas |  | 0.034549 | 0.046833 | 0.058733 | 0.14011 | 0 | 0 | 0 | 0 | 0 | 0 | 0 | 0 | 0 | 0 | 0 | 0 | 4.0583 | 5.5013 | 6.8992 | 16.4588 | 1.991 | 2.6989 | 3.3847 | 8.0746 | 0 | 0 | 0 | 0 | 0.0015547 | 0.0021075 | 0.002643 | 0.0063051 | 0 | 0 | 0 | 0 | 0 | 0 | 0 | 0 | 0.041628 | 0.024959 | 0.033833 | 0.04243 | 0.10122 | 0 | 0 | 0 | 0 | 0.21765 | 2.0876
| MISO_Wisconsin- Upper Michigan (WUMS) | Wisconsin | 55 |  | 0 |  |  | New | 0 | 0 | 0 | New Battery Storage | [5 empty] | Non-Fossil |  | 2030 | EnerStor |  | 0 | 0 | 0 | 0 | 0 | 0 | 0 | 0 | 0 | 0 | 0 | 0 | 0 | 0 | 0 | 0 | 145.5506 | 197.3019 | 247.4359 | 590.2884 | 0 | 0 | 0 | 0 | 0 | 0 | 0 | 0 | 0 | 0 | 0 | 0 | 0 | 0 | 0 | 0 | 0 | 0 | 0 | 0 | 5.944 | 0 | 0 | 0 | 0 | 0 | 0 | 0 | 0 | 34.3569 | 404.3071
| MISO_Minnesota and Western Wisconsin | Wisconsin | 55 |  | 0 |  |  | New | 0 | 0 | 0 | New Battery Storage | [5 empty] | Non-Fossil |  | 2030 | EnerStor |  | 0 | 0 | 0 | 0 | 0 | 0 | 0 | 0 | 0 | 0 | 0 | 0 | 0 | 0 | 0 | 0 | 103.7866 | 140.6885 | 176.4372 | 420.9124 | 0 | 0 | 0 | 0 | 0 | 0 | 0 | 0 | 0 | 0 | 0 | 0 | 0 | 0 | 0 | 0 | 0 | 0 | 0 | 0 | 4.2385 | 0 | 0 | 0 | 0 | 0 | 0 | 0 | 0 | 24.7106 | 288.2961
| MISO_Wisconsin- Upper Michigan (WUMS) | Wisconsin | 55 |  | 0 |  |  | New | 0 | 0 | 0 | Onshore Wind | [5 empty] | Non-Fossil |  | 2030 | Wind |  | 0 | 0 | 0 | 0 | 0 | 0 | 0 | 0 | 0 | 0 | 0 | 0 | 0 | 0 | 0 | 0 | 45.8277 | 59.0076 | 56.7183 | 161.5536 | 0 | 0 | 0 | 0 | 0 | 0 | 0 | 0 | 0 | 0 | 0 | 0 | 0 | 0 | 0 | 0 | 0 | 0 | 0 | 0 | 1.3465 | 0 | 0 | 0 | 0 | 0 | 0 | 0 | 0 | 1.2836 | 40.6717
| MISO_Wisconsin- Upper Michigan (WUMS) | Wisconsin | 55 |  | 0 |  |  | New | 0 | 0 | 0 | Onshore Wind | [5 empty] | Non-Fossil |  | 2030 | Wind |  | 0 | 0 | 0 | 0 | 0 | 0 | 0 | 0 | 0 | 0 | 0 | 0 | 0 | 0 | 0 | 0 | 99.216 | 127.7504 | 122.7942 | 349.7606 | 0 | 0 | 0 | 0 | 0 | 0 | 0 | 0 | 0 | 0 | 0 | 0 | 0 | 0 | 0 | 0 | 0 | 0 | 0 | 0 | 3.0326 | 0 | 0 | 0 | 0 | 0 | 0 | 0 | 0 | 3.4735 | 91.6
| MISO_Minnesota and Western Wisconsin | Wisconsin | 55 |  | 0 |  |  | New | 0 | 0 | 0 | Solar | [5 empty] | Non-Fossil |  | 2030 | Solar-DER |  | 0 | 0 | 0 | 0 | 0 | 0 | 0 | 0 | 0 | 0 | 0 | 0 | 0 | 0 | 0 | 0 | 11.3581 | 24.7813 | 43.0836 | 79.223 | 0 | 0 | 0 | 0 | 0 | 0 | 0 | 0 | 0 | 0 | 0 | 0 | 0 | 0 | 0 | 0 | 0 | 0 | 0 | 0 | 0 | 0 | 0 | 0 | 0 | 0 | 0 | 0 | 0 | 0 | 59.1928
| MISO_Wisconsin- Upper Michigan (WUMS) | Wisconsin | 55 |  | 0 |  |  | New | 0 | 0 | 0 | Solar | [5 empty] | Non-Fossil |  | 2030 | Solar-DER |  | 0 | 0 | 0 | 0 | 0 | 0 | 0 | 0 | 0 | 0 | 0 | 0 | 0 | 0 | 0 | 0 | 65.8502 | 144.6231 | 260.6062 | 471.0795 | 0 | 0 | 0 | 0 | 0 | 0 | 0 | 0 | 0 | 0 | 0 | 0 | 0 | 0 | 0 | 0 | 0 | 0 | 0 | 0 | 0 | 0 | 0 | 0 | 0 | 0 | 0 | 0 | 0 | 0 | 351.9749
| MISO_Wisconsin- Upper Michigan (WUMS) | Wisconsin | 55 |  | 0 |  |  | New | 0 | 0 | 0 | Solar PV | [5 empty] | Non-Fossil |  | 2030 | Solar |  | 0 | 0 | 0 | 0 | 0 | 0 | 0 | 0 | 0 | 0 | 0 | 0 | 0 | 0 | 0 | 0 | 388.8222 | 831.7989 | 1492.1992 | 2712.8204 | 0 | 0 | 0 | 0 | 0 | 0 | 0 | 0 | 0 | 0 | 0 | 0 | 0 | 0 | 0 | 0 | 0 | 0 | 0 | 0 | 20.1354 | 0 | 0 | 0 | 0 | 0 | 0 | 0 | 0 | 59.3175 | 1343.5706
| MISO_Wisconsin- Upper Michigan (WUMS) | Wisconsin | 55 |  | 0 |  |  | New | 0 | 0 | 0 | Solar PV | [5 empty] | Non-Fossil |  | 2030 | Solar |  | 0 | 0 | 0 | 0 | 0 | 0 | 0 | 0 | 0 | 0 | 0 | 0 | 0 | 0 | 0 | 0 | 72.0099 | 154.0493 | 276.3555 | 502.4147 | 0 | 0 | 0 | 0 | 0 | 0 | 0 | 0 | 0 | 0 | 0 | 0 | 0 | 0 | 0 | 0 | 0 | 0 | 0 | 0 | 3.7291 | 0 | 0 | 0 | 0 | 0 | 0 | 0 | 0 | 11.0043 | 248.8294
| MISO_Minnesota and Western Wisconsin | Wisconsin | 55 |  | 0 |  |  | New | 0 | 0 | 0 | Solar PV | [5 empty] | Non-Fossil |  | 2030 | Solar |  | 0 | 0 | 0 | 0 | 0 | 0 | 0 | 0 | 0 | 0 | 0 | 0 | 0 | 0 | 0 | 0 | 18.3995 | 38.7402 | 67.7493 | 124.889 | 0 | 0 | 0 | 0 | 0 | 0 | 0 | 0 | 0 | 0 | 0 | 0 | 0 | 0 | 0 | 0 | 0 | 0 | 0 | 0 | 0.92766 | 0 | 0 | 0 | 0 | 0 | 0 | 0 | 0 | 2.8023 | 61.9
| WECC_Wyoming | Wyoming | 56 |  | 0 |  |  | New | 0 | 0 | 0 | Landfill Gas | [5 empty] | Non-Fossil |  | 2030 | LF Gas |  | 0.0090673 | 0.012291 | 0.01183 | 0.033188 | 0 | 0 | 0 | 0 | 0 | 0 | 0 | 0 | 0 | 0 | 0 | 0 | 1.0651 | 1.4438 | 1.3896 | 3.8985 | 0.52254 | 0.70833 | 0.68172 | 1.9126 | 0 | 0 | 0 | 0 | 0.00040803 | 0.00055311 | 0.00053233 | 0.0014935 | 0 | 0 | 0 | 0 | 0 | 0 | 0 | 0 | 0.010925 | 0.0065504 | 0.0088794 | 0.0085459 | 0.023976 | 0 | 0 | 0 | 0 | 0.042307 | 0.5479
| WECC_Wyoming | Wyoming | 56 |  | 0 |  |  | New | 0 | 0 | 0 | Landfill Gas | [5 empty] | Non-Fossil |  | 2030 | LF Gas |  | 0.013601 | 0.018437 | 0.017744 | 0.049782 | 0 | 0 | 0 | 0 | 0 | 0 | 0 | 0 | 0 | 0 | 0 | 0 | 1.5977 | 2.1657 | 2.0844 | 5.8478 | 0.78381 | 1.0625 | 1.0226 | 2.8689 | 0 | 0 | 0 | 0 | 0.00061204 | 0.00082966 | 0.00079849 | 0.0022402 | 0 | 0 | 0 | 0 | 0 | 0 | 0 | 0 | 0.016388 | 0.0098256 | 0.013319 | 0.012819 | 0.035964 | 0 | 0 | 0 | 0 | 0.090925 | 0.82185
| WECC_Wyoming | Wyoming | 56 |  | 0 |  |  | New | 0 | 0 | 0 | New Battery Storage | [5 empty] | Non-Fossil |  | 2030 | EnerStor |  | 0 | 0 | 0 | 0 | 0 | 0 | 0 | 0 | 0 | 0 | 0 | 0 | 0 | 0 | 0 | 0 | 76.7251 | 104.0052 | 130.4327 | 311.163 | 0 | 0 | 0 | 0 | 0 | 0 | 0 | 0 | 0 | 0 | 0 | 0 | 0 | 0 | 0 | 0 | 0 | 0 | 0 | 0 | 3.1333 | 0 | 0 | 0 | 0 | 0 | 0 | 0 | 0 | 17.2945 | 213.1253
| WECC_Wyoming | Wyoming | 56 |  | 0 |  |  | New | 0 | 0 | 0 | Onshore Wind | [5 empty] | Non-Fossil |  | 2030 | Wind |  | 0 | 0 | 0 | 0 | 0 | 0 | 0 | 0 | 0 | 0 | 0 | 0 | 0 | 0 | 0 | 0 | 554.0253 | 584.658 | 400.7413 | 1539.4245 | 0 | 0 | 0 | 0 | 0 | 0 | 0 | 0 | 0 | 0 | 0 | 0 | 0 | 0 | 0 | 0 | 0 | 0 | 0 | 0 | 23.0884 | 0 | 0 | 0 | 0 | 0 | 0 | 0 | 0 | 42.0851 | 697.3776
| WECC_Wyoming | Wyoming | 56 |  | 0 |  |  | New | 0 | 0 | 0 | Onshore Wind | [5 empty] | Non-Fossil |  | 2030 | Wind |  | 0 | 0 | 0 | 0 | 0 | 0 | 0 | 0 | 0 | 0 | 0 | 0 | 0 | 0 | 0 | 0 | 747.9695 | 774.7351 | 475.3919 | 1998.0964 | 0 | 0 | 0 | 0 | 0 | 0 | 0 | 0 | 0 | 0 | 0 | 0 | 0 | 0 | 0 | 0 | 0 | 0 | 0 | 0 | 22.8865 | 0 | 0 | 0 | 0 | 0 | 0 | 0 | 0 | 35.3106 | 691.2783
| WECC_Wyoming | Wyoming | 56 |  | 0 |  |  | New | 0 | 0 | 0 | Onshore Wind | [5 empty] | Non-Fossil |  | 2030 | Wind |  | 0 | 0 | 0 | 0 | 0 | 0 | 0 | 0 | 0 | 0 | 0 | 0 | 0 | 0 | 0 | 0 | 752.8599 | 779.8005 | 478.5001 | 2011.1606 | 0 | 0 | 0 | 0 | 0 | 0 | 0 | 0 | 0 | 0 | 0 | 0 | 0 | 0 | 0 | 0 | 0 | 0 | 0 | 0 | 23.0361 | 0 | 0 | 0 | 0 | 0 | 0 | 0 | 0 | 35.6679 | 695.7981
| WECC_Wyoming | Wyoming | 56 |  | 0 |  |  | New | 0 | 0 | 0 | Onshore Wind | [5 empty] | Non-Fossil |  | 2030 | Wind |  | 0 | 0 | 0 | 0 | 0 | 0 | 0 | 0 | 0 | 0 | 0 | 0 | 0 | 0 | 0 | 0 | 754.2228 | 781.2121 | 479.3663 | 2014.8013 | 0 | 0 | 0 | 0 | 0 | 0 | 0 | 0 | 0 | 0 | 0 | 0 | 0 | 0 | 0 | 0 | 0 | 0 | 0 | 0 | 23.0778 | 0 | 0 | 0 | 0 | 0 | 0 | 0 | 0 | 35.9869 | 697.0576
| WECC_Wyoming | Wyoming | 56 |  | 0 |  |  | New | 0 | 0 | 0 | Onshore Wind | [5 empty] | Non-Fossil |  | 2030 | Wind |  | 0 | 0 | 0 | 0 | 0 | 0 | 0 | 0 | 0 | 0 | 0 | 0 | 0 | 0 | 0 | 0 | 755.2657 | 782.2924 | 480.0292 | 2017.5874 | 0 | 0 | 0 | 0 | 0 | 0 | 0 | 0 | 0 | 0 | 0 | 0 | 0 | 0 | 0 | 0 | 0 | 0 | 0 | 0 | 23.1097 | 0 | 0 | 0 | 0 | 0 | 0 | 0 | 0 | 36.7776 | 698.0216
| WECC_Wyoming | Wyoming | 56 |  | 0 |  |  | New | 0 | 0 | 0 | Onshore Wind | [5 empty] | Non-Fossil |  | 2030 | Wind |  | 0 | 0 | 0 | 0 | 0 | 0 | 0 | 0 | 0 | 0 | 0 | 0 | 0 | 0 | 0 | 0 | 155.8817 | 161.4598 | 99.0747 | 416.4162 | 0 | 0 | 0 | 0 | 0 | 0 | 0 | 0 | 0 | 0 | 0 | 0 | 0 | 0 | 0 | 0 | 0 | 0 | 0 | 0 | 4.7697 | 0 | 0 | 0 | 0 | 0 | 0 | 0 | 0 | 8.6514 | 144.0669
| WECC_Wyoming | Wyoming | 56 |  | 0 |  |  | New | 0 | 0 | 0 | Solar | [5 empty] | Non-Fossil |  | 2030 | Solar-DER |  | 0 | 0 | 0 | 0 | 0 | 0 | 0 | 0 | 0 | 0 | 0 | 0 | 0 | 0 | 0 | 0 | 120.8832 | 255.3974 | 447.74 | 824.0206 | 0 | 0 | 0 | 0 | 0 | 0 | 0 | 0 | 0 | 0 | 0 | 0 | 0 | 0 | 0 | 0 | 0 | 0 | 0 | 0 | 0 | 0 | 0 | 0 | 0 | 0 | 0 | 0 | 0 | 0 | 504.9709