Honda Torrance | 58300_G_HON | 58300 | G | HON |  | Fuel Cell |  | WEC_LADW | California | 6 | Los Angeles | 37 | 06037 | 1 | 7595 | 2012 | 9999 |  |  | N | Natural Gas | [13 empty] | 0 | 0 | 0 | 0 | [11 empty] | Honda of America Manufacturing Inc | 100 | Honda Motor Co Ltd | 100 | Non-regulated
Juniper Networks Sunnyvale | 58301_G_JPR | 58301 | G | JPR |  | Fuel Cell |  | WEC_CALN | California | 6 | Santa Clara | 85 | 06085 | 1 | 7248 | 2012 | 9999 |  |  | N | Natural Gas | [13 empty] | 0 | 0 | 0 | 0 | [11 empty] | Juniper Networks Inc | 100 | Juniper Networks Inc | 100 | Non-regulated
Life Technologies Carlsbad | 58302_G_LFT | 58302 | G | LFT |  | Fuel Cell |  | WEC_SDGE | California | 6 | San Diego | 73 | 06073 | 1 | 7356 | 2012 | 9999 |  |  | N | Natural Gas | [13 empty] | 0 | 0 | 0 | 0 | [11 empty] | Life Technologies Corp | 100 | Life Technologies Corp | 100 | Non-regulated
Taylor Farms Salinas | 58303_G_TLR | 58303 | G | TLR |  | Fuel Cell |  | WEC_CALN | California | 6 | Monterey | 53 | 06053 | 1 | 7324 | 2012 | 9999 |  |  | N | Natural Gas | [13 empty] | 0 | 0 | 0 | 0 | [11 empty] | Taylor Fresh Foods Inc | 100 | Taylor Fresh Foods Inc | 100 | Non-regulated
Kingsburg Solar | 58304_G_1 | 58304 | G | 1 |  | Solar PV |  | WECC_SCE | California | 6 | Tulare | 107 | 06107 | 1.5 | 0 | 2013 | 9999 |  |  | N | Solar | [13 empty] | 0 | 0 | 0 | 0 | [11 empty] | Tulare PV II LLC | 100 | Immodo Group | 100 | Non-regulated
Kingsburg Solar | 58304_G_2 | 58304 | G | 2 |  | Solar PV |  | WECC_SCE | California | 6 | Tulare | 107 | 06107 | 1.5 | 0 | 2013 | 9999 |  |  | N | Solar | [13 empty] | 0 | 0 | 0 | 0 | [11 empty] | Tulare PV II LLC | 100 | Immodo Group | 100 | Non-regulated
Kingsburg Solar | 58304_G_3 | 58304 | G | 3 |  | Solar PV |  | WECC_SCE | California | 6 | Tulare | 107 | 06107 | 0.7 | 0 | 2013 | 9999 |  |  | N | Solar | [13 empty] | 0 | 0 | 0 | 0 | [11 empty] | Tulare PV II LLC | 100 | Immodo Group | 100 | Non-regulated
PCIP Solar | 58305_G_PCIP | 58305 | G | PCIP |  | Solar PV |  | S_VACA | North Carolina | 37 | Person | 145 | 37145 | 1 | 0 | 2011 | 9999 |  |  | N | Solar | [13 empty] | 0 | 0 | 0 | 0 | [11 empty] | Pcip Solar LLC | 100 | Gehrlicher Solar America Corp | 100 | Non-regulated
Exeter Solar | 58306_G_1 | 58306 | G | 1 |  | Solar PV |  | WECC_SCE | California | 6 | Tulare | 107 | 06107 | 1 | 0 | 2014 | 9999 |  |  | N | Solar | [13 empty] | 0 | 0 | 0 | 0 | [11 empty] | Tulare PV 1 LLC | 100 | Immodo Group | 100 | Non-regulated
Exeter Solar | 58306_G_2 | 58306 | G | 2 |  | Solar PV |  | WECC_SCE | California | 6 | Tulare | 107 | 06107 | 1 | 0 | 2014 | 9999 |  |  | N | Solar | [13 empty] | 0 | 0 | 0 | 0 | [11 empty] | Tulare PV 1 LLC | 100 | Immodo Group | 100 | Non-regulated
Exeter Solar | 58306_G_3 | 58306 | G | 3 |  | Solar PV |  | WECC_SCE | California | 6 | Tulare | 107 | 06107 | 1.5 | 0 | 2014 | 9999 |  |  | N | Solar | [13 empty] | 0 | 0 | 0 | 0 | [11 empty] | Tulare PV 1 LLC | 100 | Immodo Group | 100 | Non-regulated
Ivanhoe Solar | 58307_G_1 | 58307 | G | 1 |  | Solar PV |  | WECC_SCE | California | 6 | Tulare | 107 | 06107 | 1.5 | 0 | 2014 | 9999 |  |  | N | Solar | [13 empty] | 0 | 0 | 0 | 0 | [11 empty] | Tulare PV 1 LLC | 100 | Immodo Group | 100 | Non-regulated
Ivanhoe Solar | 58307_G_2 | 58307 | G | 2 |  | Solar PV |  | WECC_SCE | California | 6 | Tulare | 107 | 06107 | 0.5 | 0 | 2014 | 9999 |  |  | N | Solar | [13 empty] | 0 | 0 | 0 | 0 | [11 empty] | Tulare PV 1 LLC | 100 | Immodo Group | 100 | Non-regulated
Ivanhoe Solar | 58307_G_3 | 58307 | G | 3 |  | Solar PV |  | WECC_SCE | California | 6 | Tulare | 107 | 06107 | 1.5 | 0 | 2014 | 9999 |  |  | N | Solar | [13 empty] | 0 | 0 | 0 | 0 | [11 empty] | Tulare PV 1 LLC | 100 | Immodo Group | 100 | Non-regulated
Lindsay Solar | 58308_G_1 | 58308 | G | 1 |  | Solar PV |  | WECC_SCE | California | 6 | Tulare | 107 | 06107 | 1.5 | 0 | 2014 | 9999 |  |  | N | Solar | [13 empty] | 0 | 0 | 0 | 0 | [11 empty] | Tulare PV 1 LLC | 100 | Immodo Group | 100 | Non-regulated
Lindsay Solar | 58308_G_3 | 58308 | G | 3 |  | Solar PV |  | WECC_SCE | California | 6 | Tulare | 107 | 06107 | 1.5 | 0 | 2014 | 9999 |  |  | N | Solar | [13 empty] | 0 | 0 | 0 | 0 | [11 empty] | Tulare PV 1 LLC | 100 | Immodo Group | 100 | Non-regulated
Lindsay Solar | 58308_G_4 | 58308 | G | 4 |  | Solar PV |  | WECC_SCE | California | 6 | Tulare | 107 | 06107 | 1 | 0 | 2014 | 9999 |  |  | N | Solar | [13 empty] | 0 | 0 | 0 | 0 | [11 empty] | Tulare PV 1 LLC | 100 | Immodo Group | 100 | Non-regulated
Porterville Solar | 58309_G_1 | 58309 | G | 1 |  | Solar PV |  | WECC_SCE | California | 6 | Tulare | 107 | 06107 | 1 | 0 | 2014 | 9999 |  |  | N | Solar | [13 empty] | 0 | 0 | 0 | 0 | [11 empty] | Tulare PV 1 LLC | 100 | Immodo Group | 100 | Non-regulated
Porterville Solar | 58309_G_2 | 58309 | G | 2 |  | Solar PV |  | WECC_SCE | California | 6 | Tulare | 107 | 06107 | 1 | 0 | 2014 | 9999 |  |  | N | Solar | [13 empty] | 0 | 0 | 0 | 0 | [11 empty] | Tulare PV 1 LLC | 100 | Immodo Group | 100 | Non-regulated
Porterville Solar | 58309_G_5 | 58309 | G | 5 |  | Solar PV |  | WECC_SCE | California | 6 | Tulare | 107 | 06107 | 1.5 | 0 | 2014 | 9999 |  |  | N | Solar | [13 empty] | 0 | 0 | 0 | 0 | [11 empty] | Tulare PV 1 LLC | 100 | Immodo Group | 100 | Non-regulated
Chadbourn Farm | 58311_G_1 | 58311 | G | 1 |  | Solar PV |  | S_VACA | North Carolina | 37 | Columbus | 47 | 37047 | 5 | 0 | 2012 | 9999 |  |  | N | Solar | [13 empty] | 0 | 0 | 0 | 0 | [11 empty] | Chadbourne Farm LLC | 100 | Strata Solar LLC | 100 | Non-regulated
Warrenton Farm | 58312_G_1 | 58312 | G | 1 |  | Solar PV |  | S_VACA | North Carolina | 37 | Warren | 185 | 37185 | 4 | 0 | 2012 | 9999 |  |  | N | Solar | [13 empty] | 0 | 0 | 0 | 0 | [11 empty] | Warrenton Farm LLC | 100 | Strata Solar LLC | 100 | Non-regulated
Mocksville Farm | 58313_G_1 | 58313 | G | 1 |  | Solar PV |  | S_VACA | North Carolina | 37 | Davie | 59 | 37059 | 5 | 0 | 2012 | 9999 |  |  | N | Solar | [13 empty] | 0 | 0 | 0 | 0 | [11 empty] | Mocksville Farm LLC | 100 | Mocksville Farm LLC | 100 | Non-regulated
Belwood Farm | 58314_G_1 | 58314 | G | 1 |  | Solar PV |  | S_VACA | North Carolina | 37 | Cleveland | 45 | 37045 | 4 | 0 | 2012 | 9999 |  |  | N | Solar | [13 empty] | 0 | 0 | 0 | 0 | [11 empty] | Belwood Farm LLC | 100 | Strata Solar LLC | 100 | Non-regulated
Arndt Farm | 58315_G_1 | 58315 | G | 1 |  | Solar PV |  | S_VACA | North Carolina | 37 | Catawba | 35 | 37035 | 5 | 0 | 2012 | 9999 |  |  | N | Solar | [13 empty] | 0 | 0 | 0 | 0 | [11 empty] | Arndt Farm LLC | 100 | Strata Solar LLC | 100 | Non-regulated
Railroad Farm | 58316_G_1 | 58316 | G | 1 |  | Solar PV |  | S_VACA | North Carolina | 37 | Robeson | 155 | 37155 | 5 | 0 | 2012 | 9999 |  |  | N | Solar | [13 empty] | 0 | 0 | 0 | 0 | [11 empty] | Railroad Farm LLC | 100 | Railroad Farm LLC | 100 | Non-regulated
Watts Farm | 58317_G_1 | 58317 | G | 1 |  | Solar PV |  | S_VACA | North Carolina | 37 | Robeson | 155 | 37155 | 5 | 0 | 2012 | 9999 |  |  | N | Solar | [13 empty] | 0 | 0 | 0 | 0 | [11 empty] | Watts Farm LLC | 100 | Watts Farm LLC | 100 | Non-regulated
Farrington Farm | 58318_G_1 | 58318 | G | 1 |  | Solar PV |  | S_VACA | North Carolina | 37 | Chatham | 37 | 37037 | 1 | 0 | 2012 | 9999 |  |  | N | Solar | [13 empty] | 0 | 0 | 0 | 0 | [11 empty] | NC Renewable Investor 1 LLC | 100 | NC Renewable Investor 1 LLC | 100 | Non-regulated
Patua Acquisition Project, LLC | 58319_G_1 | 58319 | G | 1 |  | Geothermal |  | WECC_NNV | Nevada | 32 | Churchill | 1 | 32001 | 10 | 9771 | 2013 | 9999 |  |  | N | Geothermal | [13 empty] | 0 | 0 | 0 | 0 | 0.4563 | 0.4563 | 0.4563 | [8 empty] | Patua Acquisition Co LLC | 100 | Gradient Resources Inc | 100 | Non-regulated
Patua Acquisition Project, LLC | 58319_G_3 | 58319 | G | 3 |  | Geothermal |  | WECC_NNV | Nevada | 32 | Churchill | 1 | 32001 | 10 | 9771 | 2013 | 9999 |  |  | N | Geothermal | [13 empty] | 0 | 0 | 0 | 0 | 0.4563 | 0.4563 | 0.4563 | [8 empty] | Patua Acquisition Co LLC | 100 | Gradient Resources Inc | 100 | Non-regulated
Patua Acquisition Project, LLC | 58319_G_5 | 58319 | G | 5 |  | Geothermal |  | WECC_NNV | Nevada | 32 | Churchill | 1 | 32001 | 10 | 9771 | 2013 | 9999 |  |  | N | Geothermal | [13 empty] | 0 | 0 | 0 | 0 | 0.4563 | 0.4563 | 0.4563 | [8 empty] | Patua Acquisition Co LLC | 100 | Gradient Resources Inc | 100 | Non-regulated
Patua Acquisition Project, LLC | 58319_G_PV-01 | 58319 | G | PV-01 |  | Solar PV |  | WECC_NNV | Nevada | 32 | Churchill | 1 | 32001 | 10.6 | 0 | 2017 | 9999 |  |  | N | Solar | [13 empty] | 0 | 0 | 0 | 0 | [11 empty] | Gradient Resources | 100 | Gradient Resources Inc | 100 | Non-regulated
G2 Energy Hay Rd | 58320_G_362 | 58320 | G | 362 |  | Landfill Gas |  | WEC_CALN | California | 6 | Solano | 95 | 06095 | 1.5 | 13500 | 2013 | 9999 |  |  | N | Landfill Gas | [13 empty] | 0.10706 | 0.10706 | 0.10706 | 0.10706 | [11 empty] | G2 Energy Hay Road LLC | 100 | FORTISTAR | 100 | Non-regulated
Goldthwaite Wind Energy Facility | 58321_G_1 | 58321 | G | 1 |  | Onshore Wind |  | ERC_REST | Texas | 48 | Mills | 333 | 48333 | 150 | 0 | 2013 | 9999 |  |  | N | Wind | [13 empty] | 0 | 0 | 0 | 0 | [11 empty] | Goldthwaite Wind Energy LLC | 100 | Invenergy LLC | 100 | Non-regulated
Prairie Breeze | 58322_G_1 | 58322 | G | 1 |  | Onshore Wind |  | SPP_NEBR | Nebraska | 31 | Antelope | 3 | 31003 | 200.6 | 0 | 2014 | 9999 |  |  | N | Wind | [13 empty] | 0 | 0 | 0 | 0 | [11 empty] | Prairie Breeze Wind Energy LLC | 100 | Brookfield Asset Management Inc | 100 | Non-regulated
Shannon Farm | 58323_G_1 | 58323 | G | 1 |  | Solar PV |  | S_VACA | North Carolina | 37 | Robeson | 155 | 37155 | 5 | 0 | 2012 | 9999 |  |  | N | Solar | [13 empty] | 0 | 0 | 0 | 0 | [11 empty] | Shannon Farm LLC | 100 | Shannon Farm LLC | 100 | Non-regulated
Vansycle II Wind Energy Center | 58324_G_SIE23 | 58324 | G | SIE23 |  | Onshore Wind |  | WECC_PNW | Oregon | 41 | Umatilla | 59 | 41059 | 98.9 | 0 | 2009 | 9999 |  |  | N | Wind | [13 empty] | 0 | 0 | 0 | 0 | [11 empty] | FPL Energy Stateline II Inc | 100 | NextEra Energy Inc | 100 | Non-regulated
Charles D. Lamb Energy Center | 58325_G_1 | 58325 | G | 1 | 90933 | Combustion Turbine |  | SPP_WEST | Oklahoma | 40 | Kay | 71 | 40071 | 122 | 13086 | 2015 | 9999 |  |  | N | Natural Gas |  |  |  | DLNB | [9 empty] | 0.03606 | 0.03606 | 0.03606 | 0.03606 | [11 empty] | Oklahoma Municipal Power Authority | 100 | Oklahoma Municipal Power Authority | 100 | Regulated
PWD Northeast WPCP Biogas Cogen Plant | 58326_G_NBG1 | 58326 | G | NBG1 |  | Non-Fossil Waste |  | PJM_EMAC | Pennsylvania | 42 | Philadelphia | 101 | 42101 | 1.4 | 9526 | 2013 | 9999 |  |  | Y | Non-Fossil Waste | [13 empty] | 0 | 0 | 0 | 0 | [11 empty] | Ameresco Inc | 100 | Ameresco Inc | 100 | Non-regulated
PWD Northeast WPCP Biogas Cogen Plant | 58326_G_NBG2 | 58326 | G | NBG2 |  | Non-Fossil Waste |  | PJM_EMAC | Pennsylvania | 42 | Philadelphia | 101 | 42101 | 1.4 | 9526 | 2013 | 9999 |  |  | Y | Non-Fossil Waste | [13 empty] | 0 | 0 | 0 | 0 | [11 empty] | Ameresco Inc | 100 | Ameresco Inc | 100 | Non-regulated
PWD Northeast WPCP Biogas Cogen Plant | 58326_G_NBG3 | 58326 | G | NBG3 |  | Non-Fossil Waste |  | PJM_EMAC | Pennsylvania | 42 | Philadelphia | 101 | 42101 | 1.4 | 9526 | 2013 | 9999 |  |  | Y | Non-Fossil Waste | [13 empty] | 0 | 0 | 0 | 0 | [11 empty] | Ameresco Inc | 100 | Ameresco Inc | 100 | Non-regulated
PWD Northeast WPCP Biogas Cogen Plant | 58326_G_NBG4 | 58326 | G | NBG4 |  | Non-Fossil Waste |  | PJM_EMAC | Pennsylvania | 42 | Philadelphia | 101 | 42101 | 1.4 | 9526 | 2013 | 9999 |  |  | Y | Non-Fossil Waste | [13 empty] | 0 | 0 | 0 | 0 | [11 empty] | Ameresco Inc | 100 | Ameresco Inc | 100 | Non-regulated
Bradley Energy Center | 58327_G_UNIT1 | 58327 | G | UNIT1 |  | Combustion Turbine | IC Engine | NENG_CT | Connecticut | 9 | Hartford | 3 | 09003 | 1.5 | 8700 | 2002 | 9999 |  |  | Y | Natural Gas | [13 empty] | 1.061 | 1.061 | 1.061 | 1.061 | [11 empty] | Ameresco Select Inc | 100 | Ameresco Inc | 100 | Non-regulated
Bradley Energy Center | 58327_G_UNIT2 | 58327 | G | UNIT2 |  | Combustion Turbine | IC Engine | NENG_CT | Connecticut | 9 | Hartford | 3 | 09003 | 1.2 | 8700 | 2002 | 9999 |  |  | Y | Natural Gas | [13 empty] | 1.061 | 1.061 | 1.061 | 1.061 | [11 empty] | Ameresco Select Inc | 100 | Ameresco Inc | 100 | Non-regulated
Bradley Energy Center | 58327_G_UNIT3 | 58327 | G | UNIT3 |  | Combustion Turbine | IC Engine | NENG_CT | Connecticut | 9 | Hartford | 3 | 09003 | 1.2 | 8700 | 2002 | 9999 |  |  | Y | Natural Gas | [13 empty] | 1.061 | 1.061 | 1.061 | 1.061 | [11 empty] | Ameresco Select Inc | 100 | Ameresco Inc | 100 | Non-regulated
Bradley Energy Center | 58327_G_UNIT4 | 58327 | G | UNIT4 |  | Combustion Turbine | IC Engine | NENG_CT | Connecticut | 9 | Hartford | 3 | 09003 | 1.9 | 8700 | 2010 | 9999 |  |  | Y | Natural Gas | [13 empty] | 1.061 | 1.061 | 1.061 | 1.061 | [11 empty] | Ameresco Select Inc | 100 | Ameresco Inc | 100 | Non-regulated
UMMS at Pocomoke | 58329_G_PV1 | 58329 | G | PV1 |  | Solar PV |  | PJM_EMAC | Maryland | 24 | Somerset | 39 | 24039 | 2.8 | 0 | 2013 | 9999 |  |  | N | Solar | [13 empty] | 0 | 0 | 0 | 0 | [11 empty] | Constellation Solar Maryland II LLC | 100 | Exelon Corp | 100 | Non-regulated
Fuquay Farm | 58331_G_FUQUA | 58331 | G | FUQUA |  | Solar PV |  | S_VACA | North Carolina | 37 | Wake | 183 | 37183 | 5 | 0 | 2013 | 9999 |  |  | N | Solar | [11 empty] | 0 |  | 0 | 0 | 0 | 0 | [11 empty] | Fuquay Farm, LLC | 100 | Fuquay Farm, LLC | 100 | Non-regulated
Haynes Farm | 58332_G_1 | 58332 | G | 1 |  | Solar PV |  | S_VACA | North Carolina | 37 | Lincoln | 109 | 37109 | 5 | 0 | 2013 | 9999 |  |  | N | Solar | [13 empty] | 0 | 0 | 0 | 0 | [11 empty] | Haynes Farm LLC | 100 | Strata Solar LLC | 100 | Non-regulated
Lenoir Farm | 58333_G_1 | 58333 | G | 1 |  | Solar PV |  | S_VACA | North Carolina | 37 | Lenoir | 107 | 37107 | 5 | 0 | 2013 | 9999 |  |  | N | Solar | [13 empty] | 0 | 0 | 0 | 0 | [11 empty] | Lenoir Farm LLC | 100 | Strata Solar LLC | 100 | Non-regulated
Lenoir Farm 2 | 58334_G_1 | 58334 | G | 1 |  | Solar PV |  | S_VACA | North Carolina | 37 | Lenoir | 107 | 37107 | 5 | 0 | 2013 | 9999 |  |  | N | Solar | [13 empty] | 0 | 0 | 0 | 0 | [11 empty] | Lenoir Farm 2 LLC | 100 | Strata Solar LLC | 100 | Non-regulated
Marshville Farm | 58335_G_1 | 58335 | G | 1 |  | Solar PV |  | S_VACA | North Carolina | 37 | Union | 179 | 37179 | 5 | 0 | 2013 | 9999 |  |  | N | Solar | [13 empty] | 0 | 0 | 0 | 0 | [11 empty] | Marshville Farm LLC | 100 | Strata Solar LLC | 100 | Non-regulated
Mile Farm | 58336_G_1 | 58336 | G | 1 |  | Solar PV |  | S_VACA | North Carolina | 37 | Durham | 63 | 37063 | 5 | 0 | 2014 | 9999 |  |  | N | Solar | [13 empty] | 0 | 0 | 0 | 0 | [11 empty] | Mile Farm LLC | 100 | Strata Solar LLC | 100 | Non-regulated
Moore Solar Farm | 58337_G_1 | 58337 | G | 1 |  | Solar PV |  | S_VACA | North Carolina | 37 | Rockingham | 157 | 37157 | 5 | 0 | 2013 | 9999 |  |  | N | Solar | [13 empty] | 0 | 0 | 0 | 0 | [11 empty] | Moore Solar Farm LLC | 100 | Strata Solar LLC | 100 | Non-regulated
Moorings Farm | 58338_G_1 | 58338 | G | 1 |  | Solar PV |  | S_VACA | North Carolina | 37 | Wayne | 191 | 37191 | 5 | 0 | 2013 | 9999 |  |  | N | Solar | [13 empty] | 0 | 0 | 0 | 0 | [11 empty] | Moorings Farm LLC | 100 | Strata Solar LLC | 100 | Non-regulated
New Bern Farm | 58339_G_1 | 58339 | G | 1 |  | Solar PV |  | S_VACA | North Carolina | 37 | Craven | 49 | 37049 | 5 | 0 | 2014 | 9999 |  |  | N | Solar | [13 empty] | 0 | 0 | 0 | 0 | [11 empty] | New Bern Farm LLC | 100 | Strata Solar LLC | 100 | Non-regulated
Roxboro Farm | 58340_G_1 | 58340 | G | 1 |  | Solar PV |  | S_VACA | North Carolina | 37 | Person | 145 | 37145 | 5 | 0 | 2014 | 9999 |  |  | N | Solar | [13 empty] | 0 | 0 | 0 | 0 | [11 empty] | Roxboro Farm LLC | 100 | Strata Solar LLC | 100 | Non-regulated
White Cross Farm | 58341_G_1 | 58341 | G | 1 |  | Solar PV |  | S_VACA | North Carolina | 37 | Orange | 135 | 37135 | 5 | 0 | 2013 | 9999 |  |  | N | Solar | [13 empty] | 0 | 0 | 0 | 0 | [11 empty] | White Cross Farm LLC | 100 | Strata Solar LLC | 100 | Non-regulated
Wilson Farm 1 | 58342_G_1 | 58342 | G | 1 |  | Solar PV |  | S_VACA | North Carolina | 37 | Wilson | 195 | 37195 | 5 | 0 | 2013 | 9999 |  |  | N | Solar | [13 empty] | 0 | 0 | 0 | 0 | [11 empty] | Wilson Farm 1 LLC | 100 | Strata Solar LLC | 100 | Non-regulated
Yanceyville Farm | 58343_G_1 | 58343 | G | 1 |  | Solar PV |  | S_VACA | North Carolina | 37 | Caswell | 33 | 37033 | 5 | 0 | 2013 | 9999 |  |  | N | Solar | [13 empty] | 0 | 0 | 0 | 0 | [11 empty] | Yanceyville Farm LLC | 100 | Strata Solar LLC | 100 | Non-regulated
AM Best Farm | 58344_G_1 | 58344 | G | 1 |  | Solar PV |  | S_VACA | North Carolina | 37 | Wayne | 191 | 37191 | 5 | 0 | 2013 | 9999 |  |  | N | Solar | [13 empty] | 0 | 0 | 0 | 0 | [11 empty] | Am Best Farm LLC | 100 | Am Best LLC | 100 | Non-regulated
Mt Olive Farm 2 | 58345_G_1 | 58345 | G | 1 |  | Solar PV |  | S_VACA | North Carolina | 37 | Wayne | 191 | 37191 | 5 | 0 | 2013 | 9999 |  |  | N | Solar | [13 empty] | 0 | 0 | 0 | 0 | [11 empty] | Mt Olive Farm 2 LLC | 100 | Strata Solar LLC | 100 | Non-regulated
Dibrell Farm | 58346_G_1 | 58346 | G | 1 |  | Solar PV |  | S_VACA | North Carolina | 37 | Rockingham | 157 | 37157 | 5 | 0 | 2013 | 9999 |  |  | N | Solar | [13 empty] | 0 | 0 | 0 | 0 | [11 empty] | Dibrell Farm LLC | 100 | Strata Solar LLC | 100 | Non-regulated
Rock Farm | 58347_G_1 | 58347 | G | 1 |  | Solar PV |  | S_VACA | North Carolina | 37 | Richmond | 153 | 37153 | 5 | 0 | 2013 | 9999 |  |  | N | Solar | [13 empty] | 0 | 0 | 0 | 0 | [11 empty] | Rock Farm LLC | 100 | Strata Solar LLC | 100 | Non-regulated
Two Lines Farm | 58348_G_1 | 58348 | G | 1 |  | Solar PV |  | S_VACA | North Carolina | 37 | Catawba | 35 | 37035 | 5 | 0 | 2013 | 9999 |  |  | N | Solar | [13 empty] | 0 | 0 | 0 | 0 | [11 empty] | Strata Solar Development LLC | 100 | Strata Solar LLC | 100 | Non-regulated
Bolton Farm | 58349_G_1 | 58349 | G | 1 |  | Solar PV |  | S_VACA | North Carolina | 37 | Warren | 185 | 37185 | 5 | 0 | 2013 | 9999 |  |  | N | Solar | [13 empty] | 0 | 0 | 0 | 0 | [11 empty] | Bolton Farm LLC | 100 | Bolton Farm LLC | 100 | Non-regulated
McCallum Farm | 58350_G_1 | 58350 | G | 1 |  | Solar PV |  | S_VACA | North Carolina | 37 | Robeson | 155 | 37155 | 5 | 0 | 2013 | 9999 |  |  | N | Solar | [13 empty] | 0 | 0 | 0 | 0 | [11 empty] | Solar Management Services LLC | 100 | Solar Management Services LLC | 100 | Non-regulated
Tuscola Bay Wind | 58351_G_GE16 | 58351 | G | GE16 |  | Onshore Wind |  | MIS_LMI | Michigan | 26 | Tuscola | 157 | 26157 | 120 | 0 | 2012 | 9999 |  |  | N | Wind | [13 empty] | 0 | 0 | 0 | 0 | [11 empty] | Tuscola Bay Wind LLC | 100 | NextEra Energy Inc | 100 | Non-regulated
Radiance Solar 4 | 58354_G_1 | 58354 | G | 1 |  | Solar PV |  | WEC_LADW | California | 6 | Los Angeles | 37 | 06037 | 1.5 | 0 | 2013 | 9999 |  |  | N | Solar | [13 empty] | 0 | 0 | 0 | 0 | [11 empty] | Radiance Solar 4 LLC | 100 | Eosol Energy SL | 100 | Non-regulated
Radiance Solar 5 | 58355_G_1 | 58355 | G | 1 |  | Solar PV |  | WEC_LADW | California | 6 | Los Angeles | 37 | 06037 | 1.5 | 0 | 2013 | 9999 |  |  | N | Solar | [13 empty] | 0 | 0 | 0 | 0 | [11 empty] | Radiance Solar 5 LLC | 100 | Eosol Energy SL | 100 | Non-regulated
The Lawrenceville School Solar Facility | 58356_G_TLS | 58356 | G | TLS |  | Solar PV |  | PJM_EMAC | New Jersey | 34 | Mercer | 21 | 34021 | 5.2 | 0 | 2012 | 9999 |  |  | N | Solar | [13 empty] | 0 | 0 | 0 | 0 | [11 empty] | CVI CleanCapital Solar 4 LLC | 100 | CleanCapital | 100 | Non-regulated
Amazon | 58357_G_WR | 58357 | G | WR |  | Solar PV |  | PJM_EMAC | New Jersey | 34 | Middlesex | 23 | 34023 | 4.2 | 0 | 2011 | 9999 |  |  | N | Solar | [13 empty] | 0 | 0 | 0 | 0 | [11 empty] | CVI CleanCapital Solar 4 LLC | 100 | CleanCapital | 100 | Non-regulated
North Jersey Media Group Solar Facility | 58358_G_NJMG | 58358 | G | NJMG |  | Solar PV |  | PJM_EMAC | New Jersey | 34 | Morris | 27 | 34027 | 4.1 | 0 | 2013 | 9999 |  |  | N | Solar | [13 empty] | 0 | 0 | 0 | 0 | [11 empty] | CVI CleanCapital Solar 4 LLC | 100 | CleanCapital | 100 | Non-regulated
Corning Pharmaceutical Glass | 58359_G_GG | 58359 | G | GG |  | Solar PV |  | PJM_EMAC | New Jersey | 34 | Cumberland | 11 | 34011 | 2.3 | 0 | 2012 | 9999 |  |  | N | Solar | [13 empty] | 0 | 0 | 0 | 0 | [11 empty] | CVI CleanCapital Solar 4 LLC | 100 | CleanCapital | 100 | Non-regulated
Atlantic Coast Freezers Solar Facility | 58360_G_ACF | 58360 | G | ACF |  | Solar PV |  | PJM_EMAC | New Jersey | 34 | Cumberland | 11 | 34011 | 2 | 0 | 2012 | 9999 |  |  | N | Solar | [13 empty] | 0 | 0 | 0 | 0 | [11 empty] | CVI CleanCapital Solar 4 LLC | 100 | CleanCapital | 100 | Non-regulated
Williams-Sonoma Solar Facility | 58361_G_WS | 58361 | G | WS |  | Solar PV |  | PJM_EMAC | New Jersey | 34 | Middlesex | 23 | 34023 | 3 | 0 | 2011 | 9999 |  |  | N | Solar | [13 empty] | 0 | 0 | 0 | 0 | [11 empty] | CVI CleanCapital Solar 4 LLC | 100 | CleanCapital | 100 | Non-regulated
Quittacas Pond Solar | 58362_G_QPMA | 58362 | G | QPMA |  | Solar PV |  | NENGREST | Massachusetts | 25 | Plymouth | 23 | 25023 | 3.5 | 0 | 2013 | 9999 |  |  | N | Solar | [13 empty] | 0 | 0 | 0 | 0 | [11 empty] | Consolidated Edison Solutions Inc | 100 | Consolidated Edison Inc | 100 | Non-regulated
Majestic II Wind | 58363_G_WND1 | 58363 | G | WND1 |  | Onshore Wind |  | SPP_SPS | Texas | 48 | Carson | 65 | 48065 | 79.6 | 0 | 2012 | 9999 |  |  | N | Wind | [13 empty] | 0 | 0 | 0 | 0 | [11 empty] | High Majestic Wind II LLC | 100 | NextEra Energy Inc | 100 | Non-regulated
Tissington Solar | 58364_G_MC | 58364 | G | MC |  | Solar PV |  | PJM_EMAC | New Jersey | 34 | Sussex | 37 | 34037 | 3 | 0 | 2019 | 9999 |  |  | N | Solar | [13 empty] | 0 | 0 | 0 | 0 | [11 empty] | MN8 Energy LLC | 100 | MN8 Energy LLC | 100 | Non-regulated
CJTS Energy Center | 58365_G_UNIT7 | 58365 | G | UNIT7 |  | Fuel Cell |  | NENG_CT | Connecticut | 9 | Middlesex | 7 | 09007 | 0.4 | 8508 | 2013 | 9999 |  |  | N | Natural Gas | [13 empty] | 0 | 0 | 0 | 0 | [11 empty] | Ameresco Select Inc | 100 | Ameresco Inc | 100 | Non-regulated
Atwell Island | 58366_G_1 | 58366 | G | 1 |  | Solar PV |  | WECC_SCE | California | 6 | Tulare | 107 | 06107 | 20.2 | 0 | 2013 | 9999 |  |  | N | Solar | [13 empty] | 0 | 0 | 0 | 0 | [11 empty] | SPS Atwell Island LLC | 100 | SunEdison | 100 | Non-regulated
Gridley Main | 58370_G_GEN1 | 58370 | G | GEN1 |  | Solar PV |  | WEC_CALN | California | 6 | Butte | 7 | 06007 | 1 | 0 | 2013 | 9999 |  |  | N | Solar | [13 empty] | 0 | 0 | 0 | 0 | [11 empty] | Lightbeam Energy Inc | 100 | Lightbeam Energy Inc | 100 | Non-regulated
Gridley Main Two | 58371_G_GEN1 | 58371 | G | GEN1 |  | Solar PV |  | WEC_CALN | California | 6 | Butte | 7 | 06007 | 2.5 | 0 | 2013 | 9999 |  |  | N | Solar | [13 empty] | 0 | 0 | 0 | 0 | [11 empty] | Lightbeam Energy Inc | 100 | Lightbeam Energy Inc | 100 | Non-regulated
Blue Summit Wind LLC | 58372_G_GEN1 | 58372 | G | GEN1 |  | Onshore Wind |  | ERC_WEST | Texas | 48 | Wilbarger | 487 | 48487 | 135.4 | 0 | 2012 | 9999 |  |  | N | Wind | [13 empty] | 0 | 0 | 0 | 0 | [11 empty] | Blue Summit Wind LLC | 100 | NextEra Energy Inc | 100 | Non-regulated
White River Solar | 58373_G_WRCA | 58373 | G | WRCA |  | Solar PV |  | WECC_SCE | California | 6 | Tulare | 107 | 06107 | 20 | 0 | 2013 | 9999 |  |  | N | Solar | [13 empty] | 0 | 0 | 0 | 0 | [11 empty] | CED White River Solar LLC | 100 | Sempra Energy | 100 | Non-regulated
Corcoran Solar | 58374_G_CSCA | 58374 | G | CSCA |  | Solar PV |  | WEC_CALN | California | 6 | Kings | 31 | 06031 | 20 | 0 | 2013 | 9999 |  |  | N | Solar | [13 empty] | 0 | 0 | 0 | 0 | [11 empty] | CED Corcoran Solar LLC | 100 | Sempra Energy | 100 | Non-regulated
Oakley Solar Project | 58376_G_1 | 58376 | G | 1 |  | Solar PV |  | WEC_CALN | California | 6 | Contra Costa | 13 | 06013 | 1.5 | 0 | 2013 | 9999 |  |  | N | Solar | [13 empty] | 0 | 0 | 0 | 0 | [11 empty] | Hayworth Fabian LLC | 100 | Hayworth Fabian LLC | 100 | Non-regulated
Rochelle Energy Center | 58377_G_REC1 | 58377 | G | REC1 |  | Landfill Gas |  | PJM_COMD | Illinois | 17 | Ogle | 141 | 17141 | 1.6 | 13500 | 2011 | 9999 |  |  | N | Landfill Gas | [13 empty] | 0.22117 | 0.22117 | 0.22117 | 0.22117 | [11 empty] | Rochelle Energy Center LLC | 100 | Charles J Howard 2000 Dyn Trust | 100 | Non-regulated
Rochelle Energy Center | 58377_G_REC3 | 58377 | G | REC3 |  | Landfill Gas |  | PJM_COMD | Illinois | 17 | Ogle | 141 | 17141 | 1.6 | 13500 | 2011 | 9999 |  |  | N | Landfill Gas | [13 empty] | 0.22117 | 0.22117 | 0.22117 | 0.22117 | [11 empty] | Rochelle Energy Center LLC | 100 | Charles J Howard 2000 Dyn Trust | 100 | Non-regulated
W.A. Parish Carbon Capture Plant | 58378_G_GT2 | 58378 | G | GT2 | 90816 | Combustion Turbine |  | ERC_REST | Texas | 48 | Fort Bend | 157 | 48157 | 74 | 20499 | 2013 | 9999 |  |  | Y | Natural Gas |  |  |  | DLNB | SCR | [8 empty] | 0.00637 | 0.00637 | 0.00637 | 0.00637 | [11 empty] | Petra Nova Power I LLC | 100 | Global Infrastructure Partners | 100 | Non-regulated
Cold Canyon 1 | 58379_G_W3998 | 58379 | G | W3998 |  | Landfill Gas |  | WEC_CALN | California | 6 | San Luis Obispo | 79 | 06079 | 1.5 | 13500 | 2013 | 9999 |  |  | N | Landfill Gas | [13 empty] | 0.02028 | 0.02028 | 0.02028 | 0.02028 | [11 empty] | Toro Energy of California Slo LLC | 100 | Toro Energy | 100 | Non-regulated
Bryan Solar Field | 58381_G_1 | 58381 | G | 1 |  | Solar PV |  | PJM_ATSI | Ohio | 39 | Williams | 171 | 39171 | 1.8 | 0 | 2012 | 9999 |  |  | N | Solar | [13 empty] | 0 | 0 | 0 | 0 | [11 empty] | Bryan Municipal Utilities | 100 | Bryan OH (City of) | 100 | Regulated
Threemile Digester | 58382_G_GEN1 | 58382 | G | GEN1 |  | Combustion Turbine | IC Engine | WECC_PNW | Oregon | 41 | Morrow | 49 | 41049 | 1.6 | 5019 | 2012 | 9999 |  |  | Y | Natural Gas | [13 empty] | 1.061 | 1.061 | 1.061 | 1.061 | [11 empty] | Threemile Canyon Farm | 100 | Threemile Canyon Farms LLC | 100 | Non-regulated
Threemile Digester | 58382_G_GEN2 | 58382 | G | GEN2 |  | Combustion Turbine | IC Engine | WECC_PNW | Oregon | 41 | Morrow | 49 | 41049 | 1.6 | 5019 | 2012 | 9999 |  |  | Y | Natural Gas | [13 empty] | 1.061 | 1.061 | 1.061 | 1.061 | [11 empty] | TMF Biomass LLC | 100 | Threemile Canyon Farms LLC | 100 | Non-regulated
Threemile Digester | 58382_G_GEN3 | 58382 | G | GEN3 |  | Combustion Turbine | IC Engine | WECC_PNW | Oregon | 41 | Morrow | 49 | 41049 | 1.6 | 5019 | 2012 | 9999 |  |  | Y | Natural Gas | [13 empty] | 1.061 | 1.061 | 1.061 | 1.061 | [11 empty] | TMF Biomass LLC | 100 | Threemile Canyon Farms LLC | 100 | Non-regulated
Hyder II Hybrid | 58383_G_H214M | 58383 | G | H214M |  | Energy Storage |  | WECC_AZ | Arizona | 4 | Yuma | 27 | 04027 | 14 | 0 | 2023 | 9999 |  |  | N | Energy Storage | [13 empty] | 0 | 0 | 0 | 0 | [11 empty] | Arizona Public Service Co | 100 | Arizona Public Service Co | 100 | Regulated
Hyder II Hybrid | 58383_G_PV1 | 58383 | G | PV1 |  | Solar PV |  | WECC_AZ | Arizona | 4 | Yuma | 27 | 04027 | 14 | 0 | 2013 | 9999 |  |  | N | Solar | [13 empty] | 0 | 0 | 0 | 0 | [11 empty] | Arizona Public Service Co | 100 | Pinnacle West Capital Corp | 100 | Regulated
Fargo Drop | 58384_G_GEN1 | 58384 | G | GEN1 |  | Hydro |  | WECC_ID | Idaho | 16 | Canyon | 27 | 16027 | 1.1 | 0 | 2013 | 9999 |  |  | N | Hydro | [13 empty] | 0 | 0 | 0 | 0 | [11 empty] | Boise Project Board of Control | 100 | Boise Project Board of Control | 100 | Non-regulated
Northbridge Solar | 58385_G_NSMA | 58385 | G | NSMA |  | Solar PV |  | NENGREST | Massachusetts | 25 | Worcester | 27 | 25027 | 1.9 | 0 | 2013 | 9999 |  |  | N | Solar | [13 empty] | 0 | 0 | 0 | 0 | [11 empty] | Gehrlicher Solar America Corp | 100 | Gehrlicher Solar America Corp | 100 | Non-regulated
CU Solar Plant | 58386_G_CU | 58386 | G | CU |  | Solar PV |  | PJM_West | Ohio | 39 | Greene | 57 | 39057 | 1.8 | 0 | 2013 | 9999 |  |  | N | Solar | [13 empty] | 0 | 0 | 0 | 0 | [11 empty] | Cu Solar LLC | 100 | Cu Solar LLC | 100 | Non-regulated
CES Sterling LLC | 58387_G_1 | 58387 | G | 1 |  | Solar PV |  | NENGREST | Massachusetts | 25 | Worcester | 27 | 25027 | 2 | 0 | 2013 | 9999 |  |  | N | Solar | [13 empty] | 0 | 0 | 0 | 0 | [11 empty] | Sterling Solar LLC | 100 | Indu Solar Holdings | 100 | Non-regulated
Solar Star 1 | 58388_G_AVS1 | 58388 | G | AVS1 |  | Solar PV |  | WECC_SCE | California | 6 | Kern | 29 | 06029 | 38 | 0 | 2014 | 9999 |  |  | N | Solar | [13 empty] | 0 | 0 | 0 | 0 | [11 empty] | Solar Star California XIX LLC | 100 | Berkshire Hathaway Inc | 100 | Non-regulated
Solar Star 1 | 58388_G_SS11 | 58388 | G | SS11 |  | Solar PV |  | WECC_SCE | California | 6 | Kern | 29 | 06029 | 52.6 | 0 | 2015 | 9999 |  |  | N | Solar | [13 empty] | 0 | 0 | 0 | 0 | [11 empty] | Solar Star California XIX LLC | 100 | Berkshire Hathaway Inc | 100 | Non-regulated
Solar Star 1 | 58388_G_SS12 | 58388 | G | SS12 |  | Solar PV |  | WECC_SCE | California | 6 | Kern | 29 | 06029 | 52.6 | 0 | 2015 | 9999 |  |  | N | Solar | [13 empty] | 0 | 0 | 0 | 0 | [11 empty] | Solar Star California XIX LLC | 100 | Berkshire Hathaway Inc | 100 | Non-regulated
Solar Star 1 | 58388_G_SS13 | 58388 | G | SS13 |  | Solar PV |  | WECC_SCE | California | 6 | Kern | 29 | 06029 | 57 | 0 | 2014 | 9999 |  |  | N | Solar | [13 empty] | 0 | 0 | 0 | 0 | [11 empty] | Solar Star California XIX LLC | 100 | Berkshire Hathaway Inc | 100 | Non-regulated
Solar Star 1 | 58388_G_SS14 | 58388 | G | SS14 |  | Solar PV |  | WECC_SCE | California | 6 | Kern | 29 | 06029 | 32.2 | 0 | 2015 | 9999 |  |  | N | Solar | [13 empty] | 0 | 0 | 0 | 0 | [11 empty] | Solar Star California XIX LLC | 100 | Berkshire Hathaway Inc | 100 | Non-regulated
Solar Star 1 | 58388_G_SS15 | 58388 | G | SS15 |  | Solar PV |  | WECC_SCE | California | 6 | Kern | 29 | 06029 | 14.6 | 0 | 2014 | 9999 |  |  | N | Solar | [13 empty] | 0 | 0 | 0 | 0 | [11 empty] | Solar Star California XIX LLC | 100 | Berkshire Hathaway Inc | 100 | Non-regulated
Solar Star 1 | 58388_G_SS16 | 58388 | G | SS16 |  | Solar PV |  | WECC_SCE | California | 6 | Kern | 29 | 06029 | 62.9 | 0 | 2014 | 9999 |  |  | N | Solar | [13 empty] | 0 | 0 | 0 | 0 | [11 empty] | Solar Star California XIX LLC | 100 | Berkshire Hathaway Inc | 100 | Non-regulated
Solar Star 2 | 58389_G_AVS2 | 58389 | G | AVS2 |  | Solar PV |  | WECC_SCE | California | 6 | Kern | 29 | 06029 | 19 | 0 | 2014 | 9999 |  |  | N | Solar | [13 empty] | 0 | 0 | 0 | 0 | [11 empty] | Solar Star California XX LLC | 100 | Berkshire Hathaway Inc | 100 | Non-regulated
Solar Star 2 | 58389_G_SS21 | 58389 | G | SS21 |  | Solar PV |  | WECC_SCE | California | 6 | Kern | 29 | 06029 | 59 | 0 | 2014 | 9999 |  |  | N | Solar | [13 empty] | 0 | 0 | 0 | 0 | [11 empty] | Solar Star California XX LLC | 100 | Berkshire Hathaway Inc | 100 | Non-regulated
Solar Star 2 | 58389_G_SS22 | 58389 | G | SS22 |  | Solar PV |  | WECC_SCE | California | 6 | Kern | 29 | 06029 | 55 | 0 | 2014 | 9999 |  |  | N | Solar | [13 empty] | 0 | 0 | 0 | 0 | [11 empty] | Solar Star California XX LLC | 100 | Berkshire Hathaway Inc | 100 | Non-regulated
Solar Star 2 | 58389_G_SS23 | 58389 | G | SS23 |  | Solar PV |  | WECC_SCE | California | 6 | Kern | 29 | 06029 | 47 | 0 | 2014 | 9999 |  |  | N | Solar | [13 empty] | 0 | 0 | 0 | 0 | [11 empty] | Solar Star California XX LLC | 100 | Berkshire Hathaway Inc | 100 | Non-regulated
Solar Star 2 | 58389_G_SS24 | 58389 | G | SS24 |  | Solar PV |  | WECC_SCE | California | 6 | Kern | 29 | 06029 | 43 | 0 | 2015 | 9999 |  |  | N | Solar | [13 empty] | 0 | 0 | 0 | 0 | [11 empty] | Solar Star California XX LLC | 100 | Berkshire Hathaway Inc | 100 | Non-regulated
Solar Star 2 | 58389_G_SS25 | 58389 | G | SS25 |  | Solar PV |  | WECC_SCE | California | 6 | Kern | 29 | 06029 | 52 | 0 | 2014 | 9999 |  |  | N | Solar | [13 empty] | 0 | 0 | 0 | 0 | [11 empty] | Solar Star California XX LLC | 100 | Berkshire Hathaway Inc | 100 | Non-regulated
Jordan Hydroelectric Project | 58390_G_EMOD | 58390 | G | EMOD |  | Hydro |  | S_VACA | North Carolina | 37 | Chatham | 37 | 37037 | 2.2 | 0 | 2012 | 9999 |  |  | N | Hydro | [13 empty] | 0 | 0 | 0 | 0 | [11 empty] | Jordan Hydroelectric LP | 100 | Hydro Matrix LP | 100 | Non-regulated
Jordan Hydroelectric Project | 58390_G_WMOD | 58390 | G | WMOD |  | Hydro |  | S_VACA | North Carolina | 37 | Chatham | 37 | 37037 | 2.2 | 0 | 2012 | 9999 |  |  | N | Hydro | [13 empty] | 0 | 0 | 0 | 0 | [11 empty] | Jordan Hydroelectric LP | 100 | Hydro Matrix LP | 100 | Non-regulated
IND Community Solar Farm 1st Phase | 58391_G_1 | 58391 | G | 1 |  | Solar PV |  | MIS_INKY | Indiana | 18 | Marion | 97 | 18097 | 10 | 0 | 2013 | 9999 |  |  | N | Solar | [13 empty] | 0 | 0 | 0 | 0 | [11 empty] | et Energy Solutions LLC | 100 | James Wesley Taylor | 100 | Non-regulated
Flint Creek Hydroelectric LLC | 58392_G_GEN1 | 58392 | G | GEN1 |  | Hydro |  | WECC_MT | Montana | 30 | Granite | 39 | 30039 | 2 | 0 | 2013 | 9999 |  |  | N | Hydro | [13 empty] | 0 | 0 | 0 | 0 | [11 empty] | Granite County (MT) | 100 | Hydrodynamics Inc | 100 | Non-regulated
Alta Wind X | 58394_G_AW10 | 58394 | G | AW10 |  | Onshore Wind |  | WECC_SCE | California | 6 | Kern | 29 | 06029 | 138 | 0 | 2014 | 9999 |  |  | N | Wind | [13 empty] | 0 | 0 | 0 | 0 | [11 empty] | Alta Wind X LLC | 50 | Global Infrastructure Partners | 50 | Non-regulated
Alta Wind XI | 58395_G_AW11 | 58395 | G | AW11 |  | Onshore Wind |  | WECC_SCE | California | 6 | Kern | 29 | 06029 | 90 | 0 | 2014 | 9999 |  |  | N | Wind | [13 empty] | 0 | 0 | 0 | 0 | [11 empty] | Alta Wind XI LLC | 50 | Global Infrastructure Partners | 50 | Non-regulated
Ameresco Johnson Canyon | 58397_G_ENG1 | 58397 | G | ENG1 |  | Landfill Gas |  | WEC_CALN | California | 6 | Monterey | 53 | 06053 | 1.4 | 13500 | 2013 | 9999 |  |  | N | Landfill Gas | [13 empty] | 0.14698 | 0.14698 | 0.14698 | 0.14698 | [11 empty] | Salinas Valley Solid Waste Authority | 100 | Salinas Valley Solid Waste Authority | 100 | Non-regulated
Heber Solar | 58398_G_1 | 58398 | G | 1 |  | Solar PV |  | WECC_IID | California | 6 | Imperial | 25 | 06025 | 10 | 0 | 2014 | 9999 |  |  | N | Solar | [13 empty] | 0 | 0 | 0 | 0 | [11 empty] | Imperial Solar LLC | 100 | Ormat Technologies Inc | 100 | Non-regulated
Navajo Dam | 584_G_1 | 584 | G | 1 |  | Hydro |  | WECC_NM | New Mexico | 35 | San Juan | 45 | 35045 | 15 | 0 | 1989 | 9999 |  |  | N | Hydro | [13 empty] | 0 | 0 | 0 | 0 | [11 empty] | Farmington NM (City of) | 100 | Farmington NM (City of) | 100 | Regulated
Navajo Dam | 584_G_2 | 584 | G | 2 |  | Hydro |  | WECC_NM | New Mexico | 35 | San Juan | 45 | 35045 | 15 | 0 | 1989 | 9999 |  |  | N | Hydro | [13 empty] | 0 | 0 | 0 | 0 | [11 empty] | Farmington NM (City of) | 100 | Farmington NM (City of) | 100 | Regulated
Volkswagen Solar System | 58401_G_1 | 58401 | G | 1 |  | Solar PV |  | S_C_TVA | Tennessee | 47 | Hamilton | 65 | 47065 | 7.6 | 0 | 2012 | 9999 |  |  | N | Solar | [13 empty] | 0 | 0 | 0 | 0 | [11 empty] | Volkswagen Group of America Inc | 100 | Volkswagen AG | 100 | Non-regulated
Solar Star New Jersey NJ LLC | 58402_G_1 | 58402 | G | 1 |  | Solar PV |  | PJM_EMAC | New Jersey | 34 | Somerset | 35 | 34035 | 1.5 | 0 | 2012 | 9999 |  |  | N | Solar | [13 empty] | 0 | 0 | 0 | 0 | [11 empty] | Solar Star New Jersey VI LLC | 100 | WEC Energy Group Inc | 100 | Non-regulated
Bellingham PV | 58403_G_SO032 | 58403 | G | SO032 |  | Solar PV |  | NENGREST | Massachusetts | 25 | Worcester | 27 | 25027 | 3 | 0 | 2013 | 9999 |  |  | N | Solar | [13 empty] | 0 | 0 | 0 | 0 | [11 empty] | Terraform Power Inc | 100 | Brookfield Asset Management Inc | 100 | Non-regulated
Pantex | 58404_G_1 | 58404 | G | 1 |  | Onshore Wind |  | SPP_SPS | Texas | 48 | Carson | 65 | 48065 | 11.5 | 0 | 2014 | 9999 |  |  | N | Wind | [13 empty] | 0 | 0 | 0 | 0 | [11 empty] | US Dept of Energy | 100 | US Dept of Energy | 100 | Non-regulated
Chilocco Wind Farm | 58406_G_1 | 58406 | G | 1 |  | Onshore Wind |  | SPP_WEST | Oklahoma | 40 | Kay | 71 | 40071 | 169.2 | 0 | 2024 | 9999 |  |  | N | Wind | [13 empty] | 0 | 0 | 0 | 0 | [11 empty] | Chilocco Wind Farm LLC | 100 | PNE Wind AG | 100 | Non-regulated
Luther College Wind Project | 58407_G_WTG01 | 58407 | G | WTG01 |  | Onshore Wind |  | MIS_IA | Iowa | 19 | Winneshiek | 191 | 19191 | 1.6 | 0 | 2011 | 9999 |  |  | N | Wind | [13 empty] | 0 | 0 | 0 | 0 | [11 empty] | Luther College Wind Energy Center LLC | 100 | Luther College Wind Energy Center LLC | 100 | Non-regulated
Maryland Solar | 58408_G_MSH1 | 58408 | G | MSH1 |  | Solar PV |  | PJM_AP | Maryland | 24 | Washington | 43 | 24043 | 20.9 | 0 | 2013 | 9999 |  |  | N | Solar | [13 empty] | 0 | 0 | 0 | 0 | [11 empty] | Maryland Solar LLC | 100 | First Solar Inc | 100 | Non-regulated
Marshfield PV | 58410_G_SO032 | 58410 | G | SO032 |  | Solar PV |  | NENGREST | Massachusetts | 25 | Plymouth | 23 | 25023 | 3 | 0 | 2013 | 9999 |  |  | N | Solar | [13 empty] | 0 | 0 | 0 | 0 | [11 empty] | Terraform Power Inc | 100 | Brookfield Asset Management Inc | 100 | Non-regulated
Orange PV | 58411_G_SO023 | 58411 | G | SO023 |  | Solar PV |  | NENGREST | Massachusetts | 25 | Franklin | 11 | 25011 | 2 | 0 | 2013 | 9999 |  |  | N | Solar | [13 empty] | 0 | 0 | 0 | 0 | [11 empty] | Terraform Power Inc | 100 | Brookfield Asset Management Inc | 100 | Non-regulated
Maynard PV | 58412_G_SO026 | 58412 | G | SO026 |  | Solar PV |  | NENGREST | Massachusetts | 25 | Middlesex | 17 | 25017 | 1 | 0 | 2014 | 9999 |  |  | N | Solar | [13 empty] | 0 | 0 | 0 | 0 | [11 empty] | Terraform Power Inc | 100 | Brookfield Asset Management Inc | 100 | Non-regulated
NLMU Wind | 58414_G_NLMU | 58414 | G | NLMU |  | Onshore Wind |  | MIS_IA | Iowa | 19 | Henry | 87 | 19087 | 1.5 | 0 | 2011 | 9999 |  |  | N | Wind | [13 empty] | 0 | 0 | 0 | 0 | [11 empty] | New London Municipal Utilities | 100 | New London Municipal Utilities | 100 | Regulated
Headwaters Wind Farm LLC | 58416_G_1 | 58416 | G | 1 |  | Onshore Wind |  | PJM_West | Indiana | 18 | Randolph | 135 | 18135 | 200 | 0 | 2014 | 9999 |  |  | N | Wind | [13 empty] | 0 | 0 | 0 | 0 | [11 empty] | Headwaters Wind Farm LLC | 100 | Energias de Portugal SA | 100 | Non-regulated
Lone Valley Solar Park I LLC | 58417_G_CP1 | 58417 | G | CP1 |  | Solar PV |  | WECC_SCE | California | 6 | San Bernardino | 71 | 06071 | 10 | 0 | 2014 | 9999 |  |  | N | Solar | [13 empty] | 0 | 0 | 0 | 0 | [11 empty] | Lone Valley Solar Park II LLC | 100 | Munchener Rückversicherungs Gesellschaft Aktiengesellschaft | 100 | Non-regulated
Victor Dry Farm Ranch A | 58418_G_1 | 58418 | G | 1 |  | Solar PV |  | WECC_SCE | California | 6 | San Bernardino | 71 | 06071 | 5 | 0 | 2015 | 9999 |  |  | N | Solar | [13 empty] | 0 | 0 | 0 | 0 | [11 empty] | Victor Dry Farm Ranch A LLC | 100 | Sustainable Power Group LLC | 100 | Non-regulated
Victor Dry Farm Ranch B | 58419_G_1 | 58419 | G | 1 |  | Solar PV |  | WECC_SCE | California | 6 | San Bernardino | 71 | 06071 | 5 | 0 | 2015 | 9999 |  |  | N | Solar | [13 empty] | 0 | 0 | 0 | 0 | [11 empty] | Victor Dry Farm Ranch B LLC | 100 | Sustainable Power Group LLC | 100 | Non-regulated
Hamilton Liberty | 58420_G_GEN1 | 58420 | G | GEN1 | 90864 | Combined Cycle |  | PJM_PENE | Pennsylvania | 42 | Bradford | 15 | 42015 | 412.5 | 7050 | 2016 | 9999 |  |  | N | Natural Gas |  |  |  | LNB + NH3 | SCR | [8 empty] | 0.00609 | 0.00609 | 0.00609 | 0.00609 | [11 empty] | Panda Liberty LLC | 100 | Panda Power Funds | 100 | Non-regulated
Hamilton Liberty | 58420_G_GEN2 | 58420 | G | GEN2 | 90865 | Combined Cycle |  | PJM_PENE | Pennsylvania | 42 | Bradford | 15 | 42015 | 412.5 | 7050 | 2016 | 9999 |  |  | N | Natural Gas |  |  |  | LNB + NH3 | SCR | [8 empty] | 0.00634 | 0.00634 | 0.00634 | 0.00634 | [11 empty] | Panda Liberty LLC | 100 | Panda Power Funds | 100 | Non-regulated
Southbridge PV | 58423_G_SO022 | 58423 | G | SO022 |  | Solar PV |  | NENGREST | Massachusetts | 25 | Worcester | 27 | 25027 | 3 | 0 | 2014 | 9999 |  |  | N | Solar | [13 empty] | 0 | 0 | 0 | 0 | [11 empty] | Terraform Power Inc | 100 | Brookfield Asset Management Inc | 100 | Non-regulated
Hamilton Patriot Generation Plant | 58426_G_GEN1 | 58426 | G | GEN1 | 90868 | Combined Cycle |  | PJM_WMAC | Pennsylvania | 42 | Lycoming | 81 | 42081 | 412.5 | 7050 | 2016 | 9999 |  |  | N | Natural Gas |  |  |  | DLNB | SCR | [8 empty] | 0.00709 | 0.00709 | 0.00709 | 0.00709 | [11 empty] | Panda Patriot LLC | 100 | Panda Power Funds | 100 | Non-regulated
Hamilton Patriot Generation Plant | 58426_G_GEN2 | 58426 | G | GEN2 | 90869 | Combined Cycle |  | PJM_WMAC | Pennsylvania | 42 | Lycoming | 81 | 42081 | 382.5 | 7050 | 2016 | 9999 |  |  | N | Natural Gas |  |  |  | DLNB | SCR | [8 empty] | 0.00632 | 0.00632 | 0.00632 | 0.00632 | [11 empty] | Panda Patriot LLC | 100 | Panda Power Funds | 100 | Non-regulated
Lansing BWL REO Town Plant | 58427_G_CTG1 | 58427 | G | CTG1 | 90870 | Combined Cycle |  | MIS_LMI | Michigan | 26 | Ingham | 65 | 26065 | 31 | 5528 | 2013 | 9999 |  |  | N | Natural Gas |  |  |  | DLNB | [9 empty] | 0.04443 | 0.04443 | 0.04443 | 0.04443 | [11 empty] | Lansing Board of Water & Light | 100 | Lansing Board of Water & Light | 100 | Regulated
Lansing BWL REO Town Plant | 58427_G_CTG2 | 58427 | G | CTG2 | 90871 | Combined Cycle |  | MIS_LMI | Michigan | 26 | Ingham | 65 | 26065 | 31 | 5528 | 2013 | 9999 |  |  | N | Natural Gas |  |  |  | DLNB | [9 empty] | 0.04443 | 0.04443 | 0.04443 | 0.04443 | [11 empty] | Lansing Board of Water & Light | 100 | Lansing Board of Water & Light | 100 | Regulated
Lansing BWL REO Town Plant | 58427_G_ST | 58427 | G | ST | 90870 | Combined Cycle |  | MIS_LMI | Michigan | 26 | Ingham | 65 | 26065 | 12.9 | 5528 | 2013 | 9999 |  |  | Y | Natural Gas |  |  |  | LNB | [9 empty] | 0.04443 | 0.04443 | 0.04443 | 0.04443 | [11 empty] | Lansing Board of Water & Light | 100 | Lansing Board of Water & Light | 100 | Regulated
Sunshine Gas Producers | 58429_G_1 | 58429 | G | 1 |  | Landfill Gas |  | WEC_LADW | California | 6 | Los Angeles | 37 | 06037 | 4 | 13500 | 2014 | 9999 |  |  | N | Landfill Gas | [13 empty] | 0.0205 | 0.0205 | 0.0205 | 0.0205 | [11 empty] | Sunshine Gas Producers LLC | 100 | Archaea Energy Inc | 100 | Non-regulated
Sunshine Gas Producers | 58429_G_2 | 58429 | G | 2 |  | Landfill Gas |  | WEC_LADW | California | 6 | Los Angeles | 37 | 06037 | 4 | 13500 | 2014 | 9999 |  |  | N | Landfill Gas | [13 empty] | 0.0205 | 0.0205 | 0.0205 | 0.0205 | [11 empty] | Sunshine Gas Producers LLC | 100 | Archaea Energy Inc | 100 | Non-regulated
Sunshine Gas Producers | 58429_G_3 | 58429 | G | 3 |  | Landfill Gas |  | WEC_LADW | California | 6 | Los Angeles | 37 | 06037 | 4 | 13500 | 2014 | 9999 |  |  | N | Landfill Gas | [13 empty] | 0.0205 | 0.0205 | 0.0205 | 0.0205 | [11 empty] | Sunshine Gas Producers LLC | 100 | Archaea Energy Inc | 100 | Non-regulated
Sunshine Gas Producers | 58429_G_4 | 58429 | G | 4 |  | Landfill Gas |  | WEC_LADW | California | 6 | Los Angeles | 37 | 06037 | 4 | 13500 | 2014 | 9999 |  |  | N | Landfill Gas | [13 empty] | 0.0205 | 0.0205 | 0.0205 | 0.0205 | [11 empty] | Sunshine Gas Producers LLC | 100 | Archaea Energy Inc | 100 | Non-regulated
Sunshine Gas Producers | 58429_G_5 | 58429 | G | 5 |  | Landfill Gas |  | WEC_LADW | California | 6 | Los Angeles | 37 | 06037 | 4 | 13500 | 2014 | 9999 |  |  | N | Landfill Gas | [13 empty] | 0.0205 | 0.0205 | 0.0205 | 0.0205 | [11 empty] | Sunshine Gas Producers LLC | 100 | Archaea Energy Inc | 100 | Non-regulated
Centinela Solar Energy | 58430_G_CSE1 | 58430 | G | CSE1 |  | Solar PV |  | WECC_IID | California | 6 | Imperial | 25 | 06025 | 33.4 | 0 | 2013 | 9999 |  |  | N | Solar | [13 empty] | 0 | 0 | 0 | 0 | [11 empty] | Centinela Solar Energy LLC | 100 | Nighthawk Solar Holdings LLC | 100 | Non-regulated
Centinela Solar Energy | 58430_G_CSE2 | 58430 | G | CSE2 |  | Solar PV |  | WECC_IID | California | 6 | Imperial | 25 | 06025 | 25.6 | 0 | 2013 | 9999 |  |  | N | Solar | [13 empty] | 0 | 0 | 0 | 0 | [11 empty] | Centinela Solar Energy LLC | 100 | Nighthawk Solar Holdings LLC | 100 | Non-regulated
Centinela Solar Energy | 58430_G_CSE3 | 58430 | G | CSE3 |  | Solar PV |  | WECC_IID | California | 6 | Imperial | 25 | 06025 | 33.4 | 0 | 2013 | 9999 |  |  | N | Solar | [13 empty] | 0 | 0 | 0 | 0 | [11 empty] | Centinela Solar Energy LLC | 100 | Nighthawk Solar Holdings LLC | 100 | Non-regulated
Centinela Solar Energy | 58430_G_CSE4 | 58430 | G | CSE4 |  | Solar PV |  | WECC_IID | California | 6 | Imperial | 25 | 06025 | 33.4 | 0 | 2013 | 9999 |  |  | N | Solar | [13 empty] | 0 | 0 | 0 | 0 | [11 empty] | Centinela Solar Energy LLC | 100 | Nighthawk Solar Holdings LLC | 100 | Non-regulated
Centinela Solar Energy | 58430_G_CSE5 | 58430 | G | CSE5 |  | Solar PV |  | WECC_IID | California | 6 | Imperial | 25 | 06025 | 18.6 | 0 | 2014 | 9999 |  |  | N | Solar | [13 empty] | 0 | 0 | 0 | 0 | [11 empty] | Centinela Solar Energy LLC | 100 | Nighthawk Solar Holdings LLC | 100 | Non-regulated
Centinela Solar Energy | 58430_G_CSE6 | 58430 | G | CSE6 |  | Solar PV |  | WECC_IID | California | 6 | Imperial | 25 | 06025 | 25.6 | 0 | 2014 | 9999 |  |  | N | Solar | [13 empty] | 0 | 0 | 0 | 0 | [11 empty] | Centinela Solar Energy LLC | 100 | Nighthawk Solar Holdings LLC | 100 | Non-regulated
West Tennessee Solar Farm | 58431_G_SNVA | 58431 | G | SNVA |  | Solar PV |  | S_C_TVA | Tennessee | 47 | Haywood | 75 | 47075 | 4.2 | 0 | 2012 | 9999 |  |  | N | Solar | [13 empty] | 0 | 0 | 0 | 0 | [11 empty] | University of Tennessee | 100 | University of Tennessee | 100 | Non-regulated
Glass House Camarillo Cultivation | 58432_G_COG1 | 58432 | G | COG1 |  | Combustion Turbine | IC Engine | WECC_SCE | California | 6 | Ventura | 111 | 06111 | 4.4 | 9249 | 2012 | 9999 |  |  | Y | Natural Gas | [13 empty] | 0.01745 | 0.01745 | 0.01745 | 0.01745 | [11 empty] | Houweling Nurseries Oxnard Inc | 100 | Houwelings Tomatoes | 100 | Non-regulated
Glass House Camarillo Cultivation | 58432_G_COG2 | 58432 | G | COG2 |  | Combustion Turbine | IC Engine | WECC_SCE | California | 6 | Ventura | 111 | 06111 | 4.4 | 9249 | 2012 | 9999 |  |  | Y | Natural Gas | [13 empty] | 0.01745 | 0.01745 | 0.01745 | 0.01745 | [11 empty] | Houweling Nurseries Oxnard Inc | 100 | Houwelings Tomatoes | 100 | Non-regulated
Glass House Camarillo Cultivation | 58432_G_COG3 | 58432 | G | COG3 |  | Combustion Turbine | IC Engine | WECC_SCE | California | 6 | Ventura | 111 | 06111 | 4.4 | 9249 | 2013 | 9999 |  |  | Y | Natural Gas | [13 empty] | 0.01745 | 0.01745 | 0.01745 | 0.01745 | [11 empty] | Houweling Nurseries Oxnard Inc | 100 | Houwelings Tomatoes | 100 | Non-regulated
Red Lion Energy Center | 58433_G_RED1 | 58433 | G | RED1 |  | Fuel Cell |  | PJM_EMAC | Delaware | 10 | New Castle | 3 | 10003 | 5.9 | 7539 | 2012 | 9999 |  |  | N | Natural Gas | [13 empty] | 0 | 0 | 0 | 0 | [11 empty] | Diamond State Generation Partners LLC | 100 | Bloom Energy Corp | 100 | Non-regulated
Red Lion Energy Center | 58433_G_RED2 | 58433 | G | RED2 |  | Fuel Cell |  | PJM_EMAC | Delaware | 10 | New Castle | 3 | 10003 | 5.3 | 7539 | 2013 | 9999 |  |  | N | Natural Gas | [13 empty] | 0 | 0 | 0 | 0 | [11 empty] | Diamond State Generation Partners LLC | 100 | Bloom Energy Corp | 100 | Non-regulated
Red Lion Energy Center | 58433_G_RED3 | 58433 | G | RED3 |  | Fuel Cell |  | PJM_EMAC | Delaware | 10 | New Castle | 3 | 10003 | 3.5 | 7539 | 2013 | 9999 |  |  | N | Natural Gas | [13 empty] | 0 | 0 | 0 | 0 | [11 empty] | Diamond State Generation Partners LLC | 100 | Bloom Energy Corp | 100 | Non-regulated
Red Lion Energy Center | 58433_G_RED4 | 58433 | G | RED4 |  | Fuel Cell |  | PJM_EMAC | Delaware | 10 | New Castle | 3 | 10003 | 3.6 | 7539 | 2013 | 9999 |  |  | N | Natural Gas | [13 empty] | 0 | 0 | 0 | 0 | [11 empty] | Diamond State Generation Partners LLC | 100 | Bloom Energy Corp | 100 | Non-regulated
Red Lion Energy Center | 58433_G_RED5 | 58433 | G | RED5 |  | Fuel Cell |  | PJM_EMAC | Delaware | 10 | New Castle | 3 | 10003 | 3.4 | 7539 | 2013 | 9999 |  |  | N | Natural Gas | [13 empty] | 0 | 0 | 0 | 0 | [11 empty] | Diamond State Generation Partners LLC | 100 | Bloom Energy Corp | 100 | Non-regulated
Red Lion Energy Center | 58433_G_RED6 | 58433 | G | RED6 |  | Fuel Cell |  | PJM_EMAC | Delaware | 10 | New Castle | 3 | 10003 | 3.2 | 7539 | 2013 | 9999 |  |  | N | Natural Gas | [13 empty] | 0 | 0 | 0 | 0 | [11 empty] | Yellow Jacket Energy LLC | 100 | Bloom Energy Corp | 100 | Non-regulated
Red Rock Hydro Plant | 58434_G_1 | 58434 | G | 1 |  | Hydro |  | MIS_MIDA | Iowa | 19 | Marion | 125 | 19125 | 27.5 | 0 | 2021 | 9999 |  |  | N | Hydro | [13 empty] | 0 | 0 | 0 | 0 | [11 empty] | Western Minnesota Municipal Power Agency | 100 | Western Minnesota Municipal Power Agency | 100 | Regulated
Red Rock Hydro Plant | 58434_G_2 | 58434 | G | 2 |  | Hydro |  | MIS_MIDA | Iowa | 19 | Marion | 125 | 19125 | 27.5 | 0 | 2021 | 9999 |  |  | N | Hydro | [13 empty] | 0 | 0 | 0 | 0 | [11 empty] | Western Minnesota Municipal Power Agency | 100 | Western Minnesota Municipal Power Agency | 100 | Regulated
Ameresco Vasco Road | 58435_G_ENG1 | 58435 | G | ENG1 |  | Landfill Gas |  | WEC_CALN | California | 6 | Alameda | 1 | 06001 | 2.1 | 13500 | 2014 | 9999 |  |  | N | Landfill Gas | [13 empty] | 0.0696 | 0.0696 | 0.0696 | 0.0696 | [11 empty] | Ameresco Vasco Road LLC | 100 | Ameresco Inc | 100 | Non-regulated
Ameresco Vasco Road | 58435_G_ENG2 | 58435 | G | ENG2 |  | Landfill Gas |  | WEC_CALN | California | 6 | Alameda | 1 | 06001 | 2.1 | 13500 | 2014 | 9999 |  |  | N | Landfill Gas | [13 empty] | 0.0696 | 0.0696 | 0.0696 | 0.0696 | [11 empty] | Ameresco Vasco Road LLC | 100 | Ameresco Inc | 100 | Non-regulated
Ameresco San Joaquin | 58436_G_ENG1 | 58436 | G | ENG1 |  | Landfill Gas |  | WEC_CALN | California | 6 | San Joaquin | 77 | 06077 | 2.1 | 13500 | 2014 | 9999 |  |  | N | Landfill Gas | [13 empty] | 0.03259 | 0.03259 | 0.03259 | 0.03259 | [11 empty] | Ameresco San Joaquin LLC | 100 | Ameresco Inc | 100 | Non-regulated
Ameresco San Joaquin | 58436_G_ENG2 | 58436 | G | ENG2 |  | Landfill Gas |  | WEC_CALN | California | 6 | San Joaquin | 77 | 06077 | 2.1 | 13500 | 2014 | 9999 |  |  | N | Landfill Gas | [13 empty] | 0.03259 | 0.03259 | 0.03259 | 0.03259 | [11 empty] | Ameresco San Joaquin LLC | 100 | Ameresco Inc | 100 | Non-regulated
Ameresco Forward | 58437_G_ENG1 | 58437 | G | ENG1 |  | Landfill Gas |  | WEC_CALN | California | 6 | San Joaquin | 77 | 06077 | 2.1 | 13500 | 2014 | 9999 |  |  | N | Landfill Gas | [13 empty] | 0.03193 | 0.03193 | 0.03193 | 0.03193 | [11 empty] | Ameresco Forward LLC | 100 | Ameresco Inc | 100 | Non-regulated
Ameresco Forward | 58437_G_ENG2 | 58437 | G | ENG2 |  | Landfill Gas |  | WEC_CALN | California | 6 | San Joaquin | 77 | 06077 | 2.1 | 13500 | 2014 | 9999 |  |  | N | Landfill Gas | [13 empty] | 0.03193 | 0.03193 | 0.03193 | 0.03193 | [11 empty] | Ameresco Forward LLC | 100 | Ameresco Inc | 100 | Non-regulated
Spearfish Hydro | 58438_G_TURB1 | 58438 | G | TURB1 |  | Hydro |  | WECC_WY | South Dakota | 46 | Lawrence | 81 | 46081 | 2 | 0 | 1912 | 9999 |  |  | N | Hydro | [13 empty] | 0 | 0 | 0 | 0 | [11 empty] | Spearfish SD (City of) | 100 | Spearfish SD (City of) | 100 | Regulated
Spearfish Hydro | 58438_G_TURB2 | 58438 | G | TURB2 |  | Hydro |  | WECC_WY | South Dakota | 46 | Lawrence | 81 | 46081 | 2 | 0 | 1912 | 9999 |  |  | N | Hydro | [13 empty] | 0 | 0 | 0 | 0 | [11 empty] | Spearfish SD (City of) | 100 | Spearfish SD (City of) | 100 | Regulated
CBS Studio Center | 58440_G_9560 | 58440 | G | 9560 |  | Fuel Cell |  | WEC_LADW | California | 6 | Los Angeles | 37 | 06037 | 0.4 | 8508 | 2013 | 9999 |  |  | N | Natural Gas | [13 empty] | 0 | 0 | 0 | 0 | [11 empty] | CBS Corp | 100 | CBS Corp | 100 | Non-regulated
CBS Studio Center | 58440_G_9580 | 58440 | G | 9580 |  | Fuel Cell |  | WEC_LADW | California | 6 | Los Angeles | 37 | 06037 | 0.4 | 8508 | 2013 | 9999 |  |  | N | Natural Gas | [13 empty] | 0 | 0 | 0 | 0 | [11 empty] | CBS Corp | 100 | CBS Corp | 100 | Non-regulated
CBS Studio Center | 58440_G_9581 | 58440 | G | 9581 |  | Fuel Cell |  | WEC_LADW | California | 6 | Los Angeles | 37 | 06037 | 0.4 | 8508 | 2013 | 9999 |  |  | N | Natural Gas | [13 empty] | 0 | 0 | 0 | 0 | [11 empty] | CBS Corp | 100 | CBS Corp | 100 | Non-regulated
CBS Studio Center | 58440_G_9583 | 58440 | G | 9583 |  | Fuel Cell |  | WEC_LADW | California | 6 | Los Angeles | 37 | 06037 | 0.4 | 8508 | 2013 | 9999 |  |  | N | Natural Gas | [13 empty] | 0 | 0 | 0 | 0 | [11 empty] | CBS Corp | 100 | CBS Corp | 100 | Non-regulated
CBS Studio Center | 58440_G_9585 | 58440 | G | 9585 |  | Fuel Cell |  | WEC_LADW | California | 6 | Los Angeles | 37 | 06037 | 0.4 | 8508 | 2013 | 9999 |  |  | N | Natural Gas | [13 empty] | 0 | 0 | 0 | 0 | [11 empty] | CBS Corp | 100 | CBS Corp | 100 | Non-regulated
CBS Studio Center | 58440_G_9587 | 58440 | G | 9587 |  | Fuel Cell |  | WEC_LADW | California | 6 | Los Angeles | 37 | 06037 | 0.4 | 8508 | 2013 | 9999 |  |  | N | Natural Gas | [13 empty] | 0 | 0 | 0 | 0 | [11 empty] | CBS Corp | 100 | CBS Corp | 100 | Non-regulated
Swauk Wind LLC | 58441_G_SW | 58441 | G | SW |  | Onshore Wind |  | WECC_PNW | Washington | 53 | Kittitas | 37 | 53037 | 4.3 | 0 | 2012 | 9999 |  |  | N | Wind | [13 empty] | 0 | 0 | 0 | 0 | [11 empty] | Swauk Wind LLC | 100 | Swauk Wind LLC | 100 | Non-regulated
Martin Limestone Solar Array | 58443_G_GEN1 | 58443 | G | GEN1 |  | Solar PV |  | PJM_EMAC | Pennsylvania | 42 | Lancaster | 71 | 42071 | 1 | 0 | 2012 | 9999 |  |  | N | Solar | [13 empty] | 0 | 0 | 0 | 0 | [11 empty] | Sunstream Energy | 100 | Sunstream Energy | 100 | Non-regulated
Junction Hilltop Wind Farm | 58444_G_JHW | 58444 | G | JHW |  | Onshore Wind |  | MIS_IA | Iowa | 19 | Greene | 73 | 19073 | 8 | 0 | 2012 | 9999 |  |  | N | Wind | [13 empty] | 0 | 0 | 0 | 0 | [11 empty] | Junction Hilltop Wind 1 LLC | 20 | Junction Hilltop Wind LLC | 100 | Non-regulated
Arrache 4006 | 58445_G_1 | 58445 | G | 1 |  | Solar PV |  | WEC_LADW | California | 6 | Los Angeles | 37 | 06037 | 1 | 0 | 2013 | 9999 |  |  | N | Solar | [13 empty] | 0 | 0 | 0 | 0 | [11 empty] | CD US Solar PO 2 LLC | 100 | Capital Dynamics | 100 | Non-regulated
Arrache 4006 | 58445_G_2 | 58445 | G | 2 |  | Solar PV |  | WEC_LADW | California | 6 | Los Angeles | 37 | 06037 | 1 | 0 | 2013 | 9999 |  |  | N | Solar | [13 empty] | 0 | 0 | 0 | 0 | [11 empty] | CD US Solar PO 2 LLC | 100 | Capital Dynamics | 100 | Non-regulated
Arrache 4013 | 58446_G_1 | 58446 | G | 1 |  | Solar PV |  | WEC_LADW | California | 6 | Los Angeles | 37 | 06037 | 1.5 | 0 | 2013 | 9999 |  |  | N | Solar | [13 empty] | 0 | 0 | 0 | 0 | [11 empty] | CD US Solar PO 2 LLC | 100 | Capital Dynamics | 100 | Non-regulated
Arrache 8083 | 58447_G_1 | 58447 | G | 1 |  | Solar PV |  | WEC_LADW | California | 6 | Los Angeles | 37 | 06037 | 1.5 | 0 | 2013 | 9999 |  |  | N | Solar | [13 empty] | 0 | 0 | 0 | 0 | [11 empty] | CD US Solar PO 2 LLC | 100 | Capital Dynamics | 100 | Non-regulated
Arrache 8083 | 58447_G_2 | 58447 | G | 2 |  | Solar PV |  | WEC_LADW | California | 6 | Los Angeles | 37 | 06037 | 1.5 | 0 | 2013 | 9999 |  |  | N | Solar | [13 empty] | 0 | 0 | 0 | 0 | [11 empty] | CD US Solar PO 2 LLC | 100 | Capital Dynamics | 100 | Non-regulated
Arrache 8083 | 58447_G_3 | 58447 | G | 3 |  | Solar PV |  | WEC_LADW | California | 6 | Los Angeles | 37 | 06037 | 1 | 0 | 2013 | 9999 |  |  | N | Solar | [13 empty] | 0 | 0 | 0 | 0 | [11 empty] | CD US Solar PO 2 LLC | 100 | Capital Dynamics | 100 | Non-regulated
Nunn | 58448_G_1 | 58448 | G | 1 |  | Solar PV |  | WECC_SCE | California | 6 | San Bernardino | 71 | 06071 | 1 | 0 | 2013 | 9999 |  |  | N | Solar | [13 empty] | 0 | 0 | 0 | 0 | [11 empty] | CD US Solar PO 2 LLC | 100 | Capital Dynamics | 100 | Non-regulated
Rutan | 58449_G_1 | 58449 | G | 1 |  | Solar PV |  | WEC_LADW | California | 6 | Los Angeles | 37 | 06037 | 1.5 | 0 | 2014 | 9999 |  |  | N | Solar | [13 empty] | 0 | 0 | 0 | 0 | [11 empty] | CD US Solar PO 2 LLC | 100 | Capital Dynamics | 100 | Non-regulated
Rutan | 58449_G_2 | 58449 | G | 2 |  | Solar PV |  | WEC_LADW | California | 6 | Los Angeles | 37 | 06037 | 1.5 | 0 | 2014 | 9999 |  |  | N | Solar | [13 empty] | 0 | 0 | 0 | 0 | [11 empty] | CD US Solar PO 2 LLC | 100 | Capital Dynamics | 100 | Non-regulated
Rutan | 58449_G_3 | 58449 | G | 3 |  | Solar PV |  | WEC_LADW | California | 6 | Los Angeles | 37 | 06037 | 1 | 0 | 2014 | 9999 |  |  | N | Solar | [13 empty] | 0 | 0 | 0 | 0 | [11 empty] | CD US Solar PO 2 LLC | 100 | Capital Dynamics | 100 | Non-regulated
Vinam | 58450_G_1 | 58450 | G | 1 |  | Solar PV |  | WEC_LADW | California | 6 | Los Angeles | 37 | 06037 | 1.5 | 0 | 2013 | 9999 |  |  | N | Solar | [13 empty] | 0 | 0 | 0 | 0 | [11 empty] | CD US Solar PO 2 LLC | 100 | Capital Dynamics | 100 | Non-regulated
Ma | 58451_G_1 | 58451 | G | 1 |  | Solar PV |  | WEC_LADW | California | 6 | Los Angeles | 37 | 06037 | 1.5 | 0 | 2013 | 9999 |  |  | N | Solar | [13 empty] | 0 | 0 | 0 | 0 | [11 empty] | CD US Solar PO 2 LLC | 100 | Capital Dynamics | 100 | Non-regulated
Horn | 58452_G_1 | 58452 | G | 1 |  | Solar PV |  | WEC_LADW | California | 6 | Los Angeles | 37 | 06037 | 1.5 | 0 | 2013 | 9999 |  |  | N | Solar | [13 empty] | 0 | 0 | 0 | 0 | [11 empty] | CD US Solar PO 2 LLC | 100 | Capital Dynamics | 100 | Non-regulated
Dixon Dairy Road Solar | 58453_G_1 | 58453 | G | 1 |  | Solar PV |  | S_VACA | North Carolina | 37 | Cleveland | 45 | 37045 | 4 | 0 | 2011 | 9999 |  |  | N | Solar | [13 empty] | 0 | 0 | 0 | 0 | [11 empty] | Dixon Dairy Road LLC | 100 | Strata Solar LLC | 100 | Non-regulated
Watts 3115 | 58454_G_1 | 58454 | G | 1 |  | Solar PV |  | WECC_SCE | California | 6 | San Bernardino | 71 | 06071 | 1.5 | 0 | 2013 | 9999 |  |  | N | Solar | [13 empty] | 0 | 0 | 0 | 0 | [11 empty] | CD US Solar PO 2 LLC | 100 | Capital Dynamics | 100 | Non-regulated
Watts 3115 | 58454_G_2 | 58454 | G | 2 |  | Solar PV |  | WECC_SCE | California | 6 | San Bernardino | 71 | 06071 | 0.5 | 0 | 2013 | 9999 |  |  | N | Solar | [13 empty] | 0 | 0 | 0 | 0 | [11 empty] | CD US Solar PO 2 LLC | 100 | Capital Dynamics | 100 | Non-regulated
45 Mile Hydroelectric Project | 58455_G_0001 | 58455 | G | 0001 |  | Hydro |  | WECC_PNW | Oregon | 41 | Jefferson | 31 | 41031 | 1 | 0 | 2015 | 9999 |  |  | N | Hydro | [13 empty] | 0 | 0 | 0 | 0 | [11 empty] | Apple Inc | 100 | Apple Inc | 100 | Non-regulated
45 Mile Hydroelectric Project | 58455_G_0002 | 58455 | G | 0002 |  | Hydro |  | WECC_PNW | Oregon | 41 | Jefferson | 31 | 41031 | 1 | 0 | 2015 | 9999 |  |  | N | Hydro | [13 empty] | 0 | 0 | 0 | 0 | [11 empty] | Apple Inc | 100 | Apple Inc | 100 | Non-regulated
45 Mile Hydroelectric Project | 58455_G_0003 | 58455 | G | 0003 |  | Hydro |  | WECC_PNW | Oregon | 41 | Jefferson | 31 | 41031 | 1 | 0 | 2015 | 9999 |  |  | N | Hydro | [13 empty] | 0 | 0 | 0 | 0 | [11 empty] | Apple Inc | 100 | Apple Inc | 100 | Non-regulated
Cumberland Rose | 58456_G_1 | 58456 | G | 1 |  | Onshore Wind |  | MIS_MIDA | Iowa | 19 | Adair | 1 | 19001 | 1.6 | 0 | 2012 | 9999 |  |  | N | Wind | [13 empty] | 0 | 0 | 0 | 0 | [11 empty] | Cumberland Rose Wind Energy LLC | 100 | Cumberland Rose Wind Energy LLC | 100 | Non-regulated
Fontanelle | 58457_G_1 | 58457 | G | 1 |  | Onshore Wind |  | MIS_MIDA | Iowa | 19 | Adair | 1 | 19001 | 1.6 | 0 | 2012 | 9999 |  |  | N | Wind | [13 empty] | 0 | 0 | 0 | 0 | [11 empty] | Forward Fontanelle Power LLC | 100 | Forward Fontanelle Power LLC | 100 | Non-regulated
Greenfield Wind | 58458_G_1 | 58458 | G | 1 |  | Onshore Wind |  | MIS_MIDA | Iowa | 19 | Adair | 1 | 19001 | 1.6 | 0 | 2012 | 9999 |  |  | N | Wind | [13 empty] | 0 | 0 | 0 | 0 | [11 empty] | Greenfield Wind Power LLC | 100 | Greenfield Wind Power LLC | 100 | Non-regulated
Meadow Ridge | 58459_G_1 | 58459 | G | 1 |  | Onshore Wind |  | MIS_MIDA | Iowa | 19 | Adair | 1 | 19001 | 1.6 | 0 | 2012 | 9999 |  |  | N | Wind | [13 empty] | 0 | 0 | 0 | 0 | [11 empty] | Meadow Ridge Wind Energy LLC | 100 | Meadow Ridge Wind Energy LLC | 100 | Non-regulated
Sky Volt | 58460_G_1 | 58460 | G | 1 |  | Onshore Wind |  | MIS_MIDA | Iowa | 19 | Adair | 1 | 19001 | 1.6 | 0 | 2012 | 9999 |  |  | N | Wind | [13 empty] | 0 | 0 | 0 | 0 | [11 empty] | Sky Volt LLC | 100 | Sky Volt LLC | 100 | Non-regulated
Wiota | 58461_G_1 | 58461 | G | 1 |  | Onshore Wind |  | MIS_MIDA | Iowa | 19 | Cass | 29 | 19029 | 1.6 | 0 | 2012 | 9999 |  |  | N | Wind | [13 empty] | 0 | 0 | 0 | 0 | [11 empty] | Wiota Wind Energy LLC No 1 | 100 | Wiota Wind Energy LLC No 1 | 100 | Non-regulated
McCoy Solar Energy Project Hybrid | 58462_G_1 | 58462 | G | 1 |  | Solar PV |  | WECC_SCE | California | 6 | Riverside | 65 | 06065 | 41.9 | 0 | 2016 | 9999 |  |  | N | Solar | [13 empty] | 0 | 0 | 0 | 0 | [11 empty] | McCoy Solar LLC | 100 | NextEra Energy Inc | 100 | Non-regulated
McCoy Solar Energy Project Hybrid | 58462_G_BLK2 | 58462 | G | BLK2 |  | Solar PV |  | WECC_SCE | California | 6 | Riverside | 65 | 06065 | 21 | 0 | 2016 | 9999 |  |  | N | Solar | [13 empty] | 0 | 0 | 0 | 0 | [11 empty] | McCoy Solar LLC | 100 | NextEra Energy Inc | 100 | Non-regulated
McCoy Solar Energy Project Hybrid | 58462_G_BLK3 | 58462 | G | BLK3 |  | Solar PV |  | WECC_SCE | California | 6 | Riverside | 65 | 06065 | 39.6 | 0 | 2016 | 9999 |  |  | N | Solar | [13 empty] | 0 | 0 | 0 | 0 | [11 empty] | McCoy Solar LLC | 100 | NextEra Energy Inc | 100 | Non-regulated
McCoy Solar Energy Project Hybrid | 58462_G_BLK4 | 58462 | G | BLK4 |  | Solar PV |  | WECC_SCE | California | 6 | Riverside | 65 | 06065 | 31.4 | 0 | 2015 | 9999 |  |  | N | Solar | [13 empty] | 0 | 0 | 0 | 0 | [11 empty] | McCoy Solar LLC | 100 | NextEra Energy Inc | 100 | Non-regulated
McCoy Solar Energy Project Hybrid | 58462_G_BLK5 | 58462 | G | BLK5 |  | Solar PV |  | WECC_SCE | California | 6 | Riverside | 65 | 06065 | 31.4 | 0 | 2015 | 9999 |  |  | N | Solar | [13 empty] | 0 | 0 | 0 | 0 | [11 empty] | McCoy Solar LLC | 100 | NextEra Energy Inc | 100 | Non-regulated
McCoy Solar Energy Project Hybrid | 58462_G_BLK6 | 58462 | G | BLK6 |  | Solar PV |  | WECC_SCE | California | 6 | Riverside | 65 | 06065 | 26.9 | 0 | 2015 | 9999 |  |  | N | Solar | [13 empty] | 0 | 0 | 0 | 0 | [11 empty] | McCoy Solar LLC | 100 | NextEra Energy Inc | 100 | Non-regulated
McCoy Solar Energy Project Hybrid | 58462_G_BLK7 | 58462 | G | BLK7 |  | Solar PV |  | WECC_SCE | California | 6 | Riverside | 65 | 06065 | 41.9 | 0 | 2016 | 9999 |  |  | N | Solar | [13 empty] | 0 | 0 | 0 | 0 | [11 empty] | McCoy Solar LLC | 100 | NextEra Energy Inc | 100 | Non-regulated
McCoy Solar Energy Project Hybrid | 58462_G_BLK8 | 58462 | G | BLK8 |  | Solar PV |  | WECC_SCE | California | 6 | Riverside | 65 | 06065 | 36.5 | 0 | 2015 | 9999 |  |  | N | Solar | [13 empty] | 0 | 0 | 0 | 0 | [11 empty] | McCoy Solar LLC | 100 | NextEra Energy Inc | 100 | Non-regulated
McCoy Solar Energy Project Hybrid | 58462_G_MCST1 | 58462 | G | MCST1 |  | Energy Storage |  | WECC_SCE | California | 6 | Riverside | 65 | 06065 | 230 | 0 | 2021 | 9999 |  |  | N | Energy Storage | [13 empty] | 0 | 0 | 0 | 0 | [11 empty] | McCoy Solar, LLC | 100 | McCoy Solar, LLC | 100 | Non-regulated
Herbert Farm Solar | 58463_G_1 | 58463 | G | 1 |  | Solar PV |  | PJM_SMAC | Maryland | 24 | Charles | 17 | 24017 | 5.5 | 0 | 2012 | 9999 |  |  | N | Solar | [13 empty] | 0 | 0 | 0 | 0 | [11 empty] | SMECO Solar LLC | 100 | Southern Maryland Electric Coop Inc | 100 | Regulated
Broadview Energy Prime LLC | 58464_G_0001 | 58464 | G | 0001 |  | Onshore Wind |  | SPP_SPS | New Mexico | 35 | Curry | 9 | 35009 | 9.9 | 0 | 2014 | 9999 |  |  | N | Wind | [13 empty] | 0 | 0 | 0 | 0 | [11 empty] | Brahms Wind LLC | 100 | Macquarie Bank Limited | 100 | Non-regulated
Broadview Energy Prime 2 LLC | 58465_G_0002 | 58465 | G | 0002 |  | Onshore Wind |  | SPP_SPS | New Mexico | 35 | Curry | 9 | 35009 | 9.9 | 0 | 2014 | 9999 |  |  | N | Wind | [13 empty] | 0 | 0 | 0 | 0 | [11 empty] | Brahms Wind LLC | 100 | Macquarie Bank Limited | 100 | Non-regulated
Campo Verde Solar | 58467_G_CVS1 | 58467 | G | CVS1 |  | Solar PV |  | WECC_IID | California | 6 | Imperial | 25 | 06025 | 139 | 0 | 2013 | 9999 |  |  | N | Solar | [13 empty] | 0 | 0 | 0 | 0 | [11 empty] | Campo Verde Solar LLC | 100 | Southern Co | 100 | Non-regulated
C-Drop Hydro | 58470_G_GEN1 | 58470 | G | GEN1 |  | Hydro |  | WECC_PNW | Oregon | 41 | Klamath | 35 | 41035 | 1.1 | 0 | 2012 | 9999 |  |  | N | Hydro | [13 empty] | 0 | 0 | 0 | 0 | [11 empty] | C Drop Hydro LLC | 100 | Warm Springs Hydro LLC | 100 | Non-regulated
Ector County Energy Center | 58471_G_CTG1 | 58471 | G | CTG1 | 90984 | Combustion Turbine |  | ERC_WEST | Texas | 48 | Ector | 135 | 48135 | 150 | 11532 | 2015 | 9999 |  |  | N | Natural Gas |  |  |  | DLNB | [9 empty] | 0.03331 | 0.03331 | 0.03331 | 0.03331 | [11 empty] | Ector County Energy Center LLC | 100 | Invenergy LLC | 100 | Non-regulated
Ector County Energy Center | 58471_G_CTG2 | 58471 | G | CTG2 | 90985 | Combustion Turbine |  | ERC_WEST | Texas | 48 | Ector | 135 | 48135 | 150 | 11532 | 2015 | 9999 |  |  | N | Natural Gas |  |  |  | DLNB | [9 empty] | 0.03276 | 0.03276 | 0.03276 | 0.03276 | [11 empty] | Ector County Energy Center LLC | 100 | Invenergy LLC | 100 | Non-regulated
Bruce A Henry Solar Farm | 58473_G_BHSF | 58473 | G | BHSF |  | Solar PV |  | PJM_EMAC | Delaware | 10 | Sussex | 5 | 10005 | 3.9 | 0 | 2013 | 9999 |  |  | N | Solar | [13 empty] | 0 | 0 | 0 | 0 | [11 empty] | Delaware Electric Coop Inc | 100 | Delaware Electric Coop Inc | 100 | Regulated
Buffalo Dunes Wind Project | 58474_G_GE1 | 58474 | G | GE1 |  | Onshore Wind |  | SPP_N | Kansas | 20 | Haskell | 81 | 20081 | 249.8 | 0 | 2013 | 9999 |  |  | N | Wind | [13 empty] | 0 | 0 | 0 | 0 | [11 empty] | Buffalo Dunes Wind Project LLC | 100 | Starwood Capital Group Global LLC | 100 | Non-regulated
Battery Utility of Ohio | 58475_G_BOU | 58475 | G | BOU |  | Energy Storage |  | PJM_West | Ohio | 39 | Delaware | 41 | 39041 | 4 | 0 | 2014 | 9999 |  |  | N | Energy Storage | [13 empty] | 0 | 0 | 0 | 0 | [11 empty] | Battery Utility of Ohio LLC | 100 | RES Group | 100 | Non-regulated
Dart Container Corp | 58476_G_LFGT1 | 58476 | G | LFGT1 |  | Landfill Gas |  | PJM_EMAC | Pennsylvania | 42 | Lancaster | 71 | 42071 | 4.6 | 11705 | 2012 | 9999 |  |  | Y | Landfill Gas | [13 empty] | 0.22117 | 0.22117 | 0.22117 | 0.22117 | [11 empty] | Dart Container Corp of Pennsylvania | 100 | Dart Container Corp | 100 | Non-regulated
Dart Container Corp | 58476_G_LFGT2 | 58476 | G | LFGT2 |  | Landfill Gas |  | PJM_EMAC | Pennsylvania | 42 | Lancaster | 71 | 42071 | 4.6 | 11705 | 2012 | 9999 |  |  | Y | Landfill Gas | [13 empty] | 0.22117 | 0.22117 | 0.22117 | 0.22117 | [11 empty] | Dart Container Corp of Pennsylvania | 100 | Dart Container Corp | 100 | Non-regulated
Las Vegas WPCF Solar Plant | 58477_G_1 | 58477 | G | 1 |  | Solar PV |  | WECC_SNV | Nevada | 32 | Clark | 3 | 32003 | 3.3 | 0 | 2013 | 9999 |  |  | N | Solar | [13 empty] | 0 | 0 | 0 | 0 | [11 empty] | Las Vegas NV (City of) | 100 | Las Vegas NV (City of) | 100 | Non-regulated
LEPA Unit No. 1 | 58478_G_LEPA1 | 58478 | G | LEPA1 | 91024 | Combined Cycle |  | MIS_LA | Louisiana | 22 | St Mary | 101 | 22101 | 50.8 | 8516 | 2016 | 9999 |  |  | N | Natural Gas |  |  |  | H2O | SCR | [8 empty] | 0.01595 | 0.01595 | 0.01595 | 0.01595 | [11 empty] | Morgan City LA (City of) | 100 | Morgan City LA (City of) | 100 | Regulated
LEPA Unit No. 1 | 58478_G_LEPA2 | 58478 | G | LEPA2 |  | Combined Cycle |  | MIS_LA | Louisiana | 22 | St Mary | 101 | 22101 | 15.2 | 8516 | 2016 | 9999 |  |  | N | Natural Gas |  |  |  |  | SCR | [8 empty] | 0.01595 | 0.01595 | 0.01595 | 0.01595 | [11 empty] | Morgan City LA (City of) | 100 | Morgan City LA (City of) | 100 | Regulated
SEV NM Phase 2 | 58479_G_NMP2 | 58479 | G | NMP2 |  | Solar PV |  | SPP_SPS | New Mexico | 35 | Chaves | 5 | 35005 | 1.4 | 0 | 2013 | 9999 |  |  | N | Solar | [13 empty] | 0 | 0 | 0 | 0 | [11 empty] | SEV NM Phase 2 LLC | 100 | Bluenrgy Group | 100 | Non-regulated
Plymouth Solar LLC | 58480_G_1 | 58480 | G | 1 |  | Solar PV |  | PJM_Dom | North Carolina | 37 | Washington | 187 | 37187 | 5 | 0 | 2012 | 9999 |  |  | N | Solar | [13 empty] | 0 | 0 | 0 | 0 | [11 empty] | Plymouth Solar LLC | 100 | Plymouth Solar LLC | 100 | Non-regulated
CSU Pueblo | 58481_G_CSU1 | 58481 | G | CSU1 |  | Solar PV |  | WECC_CO | Colorado | 8 | Pueblo | 101 | 08101 | 1 | 0 | 2008 | 9999 |  |  | N | Solar | [13 empty] | 0 | 0 | 0 | 0 | [11 empty] | SSA Solar of CO 1 LLC | 100 | SSA Solar of CO 1 LLC | 100 | Non-regulated
Azalea Solar, LLC | 58482_G_1 | 58482 | G | 1 |  | Solar PV |  | S_SOU | Georgia | 13 | Washington | 303 | 13303 | 7.7 | 0 | 2013 | 9999 |  |  | N | Solar | [13 empty] | 0 | 0 | 0 | 0 | [11 empty] | Azalea Solar LLC | 100 | Dominion Energy Inc | 100 | Non-regulated
Tinton Falls Solar Farm | 58483_G_UNIT1 | 58483 | G | UNIT1 |  | Solar PV |  | PJM_EMAC | New Jersey | 34 | Monmouth | 25 | 34025 | 16 | 0 | 2012 | 9999 |  |  | N | Solar | [13 empty] | 0 | 0 | 0 | 0 | [11 empty] | Tinton Falls Solar Farm LLC | 100 | Zongyi Solar America Co Ltd | 100 | Non-regulated
MAS ASB Cogen Plant | 58484_G_1 | 58484 | G | 1 |  | Combustion Turbine | IC Engine | S_SOU | Georgia | 13 | Fulton | 121 | 13121 | 2.2 | 9021 | 2012 | 9999 |  |  | Y | Natural Gas | [13 empty] | 0.22117 | 0.22117 | 0.22117 | 0.22117 | [11 empty] | Mas Asb Cogen LLC | 100 | Coca Cola Co (The) | 100 | Non-regulated
MAS ASB Cogen Plant | 58484_G_2 | 58484 | G | 2 |  | Combustion Turbine | IC Engine | S_SOU | Georgia | 13 | Fulton | 121 | 13121 | 2.2 | 9021 | 2012 | 9999 |  |  | Y | Natural Gas | [13 empty] | 0.22117 | 0.22117 | 0.22117 | 0.22117 | [11 empty] | Mas Asb Cogen LLC | 100 | Coca Cola Co (The) | 100 | Non-regulated
MAS ASB Cogen Plant | 58484_G_3 | 58484 | G | 3 |  | Combustion Turbine | IC Engine | S_SOU | Georgia | 13 | Fulton | 121 | 13121 | 2.2 | 9021 | 2012 | 9999 |  |  | Y | Natural Gas | [13 empty] | 0.22117 | 0.22117 | 0.22117 | 0.22117 | [11 empty] | Mas Asb Cogen LLC | 100 | Coca Cola Co (The) | 100 | Non-regulated
Upson Rocky Creek Solar Plant | 58485_G_PV1 | 58485 | G | PV1 |  | Solar PV |  | S_SOU | Georgia | 13 | Upson | 293 | 13293 | 1 | 0 | 2012 | 9999 |  |  | N | Solar | [13 empty] | 0 | 0 | 0 | 0 | [11 empty] | SDD Solar Project 4 LLC | 100 | Origis Energy | 100 | Non-regulated
Picture Rocks Solar, LLC | 58486_G_1 | 58486 | G | 1 |  | Solar PV |  | WECC_AZ | Arizona | 4 | Pima | 19 | 04019 | 20 | 0 | 2012 | 9999 |  |  | N | Solar | [13 empty] | 0 | 0 | 0 | 0 | [11 empty] | Picture Rocks Solar LLC | 100 | Macquarie Bank Limited | 100 | Non-regulated
Granville Solar PV Power Project | 58487_G_1 | 58487 | G | 1 |  | Solar PV |  | S_VACA | North Carolina | 37 | Granville | 77 | 37077 | 2.5 | 0 | 2012 | 9999 |  |  | N | Solar | [13 empty] | 0 | 0 | 0 | 0 | [11 empty] | Granville Solar LLC | 100 | Southern Co | 100 | Non-regulated
Bryan Solar, LLC | 58488_G_1 | 58488 | G | 1 |  | Solar PV |  | ERC_WEST | Texas | 48 | Presidio | 377 | 48377 | 10 | 0 | 2013 | 9999 |  |  | N | Solar | [13 empty] | 0 | 0 | 0 | 0 | [11 empty] | Bryan Solar LLC | 100 | Macquarie Bank Limited | 100 | Non-regulated
Apex Solar PV Power Project | 58489_G_1 | 58489 | G | 1 |  | Solar PV |  | WECC_SNV | Nevada | 32 | Clark | 3 | 32003 | 20 | 0 | 2012 | 9999 |  |  | N | Solar | [13 empty] | 0 | 0 | 0 | 0 | [11 empty] | Southern Turner Renewable Energy LLC | 100 | Southern Co | 100 | Non-regulated
Spectrum Solar PV Power Project | 58490_G_1 | 58490 | G | 1 |  | Solar PV |  | WECC_SNV | Nevada | 32 | Clark | 3 | 32003 | 30 | 0 | 2013 | 9999 |  |  | N | Solar | [13 empty] | 0 | 0 | 0 | 0 | [11 empty] | Spectrum Nevada Solar LLC | 100 | Southern Co | 100 | Non-regulated
Sandy Cross Solar, LLC | 58491_G_SANDY | 58491 | G | SANDY |  | Solar PV |  | S_VACA | North Carolina | 37 | Nash | 127 | 37127 | 1.2 | 0 | 2012 | 9999 |  |  | N | Solar | [13 empty] | 0 | 0 | 0 | 0 | [11 empty] | Sandy Cross Solar LLC | 100 | Sandy Cross Solar LLC | 100 | Non-regulated
Ararat Rock Solar, LLC | 58492_G_ARARR | 58492 | G | ARARR |  | Solar PV |  | S_VACA | North Carolina | 37 | Surry | 171 | 37171 | 3.5 | 0 | 2012 | 9999 |  |  | N | Solar | [13 empty] | 0 | 0 | 0 | 0 | [11 empty] | Ararat Rock Solar LLC | 100 | O2Energies | 100 | Non-regulated
Progress Solar 1, LLC | 58493_G_PRO1 | 58493 | G | PRO1 |  | Solar PV |  | S_VACA | North Carolina | 37 | Franklin | 69 | 37069 | 4 | 0 | 2012 | 9999 |  |  | N | Solar | [13 empty] | 0 | 0 | 0 | 0 | [11 empty] | Progress Solar 1 LLC | 100 | O2Energies | 100 | Non-regulated
Progress Solar II, LLC | 58494_G_PROG2 | 58494 | G | PROG2 |  | Solar PV |  | S_VACA | North Carolina | 37 | Robeson | 155 | 37155 | 3.5 | 0 | 2012 | 9999 |  |  | N | Solar | [13 empty] | 0 | 0 | 0 | 0 | [11 empty] | Progress Solar II LLC | 100 | O2Energies | 100 | Non-regulated
Progress Solar III, LLC | 58495_G_PROG3 | 58495 | G | PROG3 |  | Solar PV |  | S_VACA | North Carolina | 37 | Robeson | 155 | 37155 | 3.5 | 0 | 2012 | 9999 |  |  | N | Solar | [13 empty] | 0 | 0 | 0 | 0 | [11 empty] | Progress Solar III LLC | 100 | O2Energies | 100 | Non-regulated
Lincoln Solar | 58496_G_PV2 | 58496 | G | PV2 |  | Solar PV |  | MIS_INKY | Indiana | 18 | Lake | 89 | 18089 | 1.5 | 0 | 2012 | 9999 |  |  | N | Solar | [13 empty] | 0 | 0 | 0 | 0 | [11 empty] | Lincoln Solar LLC | 100 | Allco Renewable Energy Limited | 100 | Non-regulated
L&S Sweetners | 58497_G_GEN1 | 58497 | G | GEN1 |  | Landfill Gas |  | PJM_EMAC | Pennsylvania | 42 | Lancaster | 71 | 42071 | 1.6 | 13500 | 2013 | 9999 |  |  | N | Landfill Gas | [13 empty] | 0.22117 | 0.22117 | 0.22117 | 0.22117 | [11 empty] | L&S Sweeteners | 100 | L&S Sweeteners | 100 | Non-regulated
L&S Sweetners | 58497_G_GEN2 | 58497 | G | GEN2 |  | Landfill Gas |  | PJM_EMAC | Pennsylvania | 42 | Lancaster | 71 | 42071 | 1.6 | 13500 | 2013 | 9999 |  |  | N | Landfill Gas | [13 empty] | 0.22117 | 0.22117 | 0.22117 | 0.22117 | [11 empty] | L&S Sweeteners | 100 | L&S Sweeteners | 100 | Non-regulated
RE Rosamond One LLC | 58498_G_RONE | 58498 | G | RONE |  | Solar PV |  | WECC_SCE | California | 6 | Kern | 29 | 06029 | 20 | 0 | 2014 | 9999 |  |  | N | Solar | [13 empty] | 0 | 0 | 0 | 0 | [11 empty] | RE Rosamond One LLC | 100 | KKR Global Infrastructure Investors LP | 100 | Non-regulated
RE Rosamond Two LLC | 58499_G_RTWO | 58499 | G | RTWO |  | Solar PV |  | WECC_SCE | California | 6 | Kern | 29 | 06029 | 20 | 0 | 2014 | 9999 |  |  | N | Solar | [13 empty] | 0 | 0 | 0 | 0 | [11 empty] | RE Rosamond Two LLC | 100 | KKR Global Infrastructure Investors LP | 100 | Non-regulated
Drop 1 | 585_G_1 | 585 | G | 1 |  | Hydro |  | WECC_IID | California | 6 | Imperial | 25 | 06025 | 1.3 | 0 | 1984 | 9999 |  |  | N | Hydro | [13 empty] | 0 | 0 | 0 | 0 | [11 empty] | Imperial Irrigation District | 100 | Imperial Irrigation District | 100 | Regulated
Drop 1 | 585_G_2 | 585 | G | 2 |  | Hydro |  | WECC_IID | California | 6 | Imperial | 25 | 06025 | 1.2 | 0 | 1984 | 9999 |  |  | N | Hydro | [13 empty] | 0 | 0 | 0 | 0 | [11 empty] | Imperial Irrigation District | 100 | Imperial Irrigation District | 100 | Regulated
Drop 1 | 585_G_3 | 585 | G | 3 |  | Hydro |  | WECC_IID | California | 6 | Imperial | 25 | 06025 | 1.3 | 0 | 1984 | 9999 |  |  | N | Hydro | [13 empty] | 0 | 0 | 0 | 0 | [11 empty] | Imperial Irrigation District | 100 | Imperial Irrigation District | 100 | Regulated
RE Rio Grande Solar LLC | 58500_G_RIO | 58500 | G | RIO |  | Solar PV |  | WECC_SCE | California | 6 | Kern | 29 | 06029 | 5 | 0 | 2013 | 9999 |  |  | N | Solar | [13 empty] | 0 | 0 | 0 | 0 | [11 empty] | RE Rio Grande LLC | 100 | Google Inc | 100 | Non-regulated
RE Gillespie 1 LLC | 58501_G_GILL1 | 58501 | G | GILL1 |  | Solar PV |  | WECC_AZ | Arizona | 4 | Maricopa | 13 | 04013 | 15 | 0 | 2013 | 9999 |  |  | N | Solar | [13 empty] | 0 | 0 | 0 | 0 | [11 empty] | RE Gillespie 1 LLC | 100 | Google Inc | 100 | Non-regulated
RE Columbia 3 LLC | 58502_G_COL3 | 58502 | G | COL3 |  | Solar PV |  | WECC_SCE | California | 6 | Kern | 29 | 06029 | 10 | 0 | 2014 | 9999 |  |  | N | Solar | [13 empty] | 0 | 0 | 0 | 0 | [11 empty] | RE Columbia 3 LLC | 100 | Google Inc | 100 | Non-regulated
Carty Generating Station | 58503_G_GEN1 | 58503 | G | GEN1 | 90906 | Combined Cycle |  | WECC_PNW | Oregon | 41 | Morrow | 49 | 41049 | 248.1 | 7050 | 2016 | 9999 |  |  | N | Natural Gas |  |  |  |  | SCR | [8 empty] | 0.00673 | 0.00673 | 0.00673 | 0.00673 | [11 empty] | Portland General Electric Co | 100 | Portland General Electric Co | 100 | Regulated
Carty Generating Station | 58503_G_GEN2 | 58503 | G | GEN2 | 90906 | Combined Cycle |  | WECC_PNW | Oregon | 41 | Morrow | 49 | 41049 | 168.2 | 7050 | 2016 | 9999 |  |  | N | Natural Gas |  |  |  | LNB + NH3 | SCR | [8 empty] | 0.00673 | 0.00673 | 0.00673 | 0.00673 | [11 empty] | Portland General Electric Co | 100 | Portland General Electric Co | 100 | Regulated
Livingston Solar Farm | 58504_G_LVSF | 58504 | G | LVSF |  | Solar PV |  | PJM_EMAC | New Jersey | 34 | Middlesex | 23 | 34023 | 1.2 | 0 | 2009 | 9999 |  |  | N | Solar | [13 empty] | 0 | 0 | 0 | 0 | [11 empty] | Rutgers University | 100 | Rutgers University | 100 | Non-regulated
Livingston Solar Canopies | 58505_G_LVSC | 58505 | G | LVSC |  | Solar PV |  | PJM_EMAC | New Jersey | 34 | Middlesex | 23 | 34023 | 6.4 | 0 | 2013 | 9999 |  |  | N | Solar | [13 empty] | 0 | 0 | 0 | 0 | [11 empty] | Rutgers University | 100 | Rutgers University | 100 | Non-regulated
Chuckawalla Solar | 58506_G_0937 | 58506 | G | 0937 |  | Solar PV |  | WECC_SCE | California | 6 | Riverside | 65 | 06065 | 4 | 0 | 2012 | 9999 |  |  | N | Solar | [13 empty] | 0 | 0 | 0 | 0 | [11 empty] | SunE CPA CDC1 LLC | 100 | SunEdison | 100 | Non-regulated
Bear Creek Solar | 58508_G_PV3 | 58508 | G | PV3 |  | Solar PV |  | WEC_CALN | California | 6 | San Joaquin | 77 | 06077 | 1.5 | 0 | 2014 | 9999 |  |  | N | Solar | [13 empty] | 0 | 0 | 0 | 0 | [11 empty] | Bear Creek Solar LLC | 100 | Allco Renewable Energy Limited | 100 | Non-regulated
Vintner Solar | 58509_G_PV4 | 58509 | G | PV4 |  | Solar PV |  | WEC_CALN | California | 6 | San Luis Obispo | 79 | 06079 | 1.5 | 0 | 2014 | 9999 |  |  | N | Solar | [13 empty] | 0 | 0 | 0 | 0 | [11 empty] | Vintner Solar LLC | 100 | Allco Renewable Energy Limited | 100 | Non-regulated
Kettleman Solar Project | 58510_G_PV5 | 58510 | G | PV5 |  | Solar PV |  | WEC_CALN | California | 6 | San Joaquin | 77 | 06077 | 1 | 0 | 2014 | 9999 |  |  | N | Solar | [13 empty] | 0 | 0 | 0 | 0 | [11 empty] | Kettleman Solar LLC | 100 | Allco Renewable Energy Limited | 100 | Non-regulated
Cornerstone Power Vineland I LLC | 58512_G_PV1 | 58512 | G | PV1 |  | Solar PV |  | PJM_EMAC | New Jersey | 34 | Cumberland | 11 | 34011 | 3.1 | 0 | 2012 | 9999 |  |  | N | Solar | [13 empty] | 0 | 0 | 0 | 0 | [11 empty] | OCI Solar Power LLC | 100 | OCI Company Ltd | 100 | Non-regulated
Ironwood Solar LLC | 58513_G_0937 | 58513 | G | 0937 |  | Solar PV |  | WECC_SCE | California | 6 | Riverside | 65 | 06065 | 4 | 0 | 2012 | 9999 |  |  | N | Solar | [13 empty] | 0 | 0 | 0 | 0 | [11 empty] | Ironwood Solar LLC | 100 | SunEdison | 100 | Non-regulated
Desert Hot Springs Solar | 58514_G_DHCA | 58514 | G | DHCA |  | Solar PV |  | WECC_SCE | California | 6 | Riverside | 65 | 06065 | 2.2 | 0 | 2013 | 9999 |  |  | N | Solar | [13 empty] | 0 | 0 | 0 | 0 | [11 empty] | CES DHS Solar LLC | 100 | Consolidated Edison Inc | 100 | Non-regulated
Chattanooga Metropolitan Airport Solar | 58515_G_GEN1 | 58515 | G | GEN1 |  | Solar PV |  | S_C_TVA | Tennessee | 47 | Hamilton | 65 | 47065 | 0.7 | 0 | 2011 | 9999 |  |  | N | Solar | [13 empty] | 0 | 0 | 0 | 0 | [11 empty] | Chattanooga Metropolitan Arpt Authority | 100 | Chattanooga Metropolitan Arpt Authority | 100 | Non-regulated
Chattanooga Metropolitan Airport Solar | 58515_G_GEN2 | 58515 | G | GEN2 |  | Solar PV |  | S_C_TVA | Tennessee | 47 | Hamilton | 65 | 47065 | 0.8 | 0 | 2013 | 9999 |  |  | N | Solar | [13 empty] | 0 | 0 | 0 | 0 | [11 empty] | Chattanooga Metropolitan Arpt Authority | 100 | Chattanooga Metropolitan Arpt Authority | 100 | Non-regulated
Chattanooga Metropolitan Airport Solar | 58515_G_GEN3 | 58515 | G | GEN3 |  | Solar PV |  | S_C_TVA | Tennessee | 47 | Hamilton | 65 | 47065 | 0.4 | 0 | 2019 | 9999 |  |  | N | Solar | [13 empty] | 0 | 0 | 0 | 0 | [11 empty] | Chattanooga Metropolitan Arpt Authority | 100 | Chattanooga Metropolitan Arpt Authority | 100 | Non-regulated
Union HS at Casa Grande | 58516_G_PV1 | 58516 | G | PV1 |  | Solar PV |  | WECC_AZ | Arizona | 4 | Pinal | 21 | 04021 | 1.6 | 0 | 2012 | 9999 |  |  | N | Solar | [13 empty] | 0 | 0 | 0 | 0 | [11 empty] | Constellation Solar Arizona LLC | 100 | Exelon Corp | 100 | Non-regulated
Vista Grande HS at Casa Grande | 58517_G_PV1 | 58517 | G | PV1 |  | Solar PV |  | WECC_AZ | Arizona | 4 | Pinal | 21 | 04021 | 1.4 | 0 | 2012 | 9999 |  |  | N | Solar | [13 empty] | 0 | 0 | 0 | 0 | [11 empty] | Constellation Solar Arizona LLC | 100 | Exelon Corp | 100 | Non-regulated
Alethea I | 58519_G_1 | 58519 | G | 1 |  | Solar PV |  | PJM_EMAC | New Jersey | 34 | Burlington | 5 | 34005 | 2.8 | 0 | 2011 | 9999 |  |  | N | Solar | [13 empty] | 0 | 0 | 0 | 0 | [11 empty] | Joan A Turnure Irrevocable Trust | 100 | Joan A Turnure Irrevocable Trust | 100 | Non-regulated
Otero Solar | 58520_G_OTE1 | 58520 | G | OTE1 |  | Solar PV |  | WECC_NM | New Mexico | 35 | Otero | 35 | 35035 | 8 | 0 | 2013 | 9999 |  |  | N | Solar | [13 empty] | 0 | 0 | 0 | 0 | [11 empty] | Public Service Co of New Mexico | 100 | PNM Resources Inc | 100 | Regulated
Manzano Solar | 58521_G_MAN1 | 58521 | G | MAN1 |  | Solar PV |  | WECC_NM | New Mexico | 35 | Valencia | 61 | 35061 | 8.4 | 0 | 2013 | 9999 |  |  | N | Solar | [13 empty] | 0 | 0 | 0 | 0 | [11 empty] | Public Service Co of New Mexico | 100 | PNM Resources Inc | 100 | Regulated
Madera Community Hospital | 58522_G_1 | 58522 | G | 1 |  | Solar PV |  | WEC_CALN | California | 6 | Madera | 39 | 06039 | 1 | 0 | 2011 | 9999 |  |  | N | Solar | [13 empty] | 0 | 0 | 0 | 0 | [11 empty] | GLC (CA) Madera LLC | 100 | US Bancorp | 100 | Non-regulated
Stoltze CoGen1 | 58523_G_STL2 | 58523 | G | STL2 |  | Biomass |  | WECC_MT | Montana | 30 | Flathead | 29 | 30029 | 3 | 11725 | 2013 | 9999 |  |  | Y | Biomass | [13 empty] | 0.22033 | 0.22033 | 0.22033 | 0.22033 | [11 empty] | FH Stoltze Land & Lumber Co | 100 | FH Stoltze Land & Lumber Co | 100 | Non-regulated
Neuse River Solar Farm | 58524_G_1 | 58524 | G | 1 |  | Solar PV |  | S_VACA | North Carolina | 37 | Wake | 183 | 37183 | 1.1 | 0 | 2011 | 9999 |  |  | N | Solar | [13 empty] | 0 | 0 | 0 | 0 | [11 empty] | NxGen Power | 100 | Nxgen Power | 100 | Non-regulated
City of Hayward WWTP | 58525_G_1 | 58525 | G | 1 |  | Solar PV |  | WEC_CALN | California | 6 | Alameda | 1 | 06001 | 1.6 | 0 | 2010 | 9999 |  |  | N | Solar | [13 empty] | 0 | 0 | 0 | 0 | [11 empty] | Hayward CA (City of) | 100 | Hayward CA (City of) | 100 | Non-regulated
City of Hayward WWTP | 58525_G_COGEN | 58525 | G | COGEN |  | Non-Fossil Waste |  | WEC_CALN | California | 6 | Alameda | 1 | 06001 | 1.1 | 9528 | 2014 | 9999 |  |  | Y | Non-Fossil Waste | [13 empty] | 0 | 0 | 0 | 0 | [11 empty] | Hayward CA (City of) | 100 | Hayward CA (City of) | 100 | Non-regulated
Uwharrie Mountain Renewable | 58526_G_1 | 58526 | G | 1 |  | Landfill Gas |  | S_VACA | North Carolina | 37 | Montgomery | 123 | 37123 | 1.6 | 13500 | 2014 | 9999 |  |  | N | Landfill Gas | [13 empty] | 0.22117 | 0.22117 | 0.22117 | 0.22117 | [11 empty] | Uwharrie Mountain Renewable Energy LLC | 100 | DTE Energy Co | 100 | Non-regulated
Uwharrie Mountain Renewable | 58526_G_2 | 58526 | G | 2 |  | Landfill Gas |  | S_VACA | North Carolina | 37 | Montgomery | 123 | 37123 | 1.6 | 13500 | 2014 | 9999 |  |  | N | Landfill Gas | [13 empty] | 0.22117 | 0.22117 | 0.22117 | 0.22117 | [11 empty] | Uwharrie Mountain Renewable Energy LLC | 100 | DTE Energy Co | 100 | Non-regulated
Uwharrie Mountain Renewable | 58526_G_3 | 58526 | G | 3 |  | Landfill Gas |  | S_VACA | North Carolina | 37 | Montgomery | 123 | 37123 | 1.6 | 13500 | 2014 | 9999 |  |  | N | Landfill Gas | [13 empty] | 0.22117 | 0.22117 | 0.22117 | 0.22117 | [11 empty] | Uwharrie Mountain Renewable Energy LLC | 100 | DTE Energy Co | 100 | Non-regulated
Uwharrie Mountain Renewable | 58526_G_4 | 58526 | G | 4 |  | Landfill Gas |  | S_VACA | North Carolina | 37 | Montgomery | 123 | 37123 | 1.6 | 13500 | 2014 | 9999 |  |  | N | Landfill Gas | [13 empty] | 0.22117 | 0.22117 | 0.22117 | 0.22117 | [11 empty] | Uwharrie Mountain Renewable Energy LLC | 100 | DTE Energy Co | 100 | Non-regulated
Uwharrie Mountain Renewable | 58526_G_5 | 58526 | G | 5 |  | Landfill Gas |  | S_VACA | North Carolina | 37 | Montgomery | 123 | 37123 | 1.6 | 13500 | 2014 | 9999 |  |  | N | Landfill Gas | [13 empty] | 0.22117 | 0.22117 | 0.22117 | 0.22117 | [11 empty] | Uwharrie Mountain Renewable Energy LLC | 100 | DTE Energy Co | 100 | Non-regulated
Uwharrie Mountain Renewable | 58526_G_6 | 58526 | G | 6 |  | Landfill Gas |  | S_VACA | North Carolina | 37 | Montgomery | 123 | 37123 | 1.6 | 13500 | 2014 | 9999 |  |  | N | Landfill Gas | [13 empty] | 0.22117 | 0.22117 | 0.22117 | 0.22117 | [11 empty] | Uwharrie Mountain Renewable Energy LLC | 100 | DTE Energy Co | 100 | Non-regulated
Crown Cooling Facility | 58527_G_1 | 58527 | G | 1 |  | Solar PV |  | WECC_IID | California | 6 | Imperial | 25 | 06025 | 1 | 0 | 2011 | 9999 |  |  | N | Solar | [13 empty] | 0 | 0 | 0 | 0 | [11 empty] | Five Crowns Marketing | 100 | Five Crown Marketing | 100 | Non-regulated
Garnet Solar Generation Station I LLC | 58528_G_WDT44 | 58528 | G | WDT44 |  | Solar PV |  | WECC_SCE | California | 6 | Riverside | 65 | 06065 | 4 | 0 | 2014 | 9999 |  |  | N | Solar | [13 empty] | 0 | 0 | 0 | 0 | [11 empty] | Garnet Solar Power Generation Station 1 LLC | 100 | Hanwha Group | 100 | Non-regulated
Progress Manis I | 58529_G_P11A | 58529 | G | P11A |  | Solar PV |  | S_VACA | North Carolina | 37 | Scotland | 165 | 37165 | 2 | 0 | 2012 | 9999 |  |  | N | Solar | [13 empty] | 0 | 0 | 0 | 0 | [11 empty] | North Carolina Solar I LLC | 100 | Blu Leaf Energy Inc | 100 | Non-regulated
North Carolina Solar Bethea I | 58531_G_P22A | 58531 | G | P22A |  | Solar PV |  | S_VACA | North Carolina | 37 | Scotland | 165 | 37165 | 2 | 0 | 2013 | 9999 |  |  | N | Solar | [13 empty] | 0 | 0 | 0 | 0 | [11 empty] | North Carolina Solar II LLC | 100 | Blu Leaf Energy Inc | 100 | Non-regulated
Don A Campbell 1 Geothermal | 58533_G_1 | 58533 | G | 1 |  | Geothermal |  | WECC_NNV | Nevada | 32 | Mineral | 21 | 32021 | 14.8 | 9771 | 2014 | 9999 |  |  | N | Geothermal | [13 empty] | 0 | 0 | 0 | 0 | 0.4563 | 0.4563 | 0.4563 | [8 empty] | ORNI 47 LLC | 100 | Northleaf Capital Partners | 100 | Non-regulated
Westford Solar Park | 58534_G_1 | 58534 | G | 1 |  | Solar PV |  | NENGREST | Massachusetts | 25 | Middlesex | 17 | 25017 | 4 | 0 | 2012 | 9999 |  |  | N | Solar | [13 empty] | 0 | 0 | 0 | 0 | [11 empty] | Canisteo Solar 1 LLC | 50 | Cathartes Private Investment | 50 | Non-regulated
Pickering Solar | 58535_G_1 | 58535 | G | 1 |  | Solar PV |  | PJM_EMAC | Pennsylvania | 42 | Chester | 29 | 42029 | 1.4 | 0 | 2012 | 9999 |  |  | N | Solar | [13 empty] | 0 | 0 | 0 | 0 | [11 empty] | Aqua Pennsylvania Inc | 100 | Aqua America Inc | 100 | Non-regulated
Cornerstone Power Holmdel LLC | 58536_G_1 | 58536 | G | 1 |  | Solar PV |  | PJM_EMAC | New Jersey | 34 | Monmouth | 25 | 34025 | 3 | 0 | 2013 | 9999 |  |  | N | Solar | [13 empty] | 0 | 0 | 0 | 0 | [11 empty] | Cornerstone Power Holmdel LLC | 100 | OCI Company Ltd | 100 | Non-regulated
OCI Alamo Solar I Hybrid | 58537_G_1 | 58537 | G | 1 |  | Solar PV |  | ERC_REST | Texas | 48 | Bexar | 29 | 48029 | 40.7 | 0 | 2013 | 9999 |  |  | N | Solar | [13 empty] | 0 | 0 | 0 | 0 | [11 empty] | OCI Solar Power LLC | 100 | OCI Company Ltd | 100 | Non-regulated
PCSP3 Airport | 58538_G_3 | 58538 | G | 3 |  | Solar PV |  | S_VACA | North Carolina | 37 | Person | 145 | 37145 | 2.5 | 0 | 2011 | 9999 |  |  | N | Solar | [13 empty] | 0 | 0 | 0 | 0 | [11 empty] | PCSP3 Arpt LLC | 100 | PCSP3 Arpt LLC | 100 | Non-regulated
Lake Pleasant WTP | 58539_G_1 | 58539 | G | 1 |  | Solar PV |  | WECC_AZ | Arizona | 4 | Maricopa | 13 | 04013 | 6 | 0 | 2012 | 9999 |  |  | N | Solar | [13 empty] | 0 | 0 | 0 | 0 | [11 empty] | Solar Star Arizona III LLC | 100 | SunPower Corp | 100 | Non-regulated
Silver City WWTP PV Project | 58540_G_PV-1 | 58540 | G | PV-1 |  | Solar PV |  | WECC_NM | New Mexico | 35 | Grant | 17 | 35017 | 1 | 0 | 2013 | 9999 |  |  | N | Solar | [13 empty] | 0 | 0 | 0 | 0 | [11 empty] | Affordable Solar Silver City LLC | 100 | Affordable Solar | 100 | Non-regulated
SunGen Sharon 1 LLC | 58541_G_1 | 58541 | G | 1 |  | Solar PV |  | NENGREST | Vermont | 50 | Windsor | 27 | 50027 | 1.8 | 0 | 2012 | 9999 |  |  | N | Solar | [13 empty] | 0 | 0 | 0 | 0 | [11 empty] | SunGen Sharon 1 LLC | 100 | Sungen | 100 | Non-regulated
Desert Sunlight 250, LLC | 58542_G_DSL12 | 58542 | G | DSL12 |  | Solar PV |  | WECC_SCE | California | 6 | Riverside | 65 | 06065 | 39.1 | 0 | 2013 | 9999 |  |  | N | Solar | [13 empty] | 0 | 0 | 0 | 0 | [11 empty] | Desert Sunlight 250 LLC | 100 | General Electric Co | 100 | Non-regulated
Desert Sunlight 250, LLC | 58542_G_DSL13 | 58542 | G | DSL13 |  | Solar PV |  | WECC_SCE | California | 6 | Riverside | 65 | 06065 | 39.1 | 0 | 2014 | 9999 |  |  | N | Solar | [13 empty] | 0 | 0 | 0 | 0 | [11 empty] | Desert Sunlight 250 LLC | 100 | General Electric Co | 100 | Non-regulated
Desert Sunlight 250, LLC | 58542_G_DSL14 | 58542 | G | DSL14 |  | Solar PV |  | WECC_SCE | California | 6 | Riverside | 65 | 06065 | 26.5 | 0 | 2014 | 9999 |  |  | N | Solar | [13 empty] | 0 | 0 | 0 | 0 | [11 empty] | Desert Sunlight 250 LLC | 100 | General Electric Co | 100 | Non-regulated
Desert Sunlight 250, LLC | 58542_G_DSL15 | 58542 | G | DSL15 |  | Solar PV |  | WECC_SCE | California | 6 | Riverside | 65 | 06065 | 13.9 | 0 | 2014 | 9999 |  |  | N | Solar | [13 empty] | 0 | 0 | 0 | 0 | [11 empty] | Desert Sunlight 250 LLC | 100 | General Electric Co | 100 | Non-regulated
Desert Sunlight 250, LLC | 58542_G_DSL16 | 58542 | G | DSL16 |  | Solar PV |  | WECC_SCE | California | 6 | Riverside | 65 | 06065 | 22.7 | 0 | 2013 | 9999 |  |  | N | Solar | [13 empty] | 0 | 0 | 0 | 0 | [11 empty] | Desert Sunlight 250 LLC | 100 | General Electric Co | 100 | Non-regulated
Desert Sunlight 250, LLC | 58542_G_DSL17 | 58542 | G | DSL17 |  | Solar PV |  | WECC_SCE | California | 6 | Riverside | 65 | 06065 | 29 | 0 | 2013 | 9999 |  |  | N | Solar | [13 empty] | 0 | 0 | 0 | 0 | [11 empty] | Desert Sunlight 250 LLC | 100 | General Electric Co | 100 | Non-regulated
Desert Sunlight 250, LLC | 58542_G_DSL18 | 58542 | G | DSL18 |  | Solar PV |  | WECC_SCE | California | 6 | Riverside | 65 | 06065 | 29 | 0 | 2014 | 9999 |  |  | N | Solar | [13 empty] | 0 | 0 | 0 | 0 | [11 empty] | Desert Sunlight 250 LLC | 100 | General Electric Co | 100 | Non-regulated
Desert Sunlight 250, LLC | 58542_G_DSL19 | 58542 | G | DSL19 |  | Solar PV |  | WECC_SCE | California | 6 | Riverside | 65 | 06065 | 25.2 | 0 | 2014 | 9999 |  |  | N | Solar | [13 empty] | 0 | 0 | 0 | 0 | [11 empty] | Desert Sunlight 250 LLC | 100 | General Electric Co | 100 | Non-regulated
Desert Sunlight 250, LLC | 58542_G_DSL20 | 58542 | G | DSL20 |  | Solar PV |  | WECC_SCE | California | 6 | Riverside | 65 | 06065 | 25.2 | 0 | 2013 | 9999 |  |  | N | Solar | [13 empty] | 0 | 0 | 0 | 0 | [11 empty] | Desert Sunlight 250 LLC | 100 | General Electric Co | 100 | Non-regulated
Gilbert Solar Facility I, LLC | 58543_G_1 | 58543 | G | 1 |  | Solar PV |  | WECC_AZ | Arizona | 4 | Maricopa | 13 | 04013 | 2.5 | 0 | 2011 | 9999 |  |  | N | Solar | [13 empty] | 0 | 0 | 0 | 0 | [11 empty] | Gilbert Solar Facility I LLC | 100 | WEC Energy Group Inc | 100 | Non-regulated
Mountain View Solar | 58544_G_1 | 58544 | G | 1 |  | Solar PV |  | WECC_SNV | Nevada | 32 | Clark | 3 | 32003 | 20 | 0 | 2014 | 9999 |  |  | N | Solar | [13 empty] | 0 | 0 | 0 | 0 | [11 empty] | Mountain View Solar LLC | 100 | NextEra Energy Inc | 100 | Non-regulated
Community Solar 1 | 58545_G_1 | 58545 | G | 1 |  | Solar PV |  | WECC_IID | California | 6 | Imperial | 25 | 06025 | 5.7 | 0 | 2014 | 9999 |  |  | N | Solar | [13 empty] | 0 | 0 | 0 | 0 | [11 empty] | NRG Solar Community I LLC | 100 | NRG Energy Inc | 100 | Non-regulated
Watervliet | 58546_G_GEN1 | 58546 | G | GEN1 |  | Landfill Gas |  | PJM_West | Michigan | 26 | Berrien | 21 | 26021 | 1.6 | 13500 | 2013 | 9999 |  |  | N | Landfill Gas | [13 empty] | 0.22117 | 0.22117 | 0.22117 | 0.22117 | [11 empty] | Granger Energy Services | 100 | Granger Electric Co | 100 | Non-regulated
Watervliet | 58546_G_GEN2 | 58546 | G | GEN2 |  | Landfill Gas |  | PJM_West | Michigan | 26 | Berrien | 21 | 26021 | 1.6 | 13500 | 2013 | 9999 |  |  | N | Landfill Gas | [13 empty] | 0.22117 | 0.22117 | 0.22117 | 0.22117 | [11 empty] | Granger Energy Services | 100 | Granger Electric Co | 100 | Non-regulated
Watervliet | 58546_G_GEN3 | 58546 | G | GEN3 |  | Landfill Gas |  | PJM_West | Michigan | 26 | Berrien | 21 | 26021 | 0.8 | 8513 | 2019 | 9999 |  |  | N | Landfill Gas | [13 empty] | 0.09 | 0.09 | 0.09 | 0.09 | [11 empty] | EDL Inc | 100 | EDL Inc | 100 | Non-regulated
SMPA Solar 1 Community Solar | 58547_G_1 | 58547 | G | 1 |  | Solar PV |  | WECC_CO | Colorado | 8 | Montrose | 85 | 08085 | 1 | 0 | 2012 | 9999 |  |  | N | Solar | [13 empty] | 0 | 0 | 0 | 0 | [11 empty] | SMPA Solar 1 LLC | 100 | San Miguel Power Association Inc | 100 | Regulated
Huerfano River Wind | 58548_G_WTG1 | 58548 | G | WTG1 |  | Onshore Wind |  | WECC_CO | Colorado | 8 | Huerfano | 55 | 08055 | 2 | 0 | 2013 | 9999 |  |  | N | Wind | [13 empty] | 0 | 0 | 0 | 0 | [11 empty] | Huerfano River Wind LLC | 100 | New Centennial Power LLC | 100 | Non-regulated
Huerfano River Wind | 58548_G_WTG2 | 58548 | G | WTG2 |  | Onshore Wind |  | WECC_CO | Colorado | 8 | Huerfano | 55 | 08055 | 2 | 0 | 2013 | 9999 |  |  | N | Wind | [13 empty] | 0 | 0 | 0 | 0 | [11 empty] | Huerfano River Wind LLC | 100 | New Centennial Power LLC | 100 | Non-regulated
Huerfano River Wind | 58548_G_WTG3 | 58548 | G | WTG3 |  | Onshore Wind |  | WECC_CO | Colorado | 8 | Huerfano | 55 | 08055 | 2 | 0 | 2013 | 9999 |  |  | N | Wind | [13 empty] | 0 | 0 | 0 | 0 | [11 empty] | Huerfano River Wind LLC | 100 | New Centennial Power LLC | 100 | Non-regulated
Huerfano River Wind | 58548_G_WTG4 | 58548 | G | WTG4 |  | Onshore Wind |  | WECC_CO | Colorado | 8 | Huerfano | 55 | 08055 | 2 | 0 | 2013 | 9999 |  |  | N | Wind | [13 empty] | 0 | 0 | 0 | 0 | [11 empty] | Huerfano River Wind LLC | 100 | New Centennial Power LLC | 100 | Non-regulated
Owens Corning at Bethlehem | 58550_G_PV1 | 58550 | G | PV1 |  | Solar PV |  | NY_Z_F | New York | 36 | Albany | 1 | 36001 | 2 | 0 | 2013 | 9999 |  |  | N | Solar | [13 empty] | 0 | 0 | 0 | 0 | [11 empty] | Luminace Solar New York LLC | 100 | Exelon Corp | 100 | Non-regulated
Bridgeport Fuel Cell, LLC | 58551_G_1 | 58551 | G | 1 |  | Fuel Cell |  | NENG_CT | Connecticut | 9 | Fairfield | 1 | 09001 | 13.7 | 8199 | 2013 | 9999 |  |  | N | Natural Gas | [13 empty] | 0 | 0 | 0 | 0 | [11 empty] | Bridgeport Fuel Cell LLC | 100 | FuelCell Energy Inc | 100 | Non-regulated
Indy Solar I, LLC | 58552_G_1 | 58552 | G | 1 |  | Solar PV |  | MIS_INKY | Indiana | 18 | Marion | 97 | 18097 | 10 | 0 | 2013 | 9999 |  |  | N | Solar | [13 empty] | 0 | 0 | 0 | 0 | [11 empty] | Indy Solar I LLC | 100 | Dominion Energy Inc | 100 | Non-regulated
Indy Solar III, LLC | 58553_G_1 | 58553 | G | 1 |  | Solar PV |  | MIS_INKY | Indiana | 18 | Marion | 97 | 18097 | 8.6 | 0 | 2013 | 9999 |  |  | N | Solar | [13 empty] | 0 | 0 | 0 | 0 | [11 empty] | Indy Solar III LLC | 100 | Dominion Energy Inc | 100 | Non-regulated
Somers Solar Center, LLC | 58554_G_1 | 58554 | G | 1 |  | Solar PV |  | NENG_CT | Connecticut | 9 | Tolland | 13 | 09013 | 5 | 0 | 2013 | 9999 |  |  | N | Solar | [13 empty] | 0 | 0 | 0 | 0 | [11 empty] | Somers Solar Center LLC | 100 | Dominion Energy Inc | 100 | Non-regulated
Indy Solar II, LLC | 58556_G_1 | 58556 | G | 1 |  | Solar PV |  | MIS_INKY | Indiana | 18 | Marion | 97 | 18097 | 10 | 0 | 2013 | 9999 |  |  | N | Solar | [13 empty] | 0 | 0 | 0 | 0 | [11 empty] | Indy Solar II LLC | 100 | Dominion Energy Inc | 100 | Non-regulated
Mesquite Generating Station Block 1 | 58557_G_GT1 | 58557 | G | GT1 | 4859 | Combined Cycle |  | WECC_AZ | Arizona | 4 | Maricopa | 13 | 04013 | 160.5 | 7452 | 2003 | 9999 |  |  | N | Natural Gas |  |  |  | DLNB | SCR | [8 empty] | 0.00872 | 0.00872 | 0.00872 | 0.00872 | [11 empty] | Salt River Project | 100 | Salt River Project | 100 | Regulated
Mesquite Generating Station Block 1 | 58557_G_GT2 | 58557 | G | GT2 | 4860 | Combined Cycle |  | WECC_AZ | Arizona | 4 | Maricopa | 13 | 04013 | 160.5 | 7452 | 2003 | 9999 |  |  | N | Natural Gas |  |  |  | DLNB | SCR | [8 empty] | 0.00872 | 0.00872 | 0.00872 | 0.00872 | [11 empty] | Salt River Project | 100 | Salt River Project | 100 | Regulated
Mesquite Generating Station Block 1 | 58557_G_ST1 | 58557 | G | ST1 | 4859 | Combined Cycle |  | WECC_AZ | Arizona | 4 | Maricopa | 13 | 04013 | 299.3 | 7452 | 2003 | 9999 |  |  | N | Natural Gas |  |  |  | LNB + NH3 | SCR | [8 empty] | 0.00872 | 0.00872 | 0.00872 | 0.00872 | [11 empty] | Salt River Project | 100 | Salt River Project | 100 | Regulated
Onslow Power Producers | 58558_G_GEN1 | 58558 | G | GEN1 |  | Landfill Gas |  | S_VACA | North Carolina | 37 | Onslow | 133 | 37133 | 1.9 | 13500 | 2013 | 9999 |  |  | N | Landfill Gas | [13 empty] | 0.22117 | 0.22117 | 0.22117 | 0.22117 | [11 empty] | Onslow Power Producers LLC | 100 | William Howard Brinker | 100 | Non-regulated
Bi-County Gas Producers | 58559_G_GEN1 | 58559 | G | GEN1 |  | Landfill Gas |  | S_C_TVA | Tennessee | 47 | Montgomery | 125 | 47125 | 0.9 | 13500 | 2011 | 9999 |  |  | N | Landfill Gas | [13 empty] | 0.22117 | 0.22117 | 0.22117 | 0.22117 | [11 empty] | Enerdyne LLC | 100 | Enerdyne LLC | 100 | Non-regulated
Bi-County Gas Producers | 58559_G_GEN2 | 58559 | G | GEN2 |  | Landfill Gas |  | S_C_TVA | Tennessee | 47 | Montgomery | 125 | 47125 | 1.9 | 13500 | 2013 | 9999 |  |  | N | Landfill Gas | [13 empty] | 0.22117 | 0.22117 | 0.22117 | 0.22117 | [11 empty] | Enerdyne Power Systems Inc | 100 | Wca Waste Corp | 100 | Non-regulated
Merrimac Solar | 58561_G_MSMA | 58561 | G | MSMA |  | Solar PV |  | NENGREST | Massachusetts | 25 | Essex | 9 | 25009 | 1.5 | 0 | 2013 | 9999 |  |  | N | Solar | [13 empty] | 0 | 0 | 0 | 0 | [11 empty] | Merrimac Solar LLC | 100 | Consolidated Edison Inc | 100 | Non-regulated
Montana Power Station | 58562_G_GT-1 | 58562 | G | GT-1 | 90902 | Combustion Turbine |  | WECC_NM | Texas | 48 | El Paso | 141 | 48141 | 88 | 10745 | 2015 | 9999 |  |  | N | Natural Gas, Distillate Fuel Oil |  |  |  |  | SCR | [8 empty] | 0.01162 | 0.01154 | 0.01162 | 0.01154 | [11 empty] | El Paso Electric Co | 100 | JPMorgan Chase & Co | 100 | Regulated
Montana Power Station | 58562_G_GT-2 | 58562 | G | GT-2 | 90903 | Combustion Turbine |  | WECC_NM | Texas | 48 | El Paso | 141 | 48141 | 88 | 10745 | 2015 | 9999 |  |  | N | Natural Gas, Distillate Fuel Oil |  |  |  |  | SCR | [8 empty] | 0.01145 | 0.01141 | 0.01145 | 0.01141 | [11 empty] | El Paso Electric Co | 100 | JPMorgan Chase & Co | 100 | Regulated
Montana Power Station | 58562_G_GT-3 | 58562 | G | GT-3 | 90904 | Combustion Turbine |  | WECC_NM | Texas | 48 | El Paso | 141 | 48141 | 88 | 10745 | 2016 | 9999 |  |  | N | Natural Gas, Distillate Fuel Oil |  |  |  |  | SCR | [8 empty] | 0.01147 | 0.01142 | 0.01147 | 0.01142 | [11 empty] | El Paso Electric Co | 100 | JPMorgan Chase & Co | 100 | Regulated
Montana Power Station | 58562_G_GT-4 | 58562 | G | GT-4 | 90905 | Combustion Turbine |  | WECC_NM | Texas | 48 | El Paso | 141 | 48141 | 88 | 10745 | 2016 | 9999 |  |  | N | Natural Gas, Distillate Fuel Oil |  |  |  |  | SCR | [8 empty] | 0.01171 | 0.01159 | 0.01171 | 0.01159 | [11 empty] | El Paso Electric Co | 100 | JPMorgan Chase & Co | 100 | Regulated
Hometown Bio Energy LLC | 58563_G_HTBE | 58563 | G | HTBE |  | Non-Fossil Waste |  | MIS_MNWI | Minnesota | 27 | Le Sueur | 79 | 27079 | 7.6 | 11035 | 2013 | 9999 |  |  | Y | Non-Fossil Waste | [13 empty] | 0 | 0 | 0 | 0 | [11 empty] | Hometown Bio Energy LLC | 100 | Minnesota Municipal Power Agency | 100 | Non-regulated
Frenchtown III Solar | 58564_G_F3NJ | 58564 | G | F3NJ |  | Solar PV |  | PJM_EMAC | New Jersey | 34 | Hunterdon | 19 | 34019 | 7.9 | 0 | 2013 | 9999 |  |  | N | Solar | [13 empty] | 0 | 0 | 0 | 0 | [11 empty] | Frenchtown III Solar LLC | 100 | Consolidated Edison Inc | 100 | Non-regulated
Gettysburg Energy & Nutrient Rec Facility | 58565_G_GENRF | 58565 | G | GENRF |  | Biomass |  | PJM_WMAC | Pennsylvania | 42 | Adams | 1 | 42001 | 2.5 | 40000 | 2013 | 9999 |  |  | Y | Biomass | [13 empty] | 0.22033 | 0.22033 | 0.22033 | 0.22033 | [11 empty] | Energy Works North America LLC | 100 | Energyworks Group | 100 | Non-regulated
Cottage Street Solar Facility | 58568_G_PV-3 | 58568 | G | PV-3 |  | Solar PV |  | NENGREST | Massachusetts | 25 | Hampden | 13 | 25013 | 3.2 | 0 | 2014 | 9999 |  |  | N | Solar | [13 empty] | 0 | 0 | 0 | 0 | [11 empty] | NSTAR Co d/b/a Eversource Energy | 100 | Eversource Energy | 100 | Regulated
Paradise Solar Energy Center | 58569_G_1 | 58569 | G | 1 |  | Solar PV |  | PJM_EMAC | New Jersey | 34 | Gloucester | 15 | 34015 | 5 | 0 | 2011 | 9999 |  |  | N | Solar | [13 empty] | 0 | 0 | 0 | 0 | [11 empty] | Paradise Solar Urban Renewal LLC | 100 | NextEra Energy Inc | 100 | Non-regulated
Enel Cove Fort | 58570_G_1-G1A | 58570 | G | 1-G1A |  | Geothermal |  | WECC_UT | Utah | 49 | Beaver | 1 | 49001 | 12.5 | 9771 | 2013 | 9999 |  |  | N | Geothermal | [13 empty] | 0 | 0 | 0 | 0 | 0.4563 | 0.4563 | 0.4563 | [8 empty] | Enel Cove Fort LLC | 100 | Enel SpA | 100 | Non-regulated
Enel Cove Fort | 58570_G_2-GIA | 58570 | G | 2-GIA |  | Geothermal |  | WECC_UT | Utah | 49 | Beaver | 1 | 49001 | 12.5 | 9771 | 2013 | 9999 |  |  | N | Geothermal | [13 empty] | 0 | 0 | 0 | 0 | 0.4563 | 0.4563 | 0.4563 | [8 empty] | Enel Cove Fort LLC | 100 | Enel SpA | 100 | Non-regulated
Tucannon River Wind Farm | 58571_G_1 | 58571 | G | 1 |  | Onshore Wind |  | WECC_PNW | Washington | 53 | Columbia | 13 | 53013 | 266.8 | 0 | 2014 | 9999 |  |  | N | Wind | [13 empty] | 0 | 0 | 0 | 0 | [11 empty] | Portland General Electric Co | 100 | Portland General Electric Co | 100 | Regulated
Lakeland Solar Energy LLC | 58572_G_1 | 58572 | G | 1 |  | Solar PV |  | S_SOU | Georgia | 13 | Lanier | 173 | 13173 | 0.9 | 0 | 2013 | 9999 |  |  | N | Solar | [13 empty] | 0 | 0 | 0 | 0 | [11 empty] | Lakeland Solar Energy LLC | 100 | Invenergy LLC | 100 | Non-regulated
Lakeland Solar Energy LLC | 58572_G_2 | 58572 | G | 2 |  | Solar PV |  | S_SOU | Georgia | 13 | Lanier | 173 | 13173 | 0.9 | 0 | 2013 | 9999 |  |  | N | Solar | [13 empty] | 0 | 0 | 0 | 0 | [11 empty] | Lakeland Solar Energy LLC | 100 | Invenergy LLC | 100 | Non-regulated
Smithfield Packaged Meats Corp. | 58575_G_1 | 58575 | G | 1 |  | Combustion Turbine | IC Engine | S_VACA | North Carolina | 37 | Lenoir | 107 | 37107 | 2.3 | 8700 | 2013 | 9999 |  |  | Y | Distillate Fuel Oil | [13 empty] | 1.6498 | 1.6498 | 1.6498 | 1.6498 | [11 empty] | Smithfield Packing Co | 100 | Smithfield Foods Inc | 100 | Non-regulated
Smithfield Packaged Meats Corp. | 58575_G_2 | 58575 | G | 2 |  | Combustion Turbine | IC Engine | S_VACA | North Carolina | 37 | Lenoir | 107 | 37107 | 2.3 | 8700 | 2013 | 9999 |  |  | Y | Distillate Fuel Oil | [13 empty] | 1.6498 | 1.6498 | 1.6498 | 1.6498 | [11 empty] | Smithfield Packing Co | 100 | Smithfield Foods Inc | 100 | Non-regulated
Smithfield Packaged Meats Corp. | 58575_G_3 | 58575 | G | 3 |  | Combustion Turbine | IC Engine | S_VACA | North Carolina | 37 | Lenoir | 107 | 37107 | 2.3 | 8700 | 2013 | 9999 |  |  | Y | Distillate Fuel Oil | [13 empty] | 1.6498 | 1.6498 | 1.6498 | 1.6498 | [11 empty] | Smithfield Packing Co | 100 | Smithfield Foods Inc | 100 | Non-regulated
Smithfield Packaged Meats Corp. | 58575_G_4 | 58575 | G | 4 |  | Combustion Turbine | IC Engine | S_VACA | North Carolina | 37 | Lenoir | 107 | 37107 | 2.3 | 8700 | 2013 | 9999 |  |  | Y | Distillate Fuel Oil | [13 empty] | 1.6498 | 1.6498 | 1.6498 | 1.6498 | [11 empty] | Smithfield Packing Co | 100 | Smithfield Foods Inc | 100 | Non-regulated
GSE NM1 | 58576_G_NMP1 | 58576 | G | NMP1 |  | Solar PV |  | SPP_SPS | New Mexico | 35 | Chaves | 5 | 35005 | 1.7 | 0 | 2011 | 9999 |  |  | N | Solar | [13 empty] | 0 | 0 | 0 | 0 | [11 empty] | GSE NM1 LLC | 100 | Bluenrgy Group | 100 | Non-regulated
Veolia ES Blackfoot Landfill Facility | 58577_G_BLG1 | 58577 | G | BLG1 |  | Landfill Gas |  | MIS_INKY | Indiana | 18 | Pike | 125 | 18125 | 1.1 | 13500 | 2009 | 9999 |  |  | N | Landfill Gas | [13 empty] | 0.22117 | 0.22117 | 0.22117 | 0.22117 | [11 empty] | Southern Indiana Gas & Electric Co | 100 | CenterPoint Energy Inc | 100 | Regulated
Veolia ES Blackfoot Landfill Facility | 58577_G_BLG2 | 58577 | G | BLG2 |  | Landfill Gas |  | MIS_INKY | Indiana | 18 | Pike | 125 | 18125 | 1.1 | 13500 | 2009 | 9999 |  |  | N | Landfill Gas | [13 empty] | 0.22117 | 0.22117 | 0.22117 | 0.22117 | [11 empty] | Southern Indiana Gas & Electric Co | 100 | CenterPoint Energy Inc | 100 | Regulated
Sonora 1 | 58578_G_SON1 | 58578 | G | SON1 |  | Solar PV |  | WEC_CALN | California | 6 | Tuolumne | 109 | 06109 | 1.5 | 0 | 2013 | 9999 |  |  | N | Solar | [13 empty] | 0 | 0 | 0 | 0 | [11 empty] | Fresh Air Energy IV LLC | 100 | Ecoplexus Inc | 100 | Non-regulated
Pheasant Run Wind LLC | 58580_G_1 | 58580 | G | 1 |  | Onshore Wind |  | MIS_LMI | Michigan | 26 | Huron | 63 | 26063 | 74.8 | 0 | 2013 | 9999 |  |  | N | Wind | [13 empty] | 0 | 0 | 0 | 0 | [11 empty] | Pheasant Run Wind LLC | 100 | NextEra Energy Inc | 100 | Non-regulated
Oltmans SCE at Champagne | 58581_G_1 | 58581 | G | 1 |  | Solar PV |  | WECC_SCE | California | 6 | San Bernardino | 71 | 06071 | 1 | 0 | 2013 | 9999 |  |  | N | Solar | [13 empty] | 0 | 0 | 0 | 0 | [11 empty] | California PV Energy LLC | 100 | Exelon Corp | 100 | Non-regulated
Oltmans SCE at Jurupa | 58582_G_1 | 58582 | G | 1 |  | Solar PV |  | WECC_SCE | California | 6 | San Bernardino | 71 | 06071 | 1.5 | 0 | 2013 | 9999 |  |  | N | Solar | [13 empty] | 0 | 0 | 0 | 0 | [11 empty] | California PV Energy LLC | 100 | Exelon Corp | 100 | Non-regulated
Forbes Street Solar | 58583_G_FSS1 | 58583 | G | FSS1 |  | Solar PV |  | NENGREST | Rhode Island | 44 | Providence | 7 | 44007 | 3 | 0 | 2013 | 9999 |  |  | N | Solar | [13 empty] | 0 | 0 | 0 | 0 | [11 empty] | Forbes Street Solar LLC | 100 | D E Shaw & Co LP | 100 | Non-regulated
Town of East Bridgewater CSG | 58586_G_1 | 58586 | G | 1 |  | Solar PV |  | NENGREST | Massachusetts | 25 | Plymouth | 23 | 25023 | 2 | 0 | 2013 | 9999 |  |  | N | Solar | [13 empty] | 0 | 0 | 0 | 0 | [11 empty] | Mound Solar Owner V LLC | 100 | SolarCity Corp | 100 | Non-regulated
Tuscola Wind II LLC | 58587_G_1 | 58587 | G | 1 |  | Onshore Wind |  | MIS_LMI | Michigan | 26 | Tuscola | 157 | 26157 | 100.3 | 0 | 2013 | 9999 |  |  | N | Wind | [13 empty] | 0 | 0 | 0 | 0 | [11 empty] | Tuscola Wind II LLC | 100 | NextEra Energy Inc | 100 | Non-regulated
Sue Cleveland High School | 58588_G_SCHS | 58588 | G | SCHS |  | Solar PV |  | WECC_NM | New Mexico | 35 | Sandoval | 43 | 35043 | 1 | 0 | 2013 | 9999 |  |  | N | Solar | [13 empty] | 0 | 0 | 0 | 0 | [11 empty] | Terraform Power Inc | 100 | Brookfield Asset Management Inc | 100 | Non-regulated
Rio Rancho High School | 58589_G_RRHS | 58589 | G | RRHS |  | Solar PV |  | WECC_NM | New Mexico | 35 | Sandoval | 43 | 35043 | 1 | 0 | 2013 | 9999 |  |  | N | Solar | [13 empty] | 0 | 0 | 0 | 0 | [11 empty] | Terraform Power Inc | 100 | Brookfield Asset Management Inc | 100 | Non-regulated
Cascade Solar | 58590_G_1 | 58590 | G | 1 |  | Solar PV |  | WECC_SCE | California | 6 | San Bernardino | 71 | 06071 | 18.5 | 0 | 2014 | 9999 |  |  | N | Solar | [13 empty] | 0 | 0 | 0 | 0 | [11 empty] | Cascade Solar LLC | 100 | SunEdison | 100 | Non-regulated
POTB Digester | 58591_G_GEN1 | 58591 | G | GEN1 |  | Non-Fossil Waste |  | WECC_PNW | Oregon | 41 | Tillamook | 57 | 41057 | 1 | 13500 | 2013 | 9999 |  |  | N | Non-Fossil Waste | [11 empty] | 0 |  | 0 | 0 | 0 | 0 | [11 empty] | Tillamook BioGas, LLC Digester | 100 | Tillamook BioGas, LLC Digester | 100 | Non-regulated
Solar Gen 2 Solar Facility | 58592_G_ALHM | 58592 | G | ALHM |  | Solar PV |  | WECC_IID | California | 6 | Imperial | 25 | 06025 | 50 | 0 | 2014 | 9999 |  |  | N | Solar | [13 empty] | 0 | 0 | 0 | 0 | [11 empty] | Southern Power Co | 100 | Southern Co | 100 | Non-regulated
Solar Gen 2 Solar Facility | 58592_G_ARK | 58592 | G | ARK |  | Solar PV |  | WECC_IID | California | 6 | Imperial | 25 | 06025 | 50 | 0 | 2014 | 9999 |  |  | N | Solar | [13 empty] | 0 | 0 | 0 | 0 | [11 empty] | Southern Power Co | 100 | Southern Co | 100 | Non-regulated
Solar Gen 2 Solar Facility | 58592_G_SONR | 58592 | G | SONR |  | Solar PV |  | WECC_IID | California | 6 | Imperial | 25 | 06025 | 50 | 0 | 2014 | 9999 |  |  | N | Solar | [13 empty] | 0 | 0 | 0 | 0 | [11 empty] | Southern Power Co | 100 | Southern Co | 100 | Non-regulated
Steele Flats Wind Project LLC | 58594_G_1 | 58594 | G | 1 |  | Onshore Wind |  | SPP_NEBR | Nebraska | 31 | Jefferson | 95 | 31095 | 74.8 | 0 | 2013 | 9999 |  |  | N | Wind | [13 empty] | 0 | 0 | 0 | 0 | [11 empty] | Steele Flats Wind Project LLC | 100 | NextEra Energy Inc | 100 | Non-regulated
Grandview Wind Farm, LLC | 58596_G_GRVWI | 58596 | G | GRVWI |  | Onshore Wind |  | ERC_PHDL | Texas | 48 | Carson | 65 | 48065 | 211.2 | 0 | 2014 | 9999 |  |  | N | Wind | [13 empty] | 0 | 0 | 0 | 0 | [11 empty] | Grandview Wind Farm LLC | 100 | RWE Group | 100 | Non-regulated
HTW Plant 303 COGEN | 58597_G_CGN1 | 58597 | G | CGN1 |  | Combustion Turbine |  | WECC_UT | Utah | 49 | Salt Lake | 35 | 49035 | 5.6 | 8700 | 2008 | 9999 |  |  | Y | Natural Gas | [13 empty] | 0.23894 | 0.23894 | 0.23894 | 0.23894 | [11 empty] | University of Utah | 100 | University of Utah | 100 | Non-regulated
Beryl Solar Plant | 58598_G_BSP1 | 58598 | G | BSP1 |  | Solar PV |  | WECC_UT | Utah | 49 | Iron | 21 | 49021 | 3 | 0 | 2015 | 9999 |  |  | N | Solar | [13 empty] | 0 | 0 | 0 | 0 | [11 empty] | Beryl Solar LLC | 100 | Brookfield Asset Management Inc | 100 | Non-regulated
Cedar Valley Solar Plant | 58599_G_CVSP1 | 58599 | G | CVSP1 |  | Solar PV |  | WECC_UT | Utah | 49 | Iron | 21 | 49021 | 3 | 0 | 2015 | 9999 |  |  | N | Solar | [13 empty] | 0 | 0 | 0 | 0 | [11 empty] | Cedar Valley Solar LLC | 100 | Brookfield Asset Management Inc | 100 | Non-regulated
East Highline | 586_G_1 | 586 | G | 1 |  | Hydro |  | WECC_IID | California | 6 | Imperial | 25 | 06025 | 1 | 0 | 1984 | 9999 |  |  | N | Hydro | [13 empty] | 0 | 0 | 0 | 0 | [11 empty] | Imperial Irrigation District | 100 | Imperial Irrigation District | 100 | Regulated
Buckhorn Solar Plant | 58600_G_BSP1 | 58600 | G | BSP1 |  | Solar PV |  | WECC_UT | Utah | 49 | Iron | 21 | 49021 | 3 | 0 | 2015 | 9999 |  |  | N | Solar | [13 empty] | 0 | 0 | 0 | 0 | [11 empty] | Buckhorn Solar LLC | 100 | Brookfield Asset Management Inc | 100 | Non-regulated
Milford Flat Solar Plant | 58601_G_MFSP1 | 58601 | G | MFSP1 |  | Solar PV |  | WECC_UT | Utah | 49 | Beaver | 1 | 49001 | 3 | 0 | 2015 | 9999 |  |  | N | Solar | [13 empty] | 0 | 0 | 0 | 0 | [11 empty] | Milford Flat Solar LLC | 100 | Brookfield Asset Management Inc | 100 | Non-regulated
Laho Solar Plant | 58602_G_LSP1 | 58602 | G | LSP1 |  | Solar PV |  | WECC_UT | Utah | 49 | Beaver | 1 | 49001 | 3 | 0 | 2015 | 9999 |  |  | N | Solar | [13 empty] | 0 | 0 | 0 | 0 | [11 empty] | Laho Solar LLC | 100 | Brookfield Asset Management Inc | 100 | Non-regulated
Greenville Solar Plant | 58603_G_GVSP1 | 58603 | G | GVSP1 |  | Solar PV |  | WECC_UT | Utah | 49 | Beaver | 1 | 49001 | 2.2 | 0 | 2015 | 9999 |  |  | N | Solar | [13 empty] | 0 | 0 | 0 | 0 | [11 empty] | Greenville Solar LLC | 100 | Brookfield Asset Management Inc | 100 | Non-regulated
Granite Peak Solar Plant | 58604_G_GPSP1 | 58604 | G | GPSP1 |  | Solar PV |  | WECC_UT | Utah | 49 | Beaver | 1 | 49001 | 3 | 0 | 2015 | 9999 |  |  | N | Solar | [13 empty] | 0 | 0 | 0 | 0 | [11 empty] | Granite Peak Solar LLC | 100 | Brookfield Asset Management Inc | 100 | Non-regulated
Blueberry One | 58605_G_PV1 | 58605 | G | PV1 |  | Solar PV |  | S_VACA | North Carolina | 37 | Wayne | 191 | 37191 | 5 | 0 | 2016 | 9999 |  |  | N | Solar | [13 empty] | 0 | 0 | 0 | 0 | [11 empty] | Blueberry One LLC | 100 | Birdseye Renewable Energy | 100 | Non-regulated
One Market Plaza | 58607_G_1 | 58607 | G | 1 |  | Combustion Turbine | IC Engine | WEC_CALN | California | 6 | San Francisco | 75 | 06075 | 0.5 | 8700 | 2003 | 9999 |  |  | Y | Natural Gas | [13 empty] | 0.56489 | 0.56489 | 0.56489 | 0.56489 | [11 empty] | Northern Power Systems | 100 | Wind Power Holdings Inc | 100 | Non-regulated
One Market Plaza | 58607_G_2 | 58607 | G | 2 |  | Combustion Turbine | IC Engine | WEC_CALN | California | 6 | San Francisco | 75 | 06075 | 0.5 | 8700 | 2003 | 9999 |  |  | Y | Natural Gas | [13 empty] | 0.56489 | 0.56489 | 0.56489 | 0.56489 | [11 empty] | Northern Power Systems | 100 | Wind Power Holdings Inc | 100 | Non-regulated
One Market Plaza | 58607_G_3 | 58607 | G | 3 |  | Combustion Turbine | IC Engine | WEC_CALN | California | 6 | San Francisco | 75 | 06075 | 0.5 | 8700 | 2003 | 9999 |  |  | Y | Natural Gas | [13 empty] | 0.56489 | 0.56489 | 0.56489 | 0.56489 | [11 empty] | Northern Power Systems | 100 | Wind Power Holdings Inc | 100 | Non-regulated
Saddleback Ridge Wind Farm | 58608_G_SRW1 | 58608 | G | SRW1 |  | Onshore Wind |  | NENG_ME | Maine | 23 | Franklin | 7 | 23007 | 8.5 | 0 | 2014 | 9999 |  |  | N | Wind | [13 empty] | 0 | 0 | 0 | 0 | [11 empty] | Saddleback Ridge Wind LLC | 100 | Jay Cashman Inc | 100 | Non-regulated
Saddleback Ridge Wind Farm | 58608_G_SRW2 | 58608 | G | SRW2 |  | Onshore Wind |  | NENG_ME | Maine | 23 | Franklin | 7 | 23007 | 25.7 | 0 | 2015 | 9999 |  |  | N | Wind | [13 empty] | 0 | 0 | 0 | 0 | [11 empty] | Saddleback Ridge Wind LLC | 100 | Jay Cashman Inc | 100 | Non-regulated
Industry Solar Power Generation Station 1 LLC | 58609_G_ISP1 | 58609 | G | ISP1 |  | Solar PV |  | WECC_SCE | California | 6 | San Bernardino | 71 | 06071 | 1.5 | 0 | 2013 | 9999 |  |  | N | Solar | [13 empty] | 0 | 0 | 0 | 0 | [11 empty] | Industry Solar Power Generation Station 1 LLC | 100 | Sustainable Power Group LLC | 100 | Non-regulated
Navajo Solar Power Generation Station 1 LLC | 58610_G_NSP1 | 58610 | G | NSP1 |  | Solar PV |  | WEC_SDGE | California | 6 | San Bernardino | 71 | 06071 | 1.5 | 0 | 2013 | 9999 |  |  | N | Solar | [13 empty] | 0 | 0 | 0 | 0 | [11 empty] | Navajo Solar Power Generation Station 1 LLC | 100 | Sustainable Power Group LLC | 100 | Non-regulated
Powhatan Solar Power Generation Station 1 LLC | 58611_G_1 | 58611 | G | 1 |  | Solar PV |  | WECC_SCE | California | 6 | San Bernardino | 71 | 06071 | 1.5 | 0 | 2013 | 9999 |  |  | N | Solar | [13 empty] | 0 | 0 | 0 | 0 | [11 empty] | Powhatan Solar Power Generation Station 1 LLC | 100 | Sustainable Power Group LLC | 100 | Non-regulated
Otoe Solar Power Generation Station 1 LLC | 58612_G_1 | 58612 | G | 1 |  | Solar PV |  | WECC_SCE | California | 6 | San Bernardino | 71 | 06071 | 1.5 | 0 | 2013 | 9999 |  |  | N | Solar | [13 empty] | 0 | 0 | 0 | 0 | [11 empty] | Otoe Solar Power Generation Station 1 LLC | 100 | Sustainable Power Group LLC | 100 | Non-regulated
Patriot Wind Farm | 58614_G_PAT1 | 58614 | G | PAT1 |  | Onshore Wind |  | ERC_REST | Texas | 48 | Nueces | 355 | 48355 | 226.1 | 0 | 2019 | 9999 |  |  | N | Wind | [13 empty] | 0 | 0 | 0 | 0 | [11 empty] | Patriot Wind Farm LLC | 100 | NRG Energy Inc | 100 | Non-regulated
Indianapolis Motor Speedway Solar PV | 58615_G_IMS | 58615 | G | IMS |  | Solar PV |  | MIS_INKY | Indiana | 18 | Marion | 97 | 18097 | 9 | 0 | 2014 | 9999 |  |  | N | Solar | [13 empty] | 0 | 0 | 0 | 0 | [11 empty] | Blue Renewable Energy IMS LLC | 100 | US Bancorp | 100 | Non-regulated
Westlands Solar PV Farm | 58616_G_WSF1 | 58616 | G | WSF1 |  | Solar PV |  | WEC_CALN | California | 6 | Fresno | 19 | 06019 | 18 | 0 | 2014 | 9999 |  |  | N | Solar | [13 empty] | 0 | 0 | 0 | 0 | [11 empty] | Westlands Solar Farms LLC | 100 | Boralex Inc | 100 | Non-regulated
Butler Plaza | 58618_G_1 | 58618 | G | 1 |  | Solar PV |  | FRCC | Florida | 12 | Alachua | 1 | 12001 | 1.2 | 0 | 2010 | 9999 |  |  | N | Solar | [13 empty] | 0 | 0 | 0 | 0 | [11 empty] | CF Gainesville Owner LLC | 100 | CF Gainesville Owner LLC | 100 | Non-regulated
Transamerica Pyramid | 58619_G_1 | 58619 | G | 1 |  | Combustion Turbine | IC Engine | WEC_CALN | California | 6 | San Francisco | 75 | 06075 | 0.5 | 8700 | 2007 | 9999 |  |  | Y | Natural Gas | [13 empty] | 1.061 | 1.061 | 1.061 | 1.061 | [11 empty] | Transamerica Pyramid Properties LLC | 100 | Transamerica Life Insurance Co | 100 | Non-regulated
Transamerica Pyramid | 58619_G_2 | 58619 | G | 2 |  | Combustion Turbine | IC Engine | WEC_CALN | California | 6 | San Francisco | 75 | 06075 | 0.5 | 8700 | 2007 | 9999 |  |  | Y | Natural Gas | [13 empty] | 1.061 | 1.061 | 1.061 | 1.061 | [11 empty] | Transamerica Pyramid Properties LLC | 100 | Transamerica Life Insurance Co | 100 | Non-regulated
Canton Mountain Wind | 58620_G_1 | 58620 | G | 1 |  | Onshore Wind |  | NENG_ME | Maine | 23 | Oxford | 17 | 23017 | 22.8 | 0 | 2017 | 9999 |  |  | N | Wind | [13 empty] | 0 | 0 | 0 | 0 | [11 empty] | Canton Mountain Wind LLC | 100 | Jay Cashman Inc | 100 | Non-regulated
Sol Orchard El Centro PV | 58621_G_ECPV | 58621 | G | ECPV |  | Solar PV |  | WECC_IID | California | 6 | Imperial | 25 | 06025 | 20 | 0 | 2013 | 9999 |  |  | N | Solar | [13 empty] | 0 | 0 | 0 | 0 | [11 empty] | Sol Orchard Imperial 1 LLC | 100 | Sol Orchard | 100 | Non-regulated
Carter Hydro | 58622_G_1 | 58622 | G | 1 |  | Hydro |  | WECC_CO | Colorado | 8 | Larimer | 69 | 08069 | 1.3 | 0 | 2012 | 9999 |  |  | N | Hydro | [13 empty] | 0 | 0 | 0 | 0 | [11 empty] | Northern Water | 100 | Northern Water | 100 | Non-regulated
Carter Hydro | 58622_G_2 | 58622 | G | 2 |  | Hydro |  | WECC_CO | Colorado | 8 | Larimer | 69 | 08069 | 1.3 | 0 | 2012 | 9999 |  |  | N | Hydro | [13 empty] | 0 | 0 | 0 | 0 | [11 empty] | Northern Water | 100 | Northern Water | 100 | Non-regulated
Holstein Plant | 58623_G_PV1 | 58623 | G | PV1 |  | Solar PV |  | S_VACA | North Carolina | 37 | Scotland | 165 | 37165 | 20 | 0 | 2015 | 9999 |  |  | N | Solar | [13 empty] | 0 | 0 | 0 | 0 | [11 empty] | Holstein Holdings LLC | 100 | Birdseye Renewable Energy | 100 | Non-regulated
Berkshire 1 | 58624_G_BER1 | 58624 | G | BER1 |  | Solar PV |  | NENGREST | Massachusetts | 25 | Berkshire | 3 | 25003 | 1.8 | 0 | 2011 | 9999 |  |  | N | Solar | [13 empty] | 0 | 0 | 0 | 0 | [11 empty] | PPS Berkshire Solar LLC | 100 | Powerplay Solar Development LLC | 100 | Non-regulated
Santa Rita Jail Hybrid | 58625_G_SRFC2 | 58625 | G | SRFC2 |  | Fuel Cell |  | WEC_CALN | California | 6 | Alameda | 1 | 06001 | 1.4 | 5991 | 2017 | 9999 |  |  | Y | Natural Gas | [13 empty] | 0 | 0 | 0 | 0 | [11 empty] | SRJFC LLC | 100 | FuelCell Energy Inc | 100 | Non-regulated
Santa Rita Jail Hybrid | 58625_G_SRPV2 | 58625 | G | SRPV2 |  | Solar PV |  | WEC_CALN | California | 6 | Alameda | 1 | 06001 | 1 | 0 | 2016 | 9999 |  |  | N | Solar | [13 empty] | 0 | 0 | 0 | 0 | [11 empty] | SRJFC LLC | 100 | FuelCell Energy Inc | 100 | Non-regulated
Santa Rita Jail Hybrid | 58625_G_SRPV3 | 58625 | G | SRPV3 |  | Solar PV |  | WEC_CALN | California | 6 | Alameda | 1 | 06001 | 0.5 | 0 | 2017 | 9999 |  |  | N | Solar | [13 empty] | 0 | 0 | 0 | 0 | [11 empty] | SRJFC LLC | 100 | FuelCell Energy Inc | 100 | Non-regulated
Western Antelope Blue Sky Ranch A | 58626_G_WABSA | 58626 | G | WABSA |  | Solar PV |  | WEC_LADW | California | 6 | Los Angeles | 37 | 06037 | 19 | 0 | 2014 | 9999 |  |  | N | Solar | [13 empty] | 0 | 0 | 0 | 0 | [11 empty] | Western Antelope Blue Sky Ranch A LLC | 100 | Sustainable Power Group LLC | 100 | Non-regulated
Western Antelope Dry Ranch | 58627_G_WADR | 58627 | G | WADR |  | Solar PV |  | WEC_LADW | California | 6 | Los Angeles | 37 | 06037 | 10 | 0 | 2016 | 9999 |  |  | N | Solar | [13 empty] | 0 | 0 | 0 | 0 | [11 empty] | Martifer Solar | 50 | Martifer Solar | 50 | Non-regulated
Simon Solar Farm LLC | 58628_G_SRSSF | 58628 | G | SRSSF |  | Solar PV |  | S_SOU | Georgia | 13 | Walton | 297 | 13297 | 30 | 0 | 2013 | 9999 |  |  | N | Solar | [13 empty] | 0 | 0 | 0 | 0 | [11 empty] | Simon Solar Farm LLC | 100 | Steve Ivey | 100 | Non-regulated
Lightning Dock Geothermal HI-01, LLC | 58629_G_GEN-5 | 58629 | G | GEN-5 |  | Geothermal |  | WECC_NM | New Mexico | 35 | Hidalgo | 23 | 35023 | 7 | 9760 | 2018 | 9999 |  |  | N | Geothermal | [13 empty] | 0 | 0 | 0 | 0 | 0.3713 | 0.3713 | 0.3713 | [8 empty] | Geolectric Power Co NM LLC | 100 | Geolectric Power Co NM LLC | 100 | Non-regulated
Lightning Dock Geothermal HI-01, LLC | 58629_G_PB01 | 58629 | G | PB01 |  | Geothermal |  | WECC_NM | New Mexico | 35 | Hidalgo | 23 | 35023 | 0.4 | 9771 | 2013 | 9999 |  |  | N | Geothermal | [13 empty] | 0 | 0 | 0 | 0 | 0.3713 | 0.3713 | 0.3713 | [8 empty] | Geolectric Power Co NM LLC | 100 | Geolectric Power Co NM LLC | 100 | Non-regulated
Lightning Dock Geothermal HI-01, LLC | 58629_G_PB02 | 58629 | G | PB02 |  | Geothermal |  | WECC_NM | New Mexico | 35 | Hidalgo | 23 | 35023 | 0.4 | 9771 | 2013 | 9999 |  |  | N | Geothermal | [13 empty] | 0 | 0 | 0 | 0 | 0.3713 | 0.3713 | 0.3713 | [8 empty] | Geolectric Power Co NM LLC | 100 | Geolectric Power Co NM LLC | 100 | Non-regulated
Lightning Dock Geothermal HI-01, LLC | 58629_G_PB03 | 58629 | G | PB03 |  | Geothermal |  | WECC_NM | New Mexico | 35 | Hidalgo | 23 | 35023 | 0.4 | 9771 | 2013 | 9999 |  |  | N | Geothermal | [13 empty] | 0 | 0 | 0 | 0 | 0.3713 | 0.3713 | 0.3713 | [8 empty] | Geolectric Power Co NM LLC | 100 | Geolectric Power Co NM LLC | 100 | Non-regulated
Lightning Dock Geothermal HI-01, LLC | 58629_G_PB04 | 58629 | G | PB04 |  | Geothermal |  | WECC_NM | New Mexico | 35 | Hidalgo | 23 | 35023 | 0.4 | 9771 | 2013 | 9999 |  |  | N | Geothermal | [13 empty] | 0 | 0 | 0 | 0 | 0.3713 | 0.3713 | 0.3713 | [8 empty] | Geolectric Power Co NM LLC | 100 | Geolectric Power Co NM LLC | 100 | Non-regulated
RP Wind | 58630_G_RPOH | 58630 | G | RPOH |  | Onshore Wind |  | PJM_West | Ohio | 39 | Logan | 91 | 39091 | 3.4 | 0 | 2013 | 9999 |  |  | N | Wind | [13 empty] | 0 | 0 | 0 | 0 | [11 empty] | RP Wind LLC | 100 | Consolidated Edison Inc | 100 | Non-regulated
Queen Anne's County | 58631_G_1 | 58631 | G | 1 |  | Solar PV |  | PJM_EMAC | Maryland | 24 | Queen Annes | 35 | 24035 | 2 | 0 | 2013 | 9999 |  |  | N | Solar | [13 empty] | 0 | 0 | 0 | 0 | [11 empty] | SolarCity Corp | 100 | Tesla Inc | 100 | Non-regulated
Actus Lend Lease DMAFB | 58632_G_1 | 58632 | G | 1 |  | Solar PV |  | WECC_AZ | Arizona | 4 | Pima | 19 | 04019 | 3 | 0 | 2009 | 9999 |  |  | N | Solar | [13 empty] | 0 | 0 | 0 | 0 | [11 empty] | Actus Lend Lease | 100 | Vesper Energy Development LLC | 100 | Non-regulated
Monterey Regional Water Pollution Control Agency | 58633_G_1 | 58633 | G | 1 |  | Solar PV |  | WEC_CALN | California | 6 | Monterey | 53 | 06053 | 1 | 0 | 2010 | 9999 |  |  | N | Solar | [13 empty] | 0 | 0 | 0 | 0 | [11 empty] | SolarCity Corp | 100 | Tesla Inc | 100 | Non-regulated
Lancaster Baptist Church | 58634_G_1 | 58634 | G | 1 |  | Solar PV |  | WEC_LADW | California | 6 | Los Angeles | 37 | 06037 | 1 | 0 | 2011 | 9999 |  |  | N | Solar | [13 empty] | 0 | 0 | 0 | 0 | [11 empty] | SolarCity Corp | 100 | Tesla Inc | 100 | Non-regulated
Sacramento Fairbain Water Treatment Plant | 58636_G_1 | 58636 | G | 1 |  | Solar PV |  | WEC_BANC | California | 6 | Sacramento | 67 | 06067 | 1 | 0 | 2013 | 9999 |  |  | N | Solar | [13 empty] | 0 | 0 | 0 | 0 | [11 empty] | SolarCity Corp | 100 | Tesla Inc | 100 | Non-regulated
Orbit Energy Charlotte | 58638_G_1 | 58638 | G | 1 |  | Non-Fossil Waste |  | S_VACA | North Carolina | 37 | Mecklenburg | 119 | 37119 | 5.2 | 27653 | 2016 | 9999 |  |  | N | Non-Fossil Waste | [13 empty] | 0 | 0 | 0 | 0 | [11 empty] | Blue Sphere Corp | 75 | Blue Sphere Corp | 75 | Non-regulated
Tulare 1 and 2 | 58642_G_1 | 58642 | G | 1 |  | Solar PV |  | WECC_SCE | California | 6 | Tulare | 107 | 06107 | 1.5 | 0 | 2014 | 9999 |  |  | N | Solar | [13 empty] | 0 | 0 | 0 | 0 | [11 empty] | Sequoia PV 1 LLC | 100 | US Bancorp | 100 | Non-regulated
Tulare 1 and 2 | 58642_G_2 | 58642 | G | 2 |  | Solar PV |  | WECC_SCE | California | 6 | Tulare | 107 | 06107 | 1.5 | 0 | 2014 | 9999 |  |  | N | Solar | [13 empty] | 0 | 0 | 0 | 0 | [11 empty] | Sequoia PV 1 LLC | 100 | US Bancorp | 100 | Non-regulated
Rockford Solar Farm | 58643_G_1 | 58643 | G | 1 |  | Solar PV |  | PJM_COMD | Illinois | 17 | Winnebago | 201 | 17201 | 2.6 | 0 | 2012 | 9999 |  |  | N | Solar | [13 empty] | 0 | 0 | 0 | 0 | [11 empty] | Rockford Solar Partners LLC | 100 | New Generation Power | 100 | Non-regulated
Silver State Solar Power South | 58644_G_BLK1 | 58644 | G | BLK1 |  | Solar PV |  | WECC_SNV | Nevada | 32 | Clark | 3 | 32003 | 26.4 | 0 | 2015 | 9999 |  |  | N | Solar | [13 empty] | 0 | 0 | 0 | 0 | [11 empty] | Silver State Solar Power South LLC | 100 | NextEra Energy Inc | 100 | Non-regulated
Silver State Solar Power South | 58644_G_BLK2 | 58644 | G | BLK2 |  | Solar PV |  | WECC_SNV | Nevada | 32 | Clark | 3 | 32003 | 27.9 | 0 | 2015 | 9999 |  |  | N | Solar | [13 empty] | 0 | 0 | 0 | 0 | [11 empty] | Silver State Solar Power South LLC | 100 | NextEra Energy Inc | 100 | Non-regulated
Silver State Solar Power South | 58644_G_BLK3 | 58644 | G | BLK3 |  | Solar PV |  | WECC_SNV | Nevada | 32 | Clark | 3 | 32003 | 37.2 | 0 | 2015 | 9999 |  |  | N | Solar | [13 empty] | 0 | 0 | 0 | 0 | [11 empty] | Silver State Solar Power South LLC | 100 | NextEra Energy Inc | 100 | Non-regulated
Silver State Solar Power South | 58644_G_BLK4 | 58644 | G | BLK4 |  | Solar PV |  | WECC_SNV | Nevada | 32 | Clark | 3 | 32003 | 35.7 | 0 | 2016 | 9999 |  |  | N | Solar | [13 empty] | 0 | 0 | 0 | 0 | [11 empty] | Silver State Solar Power South LLC | 100 | NextEra Energy Inc | 100 | Non-regulated
Silver State Solar Power South | 58644_G_BLK5 | 58644 | G | BLK5 |  | Solar PV |  | WECC_SNV | Nevada | 32 | Clark | 3 | 32003 | 35 | 0 | 2016 | 9999 |  |  | N | Solar | [13 empty] | 0 | 0 | 0 | 0 | [11 empty] | Silver State Solar Power South LLC | 100 | NextEra Energy Inc | 100 | Non-regulated
Silver State Solar Power South | 58644_G_BLK6 | 58644 | G | BLK6 |  | Solar PV |  | WECC_SNV | Nevada | 32 | Clark | 3 | 32003 | 36.6 | 0 | 2016 | 9999 |  |  | N | Solar | [13 empty] | 0 | 0 | 0 | 0 | [11 empty] | Silver State Solar Power South LLC | 100 | NextEra Energy Inc | 100 | Non-regulated
Silver State Solar Power South | 58644_G_BLK7 | 58644 | G | BLK7 |  | Solar PV |  | WECC_SNV | Nevada | 32 | Clark | 3 | 32003 | 35 | 0 | 2016 | 9999 |  |  | N | Solar | [13 empty] | 0 | 0 | 0 | 0 | [11 empty] | Silver State Solar Power South LLC | 100 | NextEra Energy Inc | 100 | Non-regulated
Silver State Solar Power South | 58644_G_BLK8 | 58644 | G | BLK8 |  | Solar PV |  | WECC_SNV | Nevada | 32 | Clark | 3 | 32003 | 26.3 | 0 | 2016 | 9999 |  |  | N | Solar | [13 empty] | 0 | 0 | 0 | 0 | [11 empty] | Silver State Solar Power South LLC | 100 | NextEra Energy Inc | 100 | Non-regulated
RC Thomas Hydroelectric Project | 58645_G_RCT1 | 58645 | G | RCT1 |  | Hydro |  | MIS_WOTA | Texas | 48 | Polk | 373 | 48373 | 8.7 | 0 | 2020 | 9999 |  |  | N | Hydro | [13 empty] | 0 | 0 | 0 | 0 | [11 empty] | East Texas Electric Coop Inc | 100 | East Texas Electric Coop Inc | 100 | Regulated
RC Thomas Hydroelectric Project | 58645_G_RCT2 | 58645 | G | RCT2 |  | Hydro |  | MIS_WOTA | Texas | 48 | Polk | 373 | 48373 | 8.7 | 0 | 2020 | 9999 |  |  | N | Hydro | [13 empty] | 0 | 0 | 0 | 0 | [11 empty] | East Texas Electric Coop Inc | 100 | East Texas Electric Coop Inc | 100 | Regulated
RC Thomas Hydroelectric Project | 58645_G_RCT3 | 58645 | G | RCT3 |  | Hydro |  | MIS_WOTA | Texas | 48 | Polk | 373 | 48373 | 8.7 | 0 | 2020 | 9999 |  |  | N | Hydro | [13 empty] | 0 | 0 | 0 | 0 | [11 empty] | East Texas Electric Coop Inc | 100 | East Texas Electric Coop Inc | 100 | Regulated
Stateline Solar | 58646_G_STL | 58646 | G | STL |  | Solar PV |  | WECC_SCE | California | 6 | San Bernardino | 71 | 06071 | 76 | 0 | 2015 | 9999 |  |  | N | Solar | [13 empty] | 0 | 0 | 0 | 0 | [11 empty] | Desert Stateline LLC | 100 | Southern Co | 100 | Non-regulated
Stateline Solar | 58646_G_STL2 | 58646 | G | STL2 |  | Solar PV |  | WECC_SCE | California | 6 | San Bernardino | 71 | 06071 | 34 | 0 | 2015 | 9999 |  |  | N | Solar | [13 empty] | 0 | 0 | 0 | 0 | [11 empty] | Desert Stateline LLC | 100 | Southern Co | 100 | Non-regulated
Stateline Solar | 58646_G_STL3 | 58646 | G | STL3 |  | Solar PV |  | WECC_SCE | California | 6 | San Bernardino | 71 | 06071 | 38 | 0 | 2016 | 9999 |  |  | N | Solar | [13 empty] | 0 | 0 | 0 | 0 | [11 empty] | Desert Stateline LLC | 100 | Southern Co | 100 | Non-regulated
Stateline Solar | 58646_G_STL4 | 58646 | G | STL4 |  | Solar PV |  | WECC_SCE | California | 6 | San Bernardino | 71 | 06071 | 38 | 0 | 2016 | 9999 |  |  | N | Solar | [13 empty] | 0 | 0 | 0 | 0 | [11 empty] | Desert Stateline LLC | 100 | Southern Co | 100 | Non-regulated
Stateline Solar | 58646_G_STL5 | 58646 | G | STL5 |  | Solar PV |  | WECC_SCE | California | 6 | San Bernardino | 71 | 06071 | 38 | 0 | 2016 | 9999 |  |  | N | Solar | [13 empty] | 0 | 0 | 0 | 0 | [11 empty] | Desert Stateline LLC | 100 | Southern Co | 100 | Non-regulated
Stateline Solar | 58646_G_STL6 | 58646 | G | STL6 |  | Solar PV |  | WECC_SCE | California | 6 | San Bernardino | 71 | 06071 | 38 | 0 | 2016 | 9999 |  |  | N | Solar | [13 empty] | 0 | 0 | 0 | 0 | [11 empty] | Desert Stateline LLC | 100 | Southern Co | 100 | Non-regulated
Stateline Solar | 58646_G_STL7 | 58646 | G | STL7 |  | Solar PV |  | WECC_SCE | California | 6 | San Bernardino | 71 | 06071 | 38 | 0 | 2016 | 9999 |  |  | N | Solar | [13 empty] | 0 | 0 | 0 | 0 | [11 empty] | Desert Stateline LLC | 100 | Southern Co | 100 | Non-regulated
Port Richmond WWT Solar | 58647_G_1 | 58647 | G | 1 |  | Solar PV |  | NY_Z_J | New York | 36 | Richmond | 85 | 36085 | 1 | 0 | 2015 | 9999 |  |  | N | Solar | [13 empty] | 0 | 0 | 0 | 0 | [11 empty] | Consolidated Edison Solutions Inc | 100 | Consolidated Edison Inc | 100 | Non-regulated
Montgomery Solar LLC | 58649_G_1 | 58649 | G | 1 |  | Solar PV |  | S_VACA | North Carolina | 37 | Montgomery | 123 | 37123 | 20 | 0 | 2015 | 9999 |  |  | N | Solar | [13 empty] | 0 | 0 | 0 | 0 | [11 empty] | Montgomery Solar LLC | 100 | O2Energies | 100 | Non-regulated
North Brookfield | 58650_G_PV1 | 58650 | G | PV1 |  | Solar PV |  | NENGREST | Massachusetts | 25 | Worcester | 27 | 25027 | 3 | 0 | 2014 | 9999 |  |  | N | Solar | [13 empty] | 0 | 0 | 0 | 0 | [11 empty] | CVI Cleancapital Solar 6 | 100 | CleanCapital | 100 | Non-regulated
Jersey Gardens Phase 1 | 58653_G_1 | 58653 | G | 1 |  | Solar PV |  | PJM_EMAC | New Jersey | 34 | Union | 39 | 34039 | 1.7 | 0 | 2011 | 9999 |  |  | N | Solar | [13 empty] | 0 | 0 | 0 | 0 | [11 empty] | CGN Solar Energy USA Inc | 50 | CGN Solar Energy USA Inc | 50 | Non-regulated
Jersey Gardens Phase 2 | 58654_G_1 | 58654 | G | 1 |  | Solar PV |  | PJM_EMAC | New Jersey | 34 | Union | 39 | 34039 | 2.3 | 0 | 2012 | 9999 |  |  | N | Solar | [13 empty] | 0 | 0 | 0 | 0 | [11 empty] | CGN Solar Energy USA Inc | 50 | CGN Solar Energy USA Inc | 50 | Non-regulated
Odell Wind Farm | 58657_G_1 | 58657 | G | 1 |  | Onshore Wind |  | MIS_IA | Minnesota | 27 | Cottonwood | 33 | 27033 | 200 | 0 | 2016 | 9999 |  |  | N | Wind | [13 empty] | 0 | 0 | 0 | 0 | [11 empty] | Odell Wind Farm LLC | 100 | Algonquin Power & Utilities Corp | 100 | Non-regulated
Courtenay Wind Farm | 58658_G_1 | 58658 | G | 1 |  | Onshore Wind |  | MIS_MAPP | North Dakota | 38 | Stutsman | 93 | 38093 | 195 | 0 | 2016 | 9999 |  |  | N | Wind | [13 empty] | 0 | 0 | 0 | 0 | [11 empty] | Courtenay Wind Farm LLC | 100 | Xcel Energy Inc | 100 | Regulated
Utah Red Hills Renewable Energy Park | 58660_G_1 | 58660 | G | 1 |  | Solar PV |  | WECC_UT | Utah | 49 | Iron | 21 | 49021 | 80 | 0 | 2015 | 9999 |  |  | N | Solar | [13 empty] | 0 | 0 | 0 | 0 | [11 empty] | GSRP Carlo LLC | 100 | Goldman Sachs Group Inc (The) | 100 | Non-regulated
Cape Cod Air Force Station - 6 SWS | 58661_G_GE-3 | 58661 | G | GE-3 |  | Onshore Wind |  | NENGREST | Massachusetts | 25 | Barnstable | 1 | 25001 | 1.7 | 0 | 2014 | 9999 |  |  | N | Wind | [13 empty] | 0 | 0 | 0 | 0 | [11 empty] | Air Force Center For Engine & Environment | 100 | Air Force Center For Engine & Environment | 100 | Non-regulated
Cape Cod Air Force Station - 6 SWS | 58661_G_GE-4 | 58661 | G | GE-4 |  | Onshore Wind |  | NENGREST | Massachusetts | 25 | Barnstable | 1 | 25001 | 1.7 | 0 | 2014 | 9999 |  |  | N | Wind | [13 empty] | 0 | 0 | 0 | 0 | [11 empty] | Air Force Center For Engine & Environment | 100 | Air Force Center For Engine & Environment | 100 | Non-regulated
Celina Solar Project #1, LLC | 58665_G_CSP1 | 58665 | G | CSP1 |  | Solar PV |  | PJM_West | Ohio | 39 | Mercer | 107 | 39107 | 4 | 0 | 2012 | 9999 |  |  | N | Solar | [13 empty] | 0 | 0 | 0 | 0 | [11 empty] | Celina Solar Project 1 LLC | 100 | Solarvision | 100 | Non-regulated
Alexander Wind Farm LLC | 58666_G_1 | 58666 | G | 1 |  | Onshore Wind |  | SPP_N | Kansas | 20 | Rush | 165 | 20165 | 50.7 | 0 | 2015 | 9999 |  |  | N | Wind | [13 empty] | 0 | 0 | 0 | 0 | [11 empty] | Alexander Wind Farm LLC | 100 | New Jersey Resources Corp | 100 | Non-regulated
Biscoe Solar LLC | 58667_G_BISCO | 58667 | G | BISCO |  | Solar PV |  | S_VACA | North Carolina | 37 | Montgomery | 123 | 37123 | 4 | 0 | 2014 | 9999 |  |  | N | Solar | [13 empty] | 0 | 0 | 0 | 0 | [11 empty] | Biscoe Solar LLC | 100 | FLS Energy Inc | 100 | Non-regulated
Rockwell Solar LLC | 58668_G_ROCKW | 58668 | G | ROCKW |  | Solar PV |  | S_VACA | North Carolina | 37 | Rowan | 159 | 37159 | 3.5 | 0 | 2014 | 9999 |  |  | N | Solar | [13 empty] | 0 | 0 | 0 | 0 | [11 empty] | Rockwell Solar LLC | 100 | O2Energies | 100 | Non-regulated
Selma Solar LLC | 58669_G_SELMA | 58669 | G | SELMA |  | Solar PV |  | S_VACA | North Carolina | 37 | Johnston | 101 | 37101 | 4 | 0 | 2014 | 9999 |  |  | N | Solar | [13 empty] | 0 | 0 | 0 | 0 | [11 empty] | Selma Solar LLC | 100 | FLS Energy Inc | 100 | Non-regulated
Turkey Branch Solar LLC | 58670_G_TURKY | 58670 | G | TURKY |  | Solar PV |  | S_VACA | North Carolina | 37 | Robeson | 155 | 37155 | 4 | 0 | 2014 | 9999 |  |  | N | Solar | [13 empty] | 0 | 0 | 0 | 0 | [11 empty] | Turkey Branch Solar LLC | 100 | FLS Energy Inc | 100 | Non-regulated
Gates Solar LLC | 58673_G_GATES | 58673 | G | GATES |  | Solar PV |  | PJM_Dom | North Carolina | 37 | Gates | 73 | 37073 | 5 | 0 | 2015 | 9999 |  |  | N | Solar | [13 empty] | 0 | 0 | 0 | 0 | [11 empty] | Gates Solar LLC | 100 | O2Energies | 100 | Non-regulated
Cirrus Solar LLC | 58674_G_CIRRU | 58674 | G | CIRRU |  | Solar PV |  | S_VACA | North Carolina | 37 | Franklin | 69 | 37069 | 5 | 0 | 2014 | 9999 |  |  | N | Solar | [13 empty] | 0 | 0 | 0 | 0 | [11 empty] | Cirrus Solar LLC | 100 | O2Energies | 100 | Non-regulated
Chocowinity Solar LLC | 58675_G_CHOCO | 58675 | G | CHOCO |  | Solar PV |  | S_VACA | North Carolina | 37 | Beaufort | 13 | 37013 | 5 | 0 | 2014 | 9999 |  |  | N | Solar | [13 empty] | 0 | 0 | 0 | 0 | [11 empty] | Chocowinity Solar LLC | 100 | O2Energies | 100 | Non-regulated
Gratiot County Wind LLC | 58677_G_1 | 58677 | G | 1 |  | Onshore Wind |  | MIS_LMI | Michigan | 26 | Gratiot | 57 | 26057 | 110.4 | 0 | 2012 | 9999 |  |  | N | Wind | [13 empty] | 0 | 0 | 0 | 0 | [11 empty] | Gratiot County Wind LLC | 100 | Invenergy LLC | 100 | Non-regulated
Oswegatchie | 58678_G_1 | 58678 | G | 1 |  | Hydro |  | NY_Z_C&E | New York | 36 | St Lawrence | 89 | 36089 | 0.8 | 0 | 2002 | 9999 |  |  | N | Hydro | [13 empty] | 0 | 0 | 0 | 0 | [11 empty] | Brookfield Renewable Energy Partners LP | 100 | Brookfield Asset Management Inc | 100 | Non-regulated
Oswegatchie | 58678_G_2 | 58678 | G | 2 |  | Hydro |  | NY_Z_C&E | New York | 36 | St Lawrence | 89 | 36089 | 0.8 | 0 | 2002 | 9999 |  |  | N | Hydro | [13 empty] | 0 | 0 | 0 | 0 | [11 empty] | Brookfield Renewable Energy Partners LP | 100 | Brookfield Asset Management Inc | 100 | Non-regulated
Upper Newton Falls | 58679_G_2 | 58679 | G | 2 |  | Hydro |  | NY_Z_C&E | New York | 36 | St Lawrence | 89 | 36089 | 0.6 | 0 | 1927 | 9999 |  |  | N | Hydro | [13 empty] | 0 | 0 | 0 | 0 | [11 empty] | Brookfield Renewable Energy Partners LP | 100 | Brookfield Asset Management Inc | 100 | Non-regulated
Upper Newton Falls | 58679_G_3 | 58679 | G | 3 |  | Hydro |  | NY_Z_C&E | New York | 36 | St Lawrence | 89 | 36089 | 0.6 | 0 | 1927 | 9999 |  |  | N | Hydro | [13 empty] | 0 | 0 | 0 | 0 | [11 empty] | Brookfield Renewable Energy Partners LP | 100 | Brookfield Asset Management Inc | 100 | Non-regulated
Upper Newton Falls | 58679_G_4 | 58679 | G | 4 |  | Hydro |  | NY_Z_C&E | New York | 36 | St Lawrence | 89 | 36089 | 0.2 | 0 | 1927 | 9999 |  |  | N | Hydro | [13 empty] | 0 | 0 | 0 | 0 | [11 empty] | Brookfield Renewable Energy Partners LP | 100 | Brookfield Asset Management Inc | 100 | Non-regulated
Braley Road 2 | 58680_G_PV1 | 58680 | G | PV1 |  | Solar PV |  | NENGREST | Massachusetts | 25 | Bristol | 5 | 25005 | 2.6 | 0 | 2015 | 9999 |  |  | N | Solar | [13 empty] | 0 | 0 | 0 | 0 | [11 empty] | Braley Rd Solar 2 LLC | 100 | Rockland Capital | 100 | Non-regulated
Route 66 Wind Plant | 58681_G_RT661 | 58681 | G | RT661 |  | Onshore Wind |  | ERC_PHDL | Texas | 48 | Carson | 65 | 48065 | 150 | 0 | 2015 | 9999 |  |  | N | Wind | [13 empty] | 0 | 0 | 0 | 0 | [11 empty] | Route 66 Wind Power LLC | 100 | Brookfield Asset Management Inc | 100 | Non-regulated
Dartmouth | 58682_G_PV1 | 58682 | G | PV1 |  | Solar PV |  | NENGREST | Massachusetts | 25 | Bristol | 5 | 25005 | 6.3 | 0 | 2014 | 9999 |  |  | N | Solar | [13 empty] | 0 | 0 | 0 | 0 | [11 empty] | Dartmouth Solar LLC | 100 | Rockland Capital | 100 | Non-regulated
Osage Wind, LLC | 58683_G_1 | 58683 | G | 1 |  | Onshore Wind |  | SPP_WEST | Oklahoma | 40 | Osage | 113 | 40113 | 150.4 | 0 | 2015 | 9999 |  |  | N | Wind | [13 empty] | 0 | 0 | 0 | 0 | [11 empty] | Enel Green Power North America Inc | 50 | Enel SpA | 100 | Non-regulated
Mahoning Creek Hydroelectric Project | 58685_G_8107 | 58685 | G | 8107 |  | Hydro |  | PJM_PENE | Pennsylvania | 42 | Armstrong | 5 | 42005 | 6.7 | 0 | 2013 | 9999 |  |  | N | Hydro | [13 empty] | 0 | 0 | 0 | 0 | [11 empty] | Mahoning Creek Hydroelectric Co LLC | 100 | Advanced Hydro Solutions | 100 | Non-regulated
Hancock Wind Plant | 58686_G_HANC1 | 58686 | G | HANC1 |  | Onshore Wind |  | NENG_ME | Maine | 23 | Hancock | 9 | 23009 | 51 | 0 | 2016 | 9999 |  |  | N | Wind | [13 empty] | 0 | 0 | 0 | 0 | [11 empty] | Hancock Wind LLC | 100 | Brookfield Asset Management Inc | 100 | Non-regulated
Finley Buttes Landfill Gas | 58687_G_GEN1 | 58687 | G | GEN1 |  | Landfill Gas |  | WECC_PNW | Oregon | 41 | Morrow | 49 | 41049 | 1.6 | 13500 | 2007 | 9999 |  |  | N | Landfill Gas | [13 empty] | 0.22117 | 0.22117 | 0.22117 | 0.22117 | [11 empty] | Finley Bioenergy LLC | 100 | Finley Bioenergy LLC | 100 | Non-regulated
Finley Buttes Landfill Gas | 58687_G_GEN2 | 58687 | G | GEN2 |  | Landfill Gas |  | WECC_PNW | Oregon | 41 | Morrow | 49 | 41049 | 1.6 | 13500 | 2007 | 9999 |  |  | N | Landfill Gas | [13 empty] | 0.22117 | 0.22117 | 0.22117 | 0.22117 | [11 empty] | Finley Bioenergy LLC | 100 | Finley Bioenergy LLC | 100 | Non-regulated
Finley Buttes Landfill Gas | 58687_G_GEN3 | 58687 | G | GEN3 |  | Landfill Gas |  | WECC_PNW | Oregon | 41 | Morrow | 49 | 41049 | 1.6 | 13500 | 2007 | 9999 |  |  | N | Landfill Gas | [13 empty] | 0.22117 | 0.22117 | 0.22117 | 0.22117 | [11 empty] | Finley Bioenergy LLC | 100 | Finley Bioenergy LLC | 100 | Non-regulated
LRI LFGTE Facility | 58688_G_A | 58688 | G | A |  | Landfill Gas |  | WECC_PNW | Washington | 53 | Pierce | 53 | 53053 | 1.5 | 13500 | 2013 | 9999 |  |  | N | Landfill Gas | [13 empty] | 0.22117 | 0.22117 | 0.22117 | 0.22117 | [11 empty] | Emerald City Renewables LLC | 100 | Evensol LLC | 100 | Non-regulated
LRI LFGTE Facility | 58688_G_B | 58688 | G | B |  | Landfill Gas |  | WECC_PNW | Washington | 53 | Pierce | 53 | 53053 | 1.5 | 13500 | 2013 | 9999 |  |  | N | Landfill Gas | [13 empty] | 0.22117 | 0.22117 | 0.22117 | 0.22117 | [11 empty] | Emerald City Renewables LLC | 100 | Evensol LLC | 100 | Non-regulated
LRI LFGTE Facility | 58688_G_C | 58688 | G | C |  | Landfill Gas |  | WECC_PNW | Washington | 53 | Pierce | 53 | 53053 | 1.5 | 13500 | 2013 | 9999 |  |  | N | Landfill Gas | [13 empty] | 0.22117 | 0.22117 | 0.22117 | 0.22117 | [11 empty] | Emerald City Renewables LLC | 100 | Evensol LLC | 100 | Non-regulated
Blue Sky One | 58689_G_1 | 58689 | G | 1 |  | Solar PV |  | WECC_NM | New Mexico | 35 | Taos | 55 | 35055 | 1.3 | 0 | 2012 | 9999 |  |  | N | Solar | [13 empty] | 0 | 0 | 0 | 0 | [11 empty] | SSA Solar of NM 4 LLC | 100 | Sun Financial LLC | 100 | Non-regulated
Apple Blossom Wind Farm | 58690_G_APLB1 | 58690 | G | APLB1 |  | Onshore Wind |  | MIS_LMI | Michigan | 26 | Huron | 63 | 26063 | 100 | 0 | 2017 | 9999 |  |  | N | Wind | [13 empty] | 0 | 0 | 0 | 0 | [11 empty] | Apple Blossom Wind LLC | 100 | Sempra Energy | 100 | Non-regulated
South Fork Wind Farm | 58691_G_STFK1 | 58691 | G | STFK1 |  | Onshore Wind |  | MIS_MNWI | Minnesota | 27 | Jackson | 63 | 27063 | 13 | 0 | 2016 | 9999 |  |  | N | Wind | [13 empty] | 0 | 0 | 0 | 0 | [11 empty] | South Fork Wind LLC | 100 | Aspenall Energies Delaware | 100 | Non-regulated
Black Oak Wind Farm | 58692_G_1 | 58692 | G | 1 |  | Onshore Wind |  | MIS_MNWI | Minnesota | 27 | Stearns | 145 | 27145 | 78 | 0 | 2016 | 9999 |  |  | N | Wind | [13 empty] | 0 | 0 | 0 | 0 | [11 empty] | Black Oak Wind LLC | 100 | Sempra Energy | 100 | Non-regulated
Walnut Ridge Wind Farm | 58694_G_1 | 58694 | G | 1 |  | Onshore Wind |  | PJM_COMD | Illinois | 17 | Bureau | 11 | 17011 | 212 | 0 | 2018 | 9999 |  |  | N | Wind | [13 empty] | 0 | 0 | 0 | 0 | [11 empty] | Walnut Ridge Wind LLC | 100 | Berkshire Hathaway Inc | 100 | Non-regulated
Grande Prairie Wind Farm | 58695_G_1 | 58695 | G | 1 |  | Onshore Wind |  | SPP_NEBR | Nebraska | 31 | Holt | 89 | 31089 | 400 | 0 | 2016 | 9999 |  |  | N | Wind | [13 empty] | 0 | 0 | 0 | 0 | [11 empty] | Grande Prairie Wind LLC | 100 | Berkshire Hathaway Inc | 100 | Non-regulated
Nooksack Hydro | 58696_G_GEN1 | 58696 | G | GEN1 |  | Hydro |  | WECC_PNW | Washington | 53 | Whatcom | 73 | 53073 | 2.8 | 0 | 1906 | 9999 |  |  | N | Hydro | [13 empty] | 0 | 0 | 0 | 0 | [11 empty] | Puget Sound Energy Inc | 100 | Puget Energy Inc | 100 | Non-regulated
L V Sutton Combined Cycle | 58697_G_CA1 | 58697 | G | CA1 | 90667 | Combined Cycle |  | S_VACA | North Carolina | 37 | New Hanover | 129 | 37129 | 266 | 7092 | 2013 | 9999 |  |  | N | Natural Gas, Distillate Fuel Oil |  |  |  | DLNB + H2O | SCR | [8 empty] | 0.03347 | 0.03347 | 0.03347 | 0.03347 | [11 empty] | Duke Energy Progress | 100 | Duke Energy Corp | 100 | Regulated
L V Sutton Combined Cycle | 58697_G_CT004 | 58697 | G | CT004 |  | Combustion Turbine |  | S_VACA | North Carolina | 37 | New Hanover | 129 | 37129 | 42 | 10745 | 2017 | 9999 |  |  | N | Natural Gas, Distillate Fuel Oil | [13 empty] | 0.23894 | 0.23894 | 0.23894 | 0.23894 | [11 empty] | Duke Energy Progress | 100 | Duke Energy Corp | 100 | Regulated
L V Sutton Combined Cycle | 58697_G_CT005 | 58697 | G | CT005 |  | Combustion Turbine |  | S_VACA | North Carolina | 37 | New Hanover | 129 | 37129 | 42 | 10745 | 2017 | 9999 |  |  | N | Natural Gas, Distillate Fuel Oil | [13 empty] | 0.23894 | 0.23894 | 0.23894 | 0.23894 | [11 empty] | Duke Energy Progress | 100 | Duke Energy Corp | 100 | Regulated
L V Sutton Combined Cycle | 58697_G_CT1 | 58697 | G | CT1 | 90667 | Combined Cycle |  | S_VACA | North Carolina | 37 | New Hanover | 129 | 37129 | 170 | 7092 | 2013 | 9999 |  |  | N | Natural Gas, Distillate Fuel Oil |  |  |  | DLNB + H2O | SCR | [8 empty] | 0.03347 | 0.03347 | 0.03347 | 0.03347 | [11 empty] | Duke Energy Progress | 100 | Duke Energy Corp | 100 | Regulated
L V Sutton Combined Cycle | 58697_G_CT2 | 58697 | G | CT2 | 90668 | Combined Cycle |  | S_VACA | North Carolina | 37 | New Hanover | 129 | 37129 | 171 | 7092 | 2013 | 9999 |  |  | N | Natural Gas, Distillate Fuel Oil |  |  |  | DLNB + H2O | SCR | [8 empty] | 0.03347 | 0.03347 | 0.03347 | 0.03347 | [11 empty] | Duke Energy Progress | 100 | Duke Energy Corp | 100 | Regulated
Mira Loma | 58698_G_D960 | 58698 | G | D960 |  | Solar PV |  | WECC_SCE | California | 6 | Riverside | 65 | 06065 | 1 | 0 | 2011 | 9999 |  |  | N | Solar | [13 empty] | 0 | 0 | 0 | 0 | [11 empty] | Costco Wholesale Corp | 100 | Costco Wholesale Corp | 100 | Non-regulated
Mira Loma | 58698_G_D9611 | 58698 | G | D9611 |  | Solar PV |  | WECC_SCE | California | 6 | Riverside | 65 | 06065 | 1.5 | 0 | 2011 | 9999 |  |  | N | Solar | [13 empty] | 0 | 0 | 0 | 0 | [11 empty] | Costco Wholesale Corp | 100 | Costco Wholesale Corp | 100 | Non-regulated
Mira Loma | 58698_G_D9612 | 58698 | G | D9612 |  | Solar PV |  | WECC_SCE | California | 6 | Riverside | 65 | 06065 | 0.5 | 0 | 2011 | 9999 |  |  | N | Solar | [13 empty] | 0 | 0 | 0 | 0 | [11 empty] | Costco Wholesale Corp | 100 | Costco Wholesale Corp | 100 | Non-regulated
ABEC Bidart-Old River LLC | 58699_G_GEN 1 | 58699 | G | GEN 1 |  | Non-Fossil Waste |  | WECC_SCE | California | 6 | Kern | 29 | 06029 | 0.9 | 13500 | 2013 | 9999 |  |  | N | Non-Fossil Waste | [13 empty] | 0 | 0 | 0 | 0 | [11 empty] | ABEC Bidart Old River LLC | 100 | Es Alternatives LP | 100 | Non-regulated
ABEC Bidart-Old River LLC | 58699_G_GEN 2 | 58699 | G | GEN 2 |  | Non-Fossil Waste |  | WECC_SCE | California | 6 | Kern | 29 | 06029 | 0.9 | 13500 | 2013 | 9999 |  |  | N | Non-Fossil Waste | [13 empty] | 0 | 0 | 0 | 0 | [11 empty] | ABEC Bidart Old River LLC | 100 | Es Alternatives LP | 100 | Non-regulated
Colleton Solar Farm | 58700_G_CS300 | 58700 | G | CS300 |  | Solar PV |  | S_VACA | South Carolina | 45 | Colleton | 29 | 45029 | 2.5 | 0 | 2013 | 9999 |  |  | N | Solar | [13 empty] | 0 | 0 | 0 | 0 | [11 empty] | Tig Sun Energy I LLC | 100 | Intertech Group (The) | 100 | Non-regulated
Apple Data Center - PV2 | 58701_G_PV2 | 58701 | G | PV2 |  | Solar PV |  | S_VACA | North Carolina | 37 | Catawba | 35 | 37035 | 19.4 | 0 | 2013 | 9999 |  |  | N | Solar | [13 empty] | 0 | 0 | 0 | 0 | [11 empty] | Apple Inc | 100 | Apple Inc | 100 | Non-regulated
Axio Green LLC | 58702_G_1 | 58702 | G | 1 |  | Solar PV |  | NENGREST | Massachusetts | 25 | Franklin | 11 | 25011 | 2 | 0 | 2012 | 9999 |  |  | N | Solar | [13 empty] | 0 | 0 | 0 | 0 | [11 empty] | Axio Green LLC | 100 | SunEdison | 100 | Non-regulated
Lenape II | 58703_G_1 | 58703 | G | 1 |  | Solar PV |  | MIS_INKY | Indiana | 18 | Marion | 97 | 18097 | 4 | 0 | 2015 | 9999 |  |  | N | Solar | [13 empty] | 0 | 0 | 0 | 0 | [11 empty] | NGP Lenape Solar II | 100 | New Generation Power | 100 | Non-regulated
Zeeland Farm Services | 58704_G_CAT-1 | 58704 | G | CAT-1 |  | Non-Fossil Waste |  | MIS_LMI | Michigan | 26 | Ottawa | 139 | 26139 | 1.4 | 13500 | 2006 | 9999 |  |  | N | Non-Fossil Waste | [13 empty] | 0 | 0 | 0 | 0 | [11 empty] | Zeeland Farm Services Inc | 100 | Zeeland Farm Services Inc | 100 | Non-regulated
Zeeland Farm Services | 58704_G_CAT-2 | 58704 | G | CAT-2 |  | Non-Fossil Waste |  | MIS_LMI | Michigan | 26 | Ottawa | 139 | 26139 | 1.5 | 13500 | 2009 | 9999 |  |  | N | Non-Fossil Waste | [13 empty] | 0 | 0 | 0 | 0 | [11 empty] | Zeeland Farm Services Inc | 100 | Zeeland Farm Services Inc | 100 | Non-regulated
Phoenix Airport East Economy Lot | 58708_G_PAEEL | 58708 | G | PAEEL |  | Solar PV |  | WECC_AZ | Arizona | 4 | Maricopa | 13 | 04013 | 1 | 0 | 2012 | 9999 |  |  | N | Solar | [13 empty] | 0 | 0 | 0 | 0 | [11 empty] | Solar Star Arizona II LLC | 100 | TOTAL SA | 100 | Non-regulated
Phoenix Airport Rental Car Center | 58709_G_PARCC | 58709 | G | PARCC |  | Solar PV |  | WECC_AZ | Arizona | 4 | Maricopa | 13 | 04013 | 1.4 | 0 | 2012 | 9999 |  |  | N | Solar | [13 empty] | 0 | 0 | 0 | 0 | [11 empty] | Solar Star Arizona II LLC | 100 | TOTAL SA | 100 | Non-regulated
Barilla Solar | 58710_G_BARBA | 58710 | G | BARBA |  | Energy Storage |  | ERC_WEST | Texas | 48 | Pecos | 371 | 48371 | 20 | 0 | 2025 | 9999 |  |  | N | Energy Storage | [11 empty] | 0 |  | 0 | 0 | 0 | 0 | [11 empty] | Leeward Asset Management, LLC | 100 | Leeward Asset Management, LLC | 100 | Non-regulated
Barilla Solar | 58710_G_BRLA | 58710 | G | BRLA |  | Solar PV |  | ERC_WEST | Texas | 48 | Pecos | 371 | 48371 | 30.2 | 0 | 2015 | 9999 |  |  | N | Solar | [13 empty] | 0 | 0 | 0 | 0 | [11 empty] | BNB Texas Solar LLC | 100 | BNB Renewable Energy Holdings | 100 | Non-regulated
Lost Hills/Blackwell | 58711_G_BLKW | 58711 | G | BLKW |  | Solar PV |  | WECC_SCE | California | 6 | Kern | 29 | 06029 | 12 | 0 | 2015 | 9999 |  |  | N | Solar | [13 empty] | 0 | 0 | 0 | 0 | [11 empty] | Blackwell Solar LLC | 100 | APG Asset Management US Inc | 100 | Non-regulated
Lost Hills/Blackwell | 58711_G_LTHL | 58711 | G | LTHL |  | Solar PV |  | WECC_SCE | California | 6 | Kern | 29 | 06029 | 20 | 0 | 2015 | 9999 |  |  | N | Solar | [13 empty] | 0 | 0 | 0 | 0 | [11 empty] | Lost Hills Solar LLC | 100 | APG Asset Management US Inc | 100 | Non-regulated
North Star Solar | 58713_G_NSTR | 58713 | G | NSTR |  | Solar PV |  | WEC_CALN | California | 6 | Fresno | 19 | 06019 | 60 | 0 | 2015 | 9999 |  |  | N | Solar | [13 empty] | 0 | 0 | 0 | 0 | [11 empty] | North Star Solar LLC | 100 | APG Asset Management US Inc | 100 | Non-regulated
Oxbow Creek | 58714_G_GEN1 | 58714 | G | GEN1 |  | Combustion Turbine | IC Engine | PJM_PENE | Pennsylvania | 42 | Wyoming | 131 | 42131 | 4.2 | 10745 | 2019 | 9999 |  |  | N | Natural Gas | [13 empty] | 1.061 | 1.061 | 1.061 | 1.061 | [11 empty] | Oxbow Creek Energy LLC | 100 | Iron Mountain Generation LLC | 100 | Non-regulated
Oxbow Creek | 58714_G_GEN2 | 58714 | G | GEN2 |  | Combustion Turbine | IC Engine | PJM_PENE | Pennsylvania | 42 | Wyoming | 131 | 42131 | 4.2 | 10745 | 2019 | 9999 |  |  | N | Natural Gas | [13 empty] | 1.061 | 1.061 | 1.061 | 1.061 | [11 empty] | IMG Mainstream LLC | 100 | Iron Mountain Generation LLC | 100 | Non-regulated
Oxbow Creek | 58714_G_GEN3 | 58714 | G | GEN3 |  | Combustion Turbine | IC Engine | PJM_PENE | Pennsylvania | 42 | Wyoming | 131 | 42131 | 4.2 | 10745 | 2019 | 9999 |  |  | N | Natural Gas | [13 empty] | 1.061 | 1.061 | 1.061 | 1.061 | [11 empty] | IMG Mainstream LLC | 100 | Iron Mountain Generation LLC | 100 | Non-regulated
Oxbow Creek | 58714_G_GEN4 | 58714 | G | GEN4 |  | Combustion Turbine | IC Engine | PJM_PENE | Pennsylvania | 42 | Wyoming | 131 | 42131 | 4.2 | 10745 | 2019 | 9999 |  |  | N | Natural Gas | [13 empty] | 1.061 | 1.061 | 1.061 | 1.061 | [11 empty] | IMG Mainstream LLC | 100 | Iron Mountain Generation LLC | 100 | Non-regulated
Oxbow Creek | 58714_G_GEN5 | 58714 | G | GEN5 |  | Combustion Turbine | IC Engine | PJM_PENE | Pennsylvania | 42 | Wyoming | 131 | 42131 | 4.2 | 10745 | 2019 | 9999 |  |  | N | Natural Gas | [13 empty] | 1.061 | 1.061 | 1.061 | 1.061 | [11 empty] | IMG Mainstream LLC | 100 | Iron Mountain Generation LLC | 100 | Non-regulated
Roundtop | 58715_G_GEN1 | 58715 | G | GEN1 |  | Combustion Turbine | IC Engine | PJM_PENE | Pennsylvania | 42 | Susquehanna | 115 | 42115 | 4.2 | 10745 | 2015 | 9999 |  |  | N | Natural Gas | [13 empty] | 1.2219 | 1.2219 | 1.2219 | 1.2219 | [11 empty] | Roundtop Energy LLC | 100 | Iron Mountain Generation LLC | 100 | Non-regulated
Roundtop | 58715_G_GEN2 | 58715 | G | GEN2 |  | Combustion Turbine | IC Engine | PJM_PENE | Pennsylvania | 42 | Susquehanna | 115 | 42115 | 4.2 | 10745 | 2015 | 9999 |  |  | N | Natural Gas | [13 empty] | 1.2219 | 1.2219 | 1.2219 | 1.2219 | [11 empty] | Roundtop Energy LLC | 100 | Iron Mountain Generation LLC | 100 | Non-regulated
Roundtop | 58715_G_GEN3 | 58715 | G | GEN3 |  | Combustion Turbine | IC Engine | PJM_PENE | Pennsylvania | 42 | Susquehanna | 115 | 42115 | 4.2 | 10745 | 2015 | 9999 |  |  | N | Natural Gas | [13 empty] | 1.2219 | 1.2219 | 1.2219 | 1.2219 | [11 empty] | Roundtop Energy LLC | 100 | Iron Mountain Generation LLC | 100 | Non-regulated
Roundtop | 58715_G_GEN4 | 58715 | G | GEN4 |  | Combustion Turbine | IC Engine | PJM_PENE | Pennsylvania | 42 | Susquehanna | 115 | 42115 | 4.2 | 10745 | 2015 | 9999 |  |  | N | Natural Gas | [13 empty] | 1.2219 | 1.2219 | 1.2219 | 1.2219 | [11 empty] | Roundtop Energy LLC | 100 | Iron Mountain Generation LLC | 100 | Non-regulated
Roundtop | 58715_G_GEN5 | 58715 | G | GEN5 |  | Combustion Turbine | IC Engine | PJM_PENE | Pennsylvania | 42 | Susquehanna | 115 | 42115 | 4.2 | 10745 | 2015 | 9999 |  |  | N | Natural Gas | [13 empty] | 1.2219 | 1.2219 | 1.2219 | 1.2219 | [11 empty] | Roundtop Energy LLC | 100 | Iron Mountain Generation LLC | 100 | Non-regulated
OCI Alamo 2, LLC | 58716_G_1 | 58716 | G | 1 |  | Solar PV |  | ERC_REST | Texas | 48 | Bexar | 29 | 48029 | 4.4 | 0 | 2014 | 9999 |  |  | N | Solar | [13 empty] | 0 | 0 | 0 | 0 | [11 empty] | OCI Alamo 2 LLC | 100 | OCI Company Ltd | 100 | Non-regulated
OCI Alamo 4, LLC | 58717_G_1 | 58717 | G | 1 |  | Solar PV |  | ERC_REST | Texas | 48 | Kinney | 271 | 48271 | 39.6 | 0 | 2014 | 9999 |  |  | N | Solar | [13 empty] | 0 | 0 | 0 | 0 | [11 empty] | OCI Alamo 4 LLC | 100 | Consolidated Edison Inc | 100 | Non-regulated
Orion Solar I | 58718_G_PV1 | 58718 | G | PV1 |  | Solar PV |  | WECC_SCE | California | 6 | Kern | 29 | 06029 | 12 | 0 | 2014 | 9999 |  |  | N | Solar | [13 empty] | 0 | 0 | 0 | 0 | [11 empty] | Orion Solar I LLC | 100 | SunEdison | 100 | Non-regulated
Brookfield | 58719_G_WPH2 | 58719 | G | WPH2 |  | Onshore Wind |  | MIS_LMI | Michigan | 26 | Huron | 63 | 26063 | 74.8 | 0 | 2014 | 9999 |  |  | N | Wind | [13 empty] | 0 | 0 | 0 | 0 | [11 empty] | DTE Electric Co | 100 | DTE Energy Co | 100 | Regulated
Pattern Panhandle Wind 2 LLC | 58720_G_1 | 58720 | G | 1 |  | Onshore Wind |  | ERC_PHDL | Texas | 48 | Carson | 65 | 48065 | 181.7 | 0 | 2014 | 9999 |  |  | N | Wind | [13 empty] | 0 | 0 | 0 | 0 | [11 empty] | Pattern Pandhandle Wind 2 LLC | 100 | Canadian Crown Corp | 100 | Non-regulated
Orion Solar II | 58721_G_ORION | 58721 | G | ORION |  | Solar PV |  | WECC_SCE | California | 6 | Kern | 29 | 06029 | 8 | 0 | 2014 | 9999 |  |  | N | Solar | [13 empty] | 0 | 0 | 0 | 0 | [11 empty] | Orion Solar II LLC | 100 | SunEdison | 100 | Non-regulated
Charlotte Solar | 58722_G_PV1 | 58722 | G | PV1 |  | Solar PV |  | S_VACA | North Carolina | 37 | Rutherford | 161 | 37161 | 5 | 0 | 2015 | 9999 |  |  | N | Solar | [13 empty] | 0 | 0 | 0 | 0 | [11 empty] | Charlotte Solar (NC) LLC | 100 | Cate Street Capital LLC | 100 | Non-regulated
Elliana Solar | 58725_G_PV1 | 58725 | G | PV1 |  | Solar PV |  | S_VACA | North Carolina | 37 | Alamance | 1 | 37001 | 5 | 0 | 2015 | 9999 |  |  | N | Solar | [13 empty] | 0 | 0 | 0 | 0 | [11 empty] | Elliana Solar LLC | 100 | Cate Street Capital Inc | 100 | Non-regulated
Flash Solar | 58726_G_PV1 | 58726 | G | PV1 |  | Solar PV |  | S_VACA | North Carolina | 37 | Catawba | 35 | 37035 | 5 | 0 | 2015 | 9999 |  |  | N | Solar | [13 empty] | 0 | 0 | 0 | 0 | [11 empty] | Flash Solar LLC | 100 | Cate Street Capital LLC | 100 | Non-regulated
Amethyst Solar | 58730_G_PV1 | 58730 | G | PV1 |  | Solar PV |  | S_VACA | North Carolina | 37 | Rutherford | 161 | 37161 | 3 | 0 | 2016 | 9999 |  |  | N | Solar | [13 empty] | 0 | 0 | 0 | 0 | [11 empty] | Amethyst Solar LLC | 100 | Cate Street Capital LLC | 100 | Non-regulated
Angel Solar | 58731_G_PV1 | 58731 | G | PV1 |  | Solar PV |  | S_VACA | North Carolina | 37 | Catawba | 35 | 37035 | 5 | 0 | 2015 | 9999 |  |  | N | Solar | [13 empty] | 0 | 0 | 0 | 0 | [11 empty] | Angel Solar LLC | 100 | Cate Street Capital Inc | 100 | Non-regulated
Audrey Solar | 58732_G_PV1 | 58732 | G | PV1 |  | Solar PV |  | S_VACA | North Carolina | 37 | Cleveland | 45 | 37045 | 3 | 0 | 2016 | 9999 |  |  | N | Solar | [13 empty] | 0 | 0 | 0 | 0 | [11 empty] | Audrey Solar LLC | 100 | Cate Street Capital Inc | 100 | Non-regulated
Buddy Solar | 58735_G_PV1 | 58735 | G | PV1 |  | Solar PV |  | S_VACA | North Carolina | 37 | Rowan | 159 | 37159 | 4 | 0 | 2015 | 9999 |  |  | N | Solar | [13 empty] | 0 | 0 | 0 | 0 | [11 empty] | Buddy Solar LLC | 100 | Cate Street Capital LLC | 100 | Non-regulated
Milo Solar | 58739_G_PV1 | 58739 | G | PV1 |  | Solar PV |  | S_VACA | North Carolina | 37 | Alamance | 1 | 37001 | 3 | 0 | 2016 | 9999 |  |  | N | Solar | [13 empty] | 0 | 0 | 0 | 0 | [11 empty] | Milo Solar LLC | 100 | Cate Street Capital Inc | 100 | Non-regulated
Minnie Solar | 58740_G_PV1 | 58740 | G | PV1 |  | Solar PV |  | S_VACA | North Carolina | 37 | Alamance | 1 | 37001 | 3 | 0 | 2016 | 9999 |  |  | N | Solar | [13 empty] | 0 | 0 | 0 | 0 | [11 empty] | Minnie Solar LLC | 100 | Cate Street Capital Inc | 100 | Non-regulated
Nick Solar | 58741_G_NICK | 58741 | G | NICK |  | Solar PV |  | S_VACA | North Carolina | 37 | Guilford | 81 | 37081 | 4 | 0 | 2014 | 9999 |  |  | N | Solar | [13 empty] | 0 | 0 | 0 | 0 | [11 empty] | Nick Solar LLC | 100 | Cate Street Capital Inc | 100 | Non-regulated
Owen Solar | 58742_G_PV1 | 58742 | G | PV1 |  | Solar PV |  | S_VACA | North Carolina | 37 | Catawba | 35 | 37035 | 5 | 0 | 2016 | 9999 |  |  | N | Solar | [13 empty] | 0 | 0 | 0 | 0 | [11 empty] | Owen Solar LLC | 100 | Cate Street Capital Inc | 100 | Non-regulated
Sophie Solar | 58745_G_PV1 | 58745 | G | PV1 |  | Solar PV |  | S_VACA | North Carolina | 37 | Cleveland | 45 | 37045 | 4.5 | 0 | 2016 | 9999 |  |  | N | Solar | [13 empty] | 0 | 0 | 0 | 0 | [11 empty] | Sophie Solar LLC | 100 | Cate Street Capital LLC | 100 | Non-regulated
Star Solar | 58746_G_PV1 | 58746 | G | PV1 |  | Solar PV |  | S_VACA | North Carolina | 37 | Durham | 63 | 37063 | 5 | 0 | 2016 | 9999 |  |  | N | Solar | [13 empty] | 0 | 0 | 0 | 0 | [11 empty] | Sunlight Partners LLC | 100 | Cate Street Capital Inc | 100 | Non-regulated
Viresco Turtle Lake | 58747_G_GEN1 | 58747 | G | GEN1 |  | Non-Fossil Waste |  | MIS_MNWI | Wisconsin | 55 | Polk | 95 | 55095 | 1.6 | 4061 | 2013 | 9999 |  |  | Y | Non-Fossil Waste | [13 empty] | 0 | 0 | 0 | 0 | [11 empty] | Greenwhey Energy Inc | 100 | Thomas Ludy | 100 | Non-regulated
Viresco Turtle Lake | 58747_G_GEN2 | 58747 | G | GEN2 |  | Non-Fossil Waste |  | MIS_MNWI | Wisconsin | 55 | Polk | 95 | 55095 | 1.6 | 13500 | 2013 | 9999 |  |  | N | Non-Fossil Waste | [13 empty] | 0 | 0 | 0 | 0 | [11 empty] | Greenwhey Energy Inc | 100 | Thomas Ludy | 100 | Non-regulated
North Bay Solar 1 | 58748_G_NBWT | 58748 | G | NBWT |  | Solar PV |  | WEC_CALN | California | 6 | Solano | 95 | 06095 | 1 | 0 | 2013 | 9999 |  |  | N | Solar | [13 empty] | 0 | 0 | 0 | 0 | [11 empty] | sPower | 100 | AES Corp (The) | 100 | Non-regulated
Tihonet Solar | 58749_G_TSMA | 58749 | G | TSMA |  | Solar PV |  | NENGREST | Massachusetts | 25 | Plymouth | 23 | 25023 | 1 | 0 | 2014 | 9999 |  |  | N | Solar | [13 empty] | 0 | 0 | 0 | 0 | [11 empty] | Consolidated Edison Solutions Inc | 100 | Consolidated Edison Inc | 100 | Non-regulated
Lancaster Dry Farm Ranch B | 58750_G_LDFRB | 58750 | G | LDFRB |  | Solar PV |  | WEC_LADW | California | 6 | Los Angeles | 37 | 06037 | 5 | 0 | 2014 | 9999 |  |  | N | Solar | [13 empty] | 0 | 0 | 0 | 0 | [11 empty] | Lancaster Dry Farm Ranch B LLC | 100 | Sustainable Power Group LLC | 100 | Non-regulated
Rodeo Solar C2 | 58751_G_RSC2 | 58751 | G | RSC2 |  | Solar PV |  | WEC_LADW | California | 6 | Los Angeles | 37 | 06037 | 1.5 | 0 | 2014 | 9999 |  |  | N | Solar | [13 empty] | 0 | 0 | 0 | 0 | [11 empty] | Rodeo Solar C2 LLC | 100 | Sustainable Power Group LLC | 100 | Non-regulated
Rodeo Solar D2 | 58752_G_RSD2 | 58752 | G | RSD2 |  | Solar PV |  | WEC_LADW | California | 6 | Los Angeles | 37 | 06037 | 1.5 | 0 | 2014 | 9999 |  |  | N | Solar | [13 empty] | 0 | 0 | 0 | 0 | [11 empty] | Rodeo Solar D2 LLC | 100 | Sustainable Power Group LLC | 100 | Non-regulated
Summer Solar A2 | 58753_G_SSA2 | 58753 | G | SSA2 |  | Solar PV |  | WEC_LADW | California | 6 | Los Angeles | 37 | 06037 | 1.5 | 0 | 2014 | 9999 |  |  | N | Solar | [13 empty] | 0 | 0 | 0 | 0 | [11 empty] | Summer Solar A2 LLC | 100 | Sustainable Power Group LLC | 100 | Non-regulated
Summer Solar B2 | 58754_G_SSB2 | 58754 | G | SSB2 |  | Solar PV |  | WEC_LADW | California | 6 | Los Angeles | 37 | 06037 | 1.5 | 0 | 2014 | 9999 |  |  | N | Solar | [13 empty] | 0 | 0 | 0 | 0 | [11 empty] | Summer Solar B2 LLC | 100 | Sustainable Power Group LLC | 100 | Non-regulated
Summer Solar C2 | 58755_G_SSC2 | 58755 | G | SSC2 |  | Solar PV |  | WEC_LADW | California | 6 | Los Angeles | 37 | 06037 | 1.5 | 0 | 2014 | 9999 |  |  | N | Solar | [13 empty] | 0 | 0 | 0 | 0 | [11 empty] | Summer Solar C2 LLC | 100 | Sustainable Power Group LLC | 100 | Non-regulated
Summer Solar D2 | 58756_G_SSD2 | 58756 | G | SSD2 |  | Solar PV |  | WEC_CALN | California | 6 | Los Angeles | 37 | 06037 | 1 | 0 | 2014 | 9999 |  |  | N | Solar | [13 empty] | 0 | 0 | 0 | 0 | [11 empty] | Summer Solar D2 LLC | 100 | Sustainable Power Group LLC | 100 | Non-regulated
Summer North Solar | 58757_G_UE2 | 58757 | G | UE2 |  | Solar PV |  | WEC_CALN | California | 6 | Los Angeles | 37 | 06037 | 1.5 | 0 | 2014 | 9999 |  |  | N | Solar | [13 empty] | 0 | 0 | 0 | 0 | [11 empty] | Summer Solar E2 LLC | 100 | Sustainable Power Group LLC | 100 | Non-regulated
Summer North Solar | 58757_G_UF2 | 58757 | G | UF2 |  | Solar PV |  | WEC_CALN | California | 6 | Los Angeles | 37 | 06037 | 2 | 0 | 2014 | 9999 |  |  | N | Solar | [13 empty] | 0 | 0 | 0 | 0 | [11 empty] | Summer Solar F2 LLC | 100 | Sustainable Power Group LLC | 100 | Non-regulated
Summer North Solar | 58757_G_UG2 | 58757 | G | UG2 |  | Solar PV |  | WEC_CALN | California | 6 | Los Angeles | 37 | 06037 | 1.5 | 0 | 2014 | 9999 |  |  | N | Solar | [13 empty] | 0 | 0 | 0 | 0 | [11 empty] | Summer Solar G2 LLC | 100 | Sustainable Power Group LLC | 100 | Non-regulated
Summer North Solar | 58757_G_UH2 | 58757 | G | UH2 |  | Solar PV |  | WEC_CALN | California | 6 | Los Angeles | 37 | 06037 | 1.5 | 0 | 2014 | 9999 |  |  | N | Solar | [13 empty] | 0 | 0 | 0 | 0 | [11 empty] | Summer Solar H2 LLC | 100 | Sustainable Power Group LLC | 100 | Non-regulated
Expressway Solar A | 58761_G_EXSA | 58761 | G | EXSA |  | Solar PV |  | WECC_SCE | California | 6 | San Bernardino | 71 | 06071 | 2 | 0 | 2014 | 9999 |  |  | N | Solar | [13 empty] | 0 | 0 | 0 | 0 | [11 empty] | Expressway Solar A LLC | 100 | Sustainable Power Group LLC | 100 | Non-regulated
Expressway Solar B | 58762_G_EXSB | 58762 | G | EXSB |  | Solar PV |  | WECC_SCE | California | 6 | San Bernardino | 71 | 06071 | 2 | 0 | 2014 | 9999 |  |  | N | Solar | [13 empty] | 0 | 0 | 0 | 0 | [11 empty] | Expressway Solar B LLC | 100 | Sustainable Power Group LLC | 100 | Non-regulated
Expressway Solar C2 | 58763_G_EXSC2 | 58763 | G | EXSC2 |  | Solar PV |  | WEC_CALN | California | 6 | San Bernardino | 71 | 06071 | 1.5 | 0 | 2014 | 9999 |  |  | N | Solar | [13 empty] | 0 | 0 | 0 | 0 | [11 empty] | Expressway Solar C2 LLC | 100 | Sustainable Power Group LLC | 100 | Non-regulated
Miami Wind Energy Center | 58765_G_1 | 58765 | G | 1 |  | Onshore Wind |  | ERC_PHDL | Texas | 48 | Roberts | 393 | 48393 | 288.6 | 0 | 2014 | 9999 |  |  | N | Wind | [13 empty] | 0 | 0 | 0 | 0 | [11 empty] | Miami Wind I LLC | 100 | Miami Wind I LLC | 100 | Non-regulated
Wake Wind Energy Center | 58766_G_1 | 58766 | G | 1 |  | Onshore Wind |  | ERC_REST | Texas | 48 | Crosby | 107 | 48107 | 257 | 0 | 2016 | 9999 |  |  | N | Wind | [13 empty] | 0 | 0 | 0 | 0 | [11 empty] | Southern Power Co | 100 | Southern Co | 100 | Non-regulated
Buckeye Wind Energy Center | 58767_G_1 | 58767 | G | 1 |  | Onshore Wind |  | SPP_N | Kansas | 20 | Ellis | 51 | 20051 | 200.5 | 0 | 2015 | 9999 |  |  | N | Wind | [13 empty] | 0 | 0 | 0 | 0 | [11 empty] | Buckeye Wind Energy LLC | 100 | Invenergy LLC | 100 | Non-regulated
Marsh Hill Wind Farm | 58768_G_1 | 58768 | G | 1 |  | Onshore Wind |  | NY_Z_C&E | New York | 36 | Steuben | 101 | 36101 | 16.2 | 0 | 2014 | 9999 |  |  | N | Wind | [13 empty] | 0 | 0 | 0 | 0 | [11 empty] | Marsh Hill Energy LLC | 100 | Invenergy LLC | 100 | Non-regulated
Spring Canyon Expansion Wind Energy Ctr | 58769_G_1 | 58769 | G | 1 |  | Onshore Wind |  | WECC_CO | Colorado | 8 | Logan | 75 | 08075 | 34 | 0 | 2014 | 9999 |  |  | N | Wind | [13 empty] | 0 | 0 | 0 | 0 | [11 empty] | Spring Canyon Energy II LLC | 100 | Global Infrastructure Partners | 100 | Non-regulated
Spring Canyon Expansion Wind Energy Ctr | 58769_G_SCIII | 58769 | G | SCIII |  | Onshore Wind |  | WECC_CO | Colorado | 8 | Logan | 75 | 08075 | 28.6 | 0 | 2014 | 9999 |  |  | N | Wind | [13 empty] | 0 | 0 | 0 | 0 | [11 empty] | Spring Canyon Energy II LLC | 100 | Global Infrastructure Partners | 100 | Non-regulated
Maywood Photovoltaic Project | 58770_G_1 | 58770 | G | 1 |  | Solar PV |  | MIS_INKY | Indiana | 18 | Marion | 97 | 18097 | 8 | 0 | 2014 | 9999 |  |  | N | Solar | [13 empty] | 0 | 0 | 0 | 0 | [11 empty] | HQC Maywood LLC | 100 | Hanwha Group | 100 | Non-regulated
Roosevelt County | 58771_G_GEN1 | 58771 | G | GEN1 |  | Onshore Wind |  | SPP_SPS | New Mexico | 35 | Roosevelt | 41 | 35041 | 250 | 0 | 2015 | 9999 |  |  | N | Wind | [13 empty] | 0 | 0 | 0 | 0 | [11 empty] | Roosevelt Wind Project LLC | 100 | EDF Group | 100 | Non-regulated
Longhorn Wind | 58772_G_GEN1 | 58772 | G | GEN1 |  | Onshore Wind |  | ERC_PHDL | Texas | 48 | Briscoe | 45 | 48045 | 200 | 0 | 2015 | 9999 |  |  | N | Wind | [13 empty] | 0 | 0 | 0 | 0 | [11 empty] | Longhorn Wind Project LLC | 100 | EDF Group | 100 | Non-regulated
TX Hereford Wind | 58773_G_GEN1 | 58773 | G | GEN1 |  | Onshore Wind |  | ERC_PHDL | Texas | 48 | Deaf Smith | 117 | 48117 | 200 | 0 | 2014 | 9999 |  |  | N | Wind | [13 empty] | 0 | 0 | 0 | 0 | [11 empty] | TX Hereford Wind LLC | 100 | EDF Group | 100 | Non-regulated
Spinning Spur Wind II | 58774_G_GEN1 | 58774 | G | GEN1 |  | Onshore Wind |  | ERC_PHDL | Texas | 48 | Oldham | 359 | 48359 | 161 | 0 | 2014 | 9999 |  |  | N | Wind | [13 empty] | 0 | 0 | 0 | 0 | [11 empty] | Spinning Spur Wind Two LLC | 100 | EDF Group | 100 | Non-regulated
Spinning Spur Wind III | 58775_G_GEN1 | 58775 | G | GEN1 |  | Onshore Wind |  | ERC_PHDL | Texas | 48 | Oldham | 359 | 48359 | 194 | 0 | 2015 | 9999 |  |  | N | Wind | [13 empty] | 0 | 0 | 0 | 0 | [11 empty] | Spinning Spur Wind LLC | 100 | EDF Group | 100 | Non-regulated
Cassadaga Wind Farm | 58777_G_1 | 58777 | G | 1 |  | Onshore Wind |  | NY_Z_A | New York | 36 | Chautauqua | 13 | 36013 | 124 | 0 | 2021 | 9999 |  |  | N | Wind | [13 empty] | 0 | 0 | 0 | 0 | [11 empty] | RWE Renewables Americas, LLC | 100 | RWE Renewables Americas, LLC | 100 | Non-regulated
Scioto Ridge Wind Farm | 58780_G_1 | 58780 | G | 1 |  | Onshore Wind |  | PJM_West | Ohio | 39 | Logan | 91 | 39091 | 249.8 | 0 | 2021 | 9999 |  |  | N | Wind | [13 empty] | 0 | 0 | 0 | 0 | [11 empty] | RWE Renewables Americas, LLC | 100 | RWE Renewables Americas, LLC | 100 | Non-regulated
Sonne One | 58782_G_PV1 | 58782 | G | PV1 |  | Solar PV |  | S_VACA | North Carolina | 37 | Wayne | 191 | 37191 | 5 | 0 | 2016 | 9999 |  |  | N | Solar | [13 empty] | 0 | 0 | 0 | 0 | [11 empty] | Sonne One LLC | 100 | Birdseye Renewable Energy | 100 | Non-regulated
South Canal Hydro-1 | 58783_G_SC-1 | 58783 | G | SC-1 |  | Hydro |  | WECC_CO | Colorado | 8 | Montrose | 85 | 08085 | 3.8 | 0 | 2013 | 9999 |  |  | N | Hydro | [13 empty] | 0 | 0 | 0 | 0 | [11 empty] | Delta Montrose Electric Association | 100 | Delta Montrose Electric Association | 100 | Regulated
South Canal Hydro-3 | 58784_G_SC-3 | 58784 | G | SC-3 |  | Hydro |  | WECC_CO | Colorado | 8 | Montrose | 85 | 08085 | 3.3 | 0 | 2013 | 9999 |  |  | N | Hydro | [13 empty] | 0 | 0 | 0 | 0 | [11 empty] | Delta Montrose Electric Association | 100 | Delta Montrose Electric Association | 100 | Regulated
Brentwood Solar | 58785_G_BRT1 | 58785 | G | BRT1 |  | Solar PV |  | NY_Z_K | New York | 36 | Suffolk | 103 | 36103 | 1 | 0 | 2011 | 9999 |  |  | N | Solar | [13 empty] | 0 | 0 | 0 | 0 | [11 empty] | CD US Solar MT1 LLC | 100 | Capital Dynamics | 100 | Non-regulated
Deer Park | 58786_G_DRP1 | 58786 | G | DRP1 |  | Solar PV |  | NY_Z_K | New York | 36 | Suffolk | 103 | 36103 | 2.5 | 0 | 2012 | 9999 |  |  | N | Solar | [13 empty] | 0 | 0 | 0 | 0 | [11 empty] | CD US Solar MT1 LLC | 100 | Capital Dynamics | 100 | Non-regulated
Dennison | 58787_G_DNN1 | 58787 | G | DNN1 |  | Solar PV |  | NY_Z_K | New York | 36 | Suffolk | 103 | 36103 | 2 | 0 | 2011 | 9999 |  |  | N | Solar | [13 empty] | 0 | 0 | 0 | 0 | [11 empty] | CD US Solar MT1 LLC | 100 | Capital Dynamics | 100 | Non-regulated
North County | 58788_G_NRT1 | 58788 | G | NRT1 |  | Solar PV |  | NY_Z_K | New York | 36 | Suffolk | 103 | 36103 | 1 | 0 | 2011 | 9999 |  |  | N | Solar | [13 empty] | 0 | 0 | 0 | 0 | [11 empty] | CD US Solar MT1 LLC | 100 | Capital Dynamics | 100 | Non-regulated
Riverhead | 58789_G_RVH1 | 58789 | G | RVH1 |  | Solar PV |  | NY_Z_K | New York | 36 | Suffolk | 103 | 36103 | 1.5 | 0 | 2011 | 9999 |  |  | N | Solar | [13 empty] | 0 | 0 | 0 | 0 | [11 empty] | CD US Solar MT1 LLC | 100 | Capital Dynamics | 100 | Non-regulated
Cohalan | 58790_G_CLN1 | 58790 | G | CLN1 |  | Solar PV |  | NY_Z_K | New York | 36 | Suffolk | 103 | 36103 | 2.5 | 0 | 2012 | 9999 |  |  | N | Solar | [13 empty] | 0 | 0 | 0 | 0 | [11 empty] | CD US Solar MT1 LLC | 100 | Capital Dynamics | 100 | Non-regulated
Cohalan | 58790_G_CLN2 | 58790 | G | CLN2 |  | Solar PV |  | NY_Z_K | New York | 36 | Suffolk | 103 | 36103 | 1.5 | 0 | 2012 | 9999 |  |  | N | Solar | [13 empty] | 0 | 0 | 0 | 0 | [11 empty] | CD US Solar MT1 LLC | 100 | Capital Dynamics | 100 | Non-regulated
Kirkwall Holdings | 58791_G_PV1 | 58791 | G | PV1 |  | Solar PV |  | S_VACA | North Carolina | 37 | Duplin | 61 | 37061 | 5 | 0 | 2016 | 9999 |  |  | N | Solar | [13 empty] | 0 | 0 | 0 | 0 | [11 empty] | Kirkwall Holdings LLC | 100 | Birdseye Renewable Energy | 100 | Non-regulated
Ayrshire | 58792_G_PV1 | 58792 | G | PV1 |  | Solar PV |  | S_VACA | North Carolina | 37 | Cleveland | 45 | 37045 | 19.4 | 0 | 2017 | 9999 |  |  | N | Solar | [13 empty] | 0 | 0 | 0 | 0 | [11 empty] | Ayrshire Holdings LLC | 100 | Birdseye Renewable Energy | 100 | Non-regulated
JMB Mcguire-Dix-Lakehurst Solar Project | 58793_G_UCIV | 58793 | G | UCIV |  | Solar PV |  | PJM_EMAC | New Jersey | 34 | Burlington | 5 | 34005 | 11.4 | 0 | 2013 | 9999 |  |  | N | Solar | [13 empty] | 0 | 0 | 0 | 0 | [11 empty] | WR TGC Solar Generation IV LLC | 100 | True Green Capital Management LLC | 100 | Non-regulated
Storrie Lake Solar Project | 58794_G_MSMPV | 58794 | G | MSMPV |  | Solar PV |  | WECC_NM | New Mexico | 35 | San Miguel | 47 | 35047 | 1.5 | 0 | 2014 | 9999 |  |  | N | Solar | [13 empty] | 0 | 0 | 0 | 0 | [11 empty] | MSM Solar LLC | 100 | Mora San Miguel Electric Coop Inc | 100 | Non-regulated
Hobart Solar, LLC | 58795_G_HS | 58795 | G | HS |  | Solar PV |  | MIS_INKY | Indiana | 18 | Lake | 89 | 18089 | 1 | 0 | 2012 | 9999 |  |  | N | Solar | [13 empty] | 0 | 0 | 0 | 0 | [11 empty] | Hobart Solar LLC | 100 | Sustainable Power Group LLC | 100 | Non-regulated
Waterloo Solar, LLC | 58796_G_WS | 58796 | G | WS |  | Solar PV |  | MIS_INKY | Indiana | 18 | DeKalb | 33 | 18033 | 1 | 0 | 2012 | 9999 |  |  | N | Solar | [13 empty] | 0 | 0 | 0 | 0 | [11 empty] | Sustainable Power Group LLC | 100 | Sustainable Power Group LLC | 100 | Non-regulated
Valparaiso Solar, LLC | 58797_G_VS | 58797 | G | VS |  | Solar PV |  | MIS_INKY | Indiana | 18 | Porter | 127 | 18127 | 1 | 0 | 2012 | 9999 |  |  | N | Solar | [13 empty] | 0 | 0 | 0 | 0 | [11 empty] | Sustainable Power Group LLC | 100 | Sustainable Power Group LLC | 100 | Non-regulated
AC Criminal Courts Complex SPE2, LLC | 58798_G_ACCCC | 58798 | G | ACCCC |  | Solar PV |  | PJM_EMAC | New Jersey | 34 | Atlantic | 1 | 34001 | 1.3 | 0 | 2012 | 9999 |  |  | N | Solar | [13 empty] | 0 | 0 | 0 | 0 | [11 empty] | sPower | 100 | AES Corp (The) | 100 | Non-regulated
Pamlico Partners Solar | 58799_G_1 | 58799 | G | 1 |  | Solar PV |  | S_VACA | North Carolina | 37 | Beaufort | 13 | 37013 | 5 | 0 | 2013 | 9999 |  |  | N | Solar | [13 empty] | 0 | 0 | 0 | 0 | [11 empty] | Pamlico Partners Solar LLC | 100 | SunEnergy 1 LLC | 100 | Non-regulated
Arba Solar, LLC | 58801_G_INV1 | 58801 | G | INV1 |  | Solar PV |  | S_VACA | North Carolina | 37 | Greene | 79 | 37079 | 0.5 | 0 | 2014 | 9999 |  |  | N | Solar | [13 empty] | 0 | 0 | 0 | 0 | [11 empty] | Arba Solar LLC | 100 | Entropy Solar Integrators LLC | 100 | Non-regulated
Arba Solar, LLC | 58801_G_INV2 | 58801 | G | INV2 |  | Solar PV |  | S_VACA | North Carolina | 37 | Greene | 79 | 37079 | 0.5 | 0 | 2014 | 9999 |  |  | N | Solar | [13 empty] | 0 | 0 | 0 | 0 | [11 empty] | Arba Solar LLC | 100 | Entropy Solar Integrators LLC | 100 | Non-regulated
Arba Solar, LLC | 58801_G_INV3 | 58801 | G | INV3 |  | Solar PV |  | S_VACA | North Carolina | 37 | Greene | 79 | 37079 | 0.5 | 0 | 2014 | 9999 |  |  | N | Solar | [13 empty] | 0 | 0 | 0 | 0 | [11 empty] | Arba Solar LLC | 100 | Entropy Solar Integrators LLC | 100 | Non-regulated
Arba Solar, LLC | 58801_G_INV4 | 58801 | G | INV4 |  | Solar PV |  | S_VACA | North Carolina | 37 | Greene | 79 | 37079 | 0.5 | 0 | 2014 | 9999 |  |  | N | Solar | [13 empty] | 0 | 0 | 0 | 0 | [11 empty] | Arba Solar LLC | 100 | Entropy Solar Integrators LLC | 100 | Non-regulated
Franklin Solar, LLC | 58802_G_INV1 | 58802 | G | INV1 |  | Solar PV |  | S_VACA | North Carolina | 37 | Franklin | 69 | 37069 | 0.5 | 0 | 2013 | 9999 |  |  | N | Solar | [13 empty] | 0 | 0 | 0 | 0 | [11 empty] | Franklin Solar LLC | 100 | Entropy Solar Integrators LLC | 100 | Non-regulated
Franklin Solar, LLC | 58802_G_INV2 | 58802 | G | INV2 |  | Solar PV |  | S_VACA | North Carolina | 37 | Franklin | 69 | 37069 | 0.5 | 0 | 2013 | 9999 |  |  | N | Solar | [13 empty] | 0 | 0 | 0 | 0 | [11 empty] | Franklin Solar LLC | 100 | Entropy Solar Integrators LLC | 100 | Non-regulated
Franklin Solar, LLC | 58802_G_INV3 | 58802 | G | INV3 |  | Solar PV |  | S_VACA | North Carolina | 37 | Franklin | 69 | 37069 | 0.5 | 0 | 2013 | 9999 |  |  | N | Solar | [13 empty] | 0 | 0 | 0 | 0 | [11 empty] | Franklin Solar LLC | 100 | Entropy Solar Integrators LLC | 100 | Non-regulated
Franklin Solar, LLC | 58802_G_INV4 | 58802 | G | INV4 |  | Solar PV |  | S_VACA | North Carolina | 37 | Franklin | 69 | 37069 | 0.5 | 0 | 2013 | 9999 |  |  | N | Solar | [13 empty] | 0 | 0 | 0 | 0 | [11 empty] | Franklin Solar LLC | 100 | Entropy Solar Integrators LLC | 100 | Non-regulated
Kenansville Solar 2, LLC | 58803_G_INV1 | 58803 | G | INV1 |  | Solar PV |  | S_VACA | North Carolina | 37 | Duplin | 61 | 37061 | 2 | 0 | 2016 | 9999 |  |  | N | Solar | [13 empty] | 0 | 0 | 0 | 0 | [11 empty] | Kenansville Solar 2 LLC | 100 | Kenansville Solar 2 LLC | 100 | Non-regulated
Samarcand Solar Farm, LLC | 58805_G_INV1 | 58805 | G | INV1 |  | Solar PV |  | S_VACA | North Carolina | 37 | Moore | 125 | 37125 | 0.5 | 0 | 2014 | 9999 |  |  | N | Solar | [13 empty] | 0 | 0 | 0 | 0 | [11 empty] | Samarcand Solar Farm LLC | 100 | Entropy Solar Integrators LLC | 100 | Non-regulated
Samarcand Solar Farm, LLC | 58805_G_INV10 | 58805 | G | INV10 |  | Solar PV |  | S_VACA | North Carolina | 37 | Moore | 125 | 37125 | 0.5 | 0 | 2014 | 9999 |  |  | N | Solar | [13 empty] | 0 | 0 | 0 | 0 | [11 empty] | Samarcand Solar Farm LLC | 100 | Entropy Solar Integrators LLC | 100 | Non-regulated
Samarcand Solar Farm, LLC | 58805_G_INV2 | 58805 | G | INV2 |  | Solar PV |  | S_VACA | North Carolina | 37 | Moore | 125 | 37125 | 0.5 | 0 | 2014 | 9999 |  |  | N | Solar | [13 empty] | 0 | 0 | 0 | 0 | [11 empty] | Samarcand Solar Farm LLC | 100 | Entropy Solar Integrators LLC | 100 | Non-regulated
Samarcand Solar Farm, LLC | 58805_G_INV3 | 58805 | G | INV3 |  | Solar PV |  | S_VACA | North Carolina | 37 | Moore | 125 | 37125 | 0.5 | 0 | 2014 | 9999 |  |  | N | Solar | [13 empty] | 0 | 0 | 0 | 0 | [11 empty] | Samarcand Solar Farm LLC | 100 | Entropy Solar Integrators LLC | 100 | Non-regulated
Samarcand Solar Farm, LLC | 58805_G_INV4 | 58805 | G | INV4 |  | Solar PV |  | S_VACA | North Carolina | 37 | Moore | 125 | 37125 | 0.5 | 0 | 2014 | 9999 |  |  | N | Solar | [13 empty] | 0 | 0 | 0 | 0 | [11 empty] | Samarcand Solar Farm LLC | 100 | Entropy Solar Integrators LLC | 100 | Non-regulated
Samarcand Solar Farm, LLC | 58805_G_INV5 | 58805 | G | INV5 |  | Solar PV |  | S_VACA | North Carolina | 37 | Moore | 125 | 37125 | 0.5 | 0 | 2014 | 9999 |  |  | N | Solar | [13 empty] | 0 | 0 | 0 | 0 | [11 empty] | Samarcand Solar Farm LLC | 100 | Entropy Solar Integrators LLC | 100 | Non-regulated
Samarcand Solar Farm, LLC | 58805_G_INV6 | 58805 | G | INV6 |  | Solar PV |  | S_VACA | North Carolina | 37 | Moore | 125 | 37125 | 0.5 | 0 | 2014 | 9999 |  |  | N | Solar | [13 empty] | 0 | 0 | 0 | 0 | [11 empty] | Samarcand Solar Farm LLC | 100 | Entropy Solar Integrators LLC | 100 | Non-regulated
Samarcand Solar Farm, LLC | 58805_G_INV7 | 58805 | G | INV7 |  | Solar PV |  | S_VACA | North Carolina | 37 | Moore | 125 | 37125 | 0.5 | 0 | 2014 | 9999 |  |  | N | Solar | [13 empty] | 0 | 0 | 0 | 0 | [11 empty] | Samarcand Solar Farm LLC | 100 | Entropy Solar Integrators LLC | 100 | Non-regulated
Samarcand Solar Farm, LLC | 58805_G_INV8 | 58805 | G | INV8 |  | Solar PV |  | S_VACA | North Carolina | 37 | Moore | 125 | 37125 | 0.5 | 0 | 2014 | 9999 |  |  | N | Solar | [13 empty] | 0 | 0 | 0 | 0 | [11 empty] | Samarcand Solar Farm LLC | 100 | Entropy Solar Integrators LLC | 100 | Non-regulated
Samarcand Solar Farm, LLC | 58805_G_INV9 | 58805 | G | INV9 |  | Solar PV |  | S_VACA | North Carolina | 37 | Moore | 125 | 37125 | 0.5 | 0 | 2014 | 9999 |  |  | N | Solar | [13 empty] | 0 | 0 | 0 | 0 | [11 empty] | Samarcand Solar Farm LLC | 100 | Entropy Solar Integrators LLC | 100 | Non-regulated
Albemarle Solar Center LLC | 58806_G_ASC1 | 58806 | G | ASC1 |  | Solar PV |  | S_VACA | North Carolina | 37 | Lenoir | 107 | 37107 | 5 | 0 | 2014 | 9999 |  |  | N | Solar | [13 empty] | 0 | 0 | 0 | 0 | [11 empty] | Heliosage Energy LLC | 100 | Heliosage Energy LLC | 100 | Non-regulated
Boseman Solar Center LLC | 58807_G_BSC1 | 58807 | G | BSC1 |  | Solar PV |  | S_VACA | North Carolina | 37 | Nash | 127 | 37127 | 5 | 0 | 2014 | 9999 |  |  | N | Solar | [13 empty] | 0 | 0 | 0 | 0 | [11 empty] | Boseman Solar Center LLC | 100 | Heliosage Energy LLC | 100 | Non-regulated
Flemming Solar Center LLC | 58808_G_FSC1 | 58808 | G | FSC1 |  | Solar PV |  | S_VACA | North Carolina | 37 | Pitt | 147 | 37147 | 5 | 0 | 2014 | 9999 |  |  | N | Solar | [13 empty] | 0 | 0 | 0 | 0 | [11 empty] | Flemming Solar Center LLC | 100 | Heliosage Energy LLC | 100 | Non-regulated
Littlefield Solar Center LLC | 58809_G_LSC1 | 58809 | G | LSC1 |  | Solar PV |  | S_VACA | North Carolina | 37 | Pitt | 147 | 37147 | 5 | 0 | 2015 | 9999 |  |  | N | Solar | [13 empty] | 0 | 0 | 0 | 0 | [11 empty] | Littlefield Solar Center LLC | 100 | Heliosage Energy LLC | 100 | Non-regulated
Rams Horn Solar Center LLC | 58810_G_RHSC1 | 58810 | G | RHSC1 |  | Solar PV |  | S_VACA | North Carolina | 37 | Pitt | 147 | 37147 | 5 | 0 | 2014 | 9999 |  |  | N | Solar | [13 empty] | 0 | 0 | 0 | 0 | [11 empty] | Rams Horn Solar Center LLC | 100 | Heliosage Energy LLC | 100 | Non-regulated
Beaver Dam | 58811_G_GEN1 | 58811 | G | GEN1 |  | Combustion Turbine | IC Engine | PJM_PENE | Pennsylvania | 42 | Bradford | 15 | 42015 | 4.2 | 10745 | 2016 | 9999 |  |  | N | Natural Gas | [13 empty] | 1.2219 | 1.2219 | 1.2219 | 1.2219 | [11 empty] | Beaver Dam Energy LLC | 100 | Iron Mountain Generation LLC | 100 | Non-regulated
Beaver Dam | 58811_G_GEN2 | 58811 | G | GEN2 |  | Combustion Turbine | IC Engine | PJM_PENE | Pennsylvania | 42 | Bradford | 15 | 42015 | 4.2 | 10745 | 2016 | 9999 |  |  | N | Natural Gas | [13 empty] | 1.2219 | 1.2219 | 1.2219 | 1.2219 | [11 empty] | Beaver Dam Energy LLC | 100 | Iron Mountain Generation LLC | 100 | Non-regulated
Beaver Dam | 58811_G_GEN3 | 58811 | G | GEN3 |  | Combustion Turbine | IC Engine | PJM_PENE | Pennsylvania | 42 | Bradford | 15 | 42015 | 4.2 | 10745 | 2016 | 9999 |  |  | N | Natural Gas | [13 empty] | 1.2219 | 1.2219 | 1.2219 | 1.2219 | [11 empty] | Beaver Dam Energy LLC | 100 | Iron Mountain Generation LLC | 100 | Non-regulated
Beaver Dam | 58811_G_GEN4 | 58811 | G | GEN4 |  | Combustion Turbine | IC Engine | PJM_PENE | Pennsylvania | 42 | Bradford | 15 | 42015 | 4.2 | 10745 | 2016 | 9999 |  |  | N | Natural Gas | [13 empty] | 1.2219 | 1.2219 | 1.2219 | 1.2219 | [11 empty] | Beaver Dam Energy LLC | 100 | Iron Mountain Generation LLC | 100 | Non-regulated
Beaver Dam | 58811_G_GEN5 | 58811 | G | GEN5 |  | Combustion Turbine | IC Engine | PJM_PENE | Pennsylvania | 42 | Bradford | 15 | 42015 | 4.2 | 10745 | 2016 | 9999 |  |  | N | Natural Gas | [13 empty] | 1.2219 | 1.2219 | 1.2219 | 1.2219 | [11 empty] | Beaver Dam Energy LLC | 100 | Iron Mountain Generation LLC | 100 | Non-regulated
Upchurch Solar Center LLC | 58812_G_USC1 | 58812 | G | USC1 |  | Solar PV |  | S_VACA | North Carolina | 37 | Wilson | 195 | 37195 | 5 | 0 | 2014 | 9999 |  |  | N | Solar | [13 empty] | 0 | 0 | 0 | 0 | [11 empty] | Upchurch Solar Center LLC | 100 | Heliosage Energy LLC | 100 | Non-regulated
Alpaca | 58813_G_1 | 58813 | G | 1 |  | Combustion Turbine | IC Engine | PJM_PENE | Pennsylvania | 42 | Bradford | 15 | 42015 | 6.8 | 10745 | 2017 | 9999 |  |  | N | Natural Gas | [13 empty] | 1.1809 | 1.1809 | 1.1809 | 1.1809 | [11 empty] | Alpaca Energy LLC | 100 | Iron Mountain Generation LLC | 100 | Non-regulated
Alpaca | 58813_G_2 | 58813 | G | 2 |  | Combustion Turbine | IC Engine | PJM_PENE | Pennsylvania | 42 | Bradford | 15 | 42015 | 6.8 | 10745 | 2017 | 9999 |  |  | N | Natural Gas | [13 empty] | 1.1809 | 1.1809 | 1.1809 | 1.1809 | [11 empty] | Alpaca Energy LLC | 100 | Iron Mountain Generation LLC | 100 | Non-regulated
Alpaca | 58813_G_3 | 58813 | G | 3 |  | Combustion Turbine | IC Engine | PJM_PENE | Pennsylvania | 42 | Bradford | 15 | 42015 | 6.8 | 10745 | 2017 | 9999 |  |  | N | Natural Gas | [13 empty] | 1.1809 | 1.1809 | 1.1809 | 1.1809 | [11 empty] | Alpaca Energy LLC | 100 | Iron Mountain Generation LLC | 100 | Non-regulated
Shasta Solar Farm | 58814_G_GENA | 58814 | G | GENA |  | Solar PV |  | WEC_CALN | California | 6 | Shasta | 89 | 06089 | 1.5 | 0 | 2014 | 9999 |  |  | N | Solar | [13 empty] | 0 | 0 | 0 | 0 | [11 empty] | Ignite Solar Holdings 1 LLC | 100 | LS Power Group | 100 | Non-regulated
Shasta Solar Farm | 58814_G_GENB | 58814 | G | GENB |  | Solar PV |  | WEC_CALN | California | 6 | Shasta | 89 | 06089 | 1.5 | 0 | 2014 | 9999 |  |  | N | Solar | [13 empty] | 0 | 0 | 0 | 0 | [11 empty] | Ignite Solar Holdings 1 LLC | 100 | LS Power Group | 100 | Non-regulated
Hilton NY Co Gen Plant | 58815_G_1 | 58815 | G | 1 |  | Combustion Turbine | IC Engine | NY_Z_J | New York | 36 | New York | 61 | 36061 | 1.8 | 8700 | 2013 | 9999 |  |  | Y | Natural Gas | [13 empty] | 0.3827 | 0.3827 | 0.3827 | 0.3827 | [11 empty] | UTS Project Co HNY 1 LLC | 100 | UTS Energy Corp | 100 | Non-regulated
Milan | 58818_G_1 | 58818 | G | 1 |  | Combustion Turbine | IC Engine | PJM_PENE | Pennsylvania | 42 | Bradford | 15 | 42015 | 6.8 | 10745 | 2017 | 9999 |  |  | N | Natural Gas | [13 empty] | 1.1809 | 1.1809 | 1.1809 | 1.1809 | [11 empty] | Milan Energy LLC | 100 | Iron Mountain Generation LLC | 100 | Non-regulated
Milan | 58818_G_2 | 58818 | G | 2 |  | Combustion Turbine | IC Engine | PJM_PENE | Pennsylvania | 42 | Bradford | 15 | 42015 | 6.8 | 10745 | 2017 | 9999 |  |  | N | Natural Gas | [13 empty] | 1.1809 | 1.1809 | 1.1809 | 1.1809 | [11 empty] | Milan Energy LLC | 100 | Iron Mountain Generation LLC | 100 | Non-regulated
Milan | 58818_G_3 | 58818 | G | 3 |  | Combustion Turbine | IC Engine | PJM_PENE | Pennsylvania | 42 | Bradford | 15 | 42015 | 6.8 | 10745 | 2017 | 9999 |  |  | N | Natural Gas | [13 empty] | 1.1809 | 1.1809 | 1.1809 | 1.1809 | [11 empty] | Milan Energy LLC | 100 | Iron Mountain Generation LLC | 100 | Non-regulated
Millville City Sewer Auth WTP | 58822_G_U1BB | 58822 | G | U1BB |  | Solar PV |  | PJM_EMAC | New Jersey | 34 | Cumberland | 11 | 34011 | 0.8 | 0 | 2013 | 9999 |  |  | N | Solar | [13 empty] | 0 | 0 | 0 | 0 | [11 empty] | Millville NJ (City of) | 100 | Millville NJ (City of) | 100 | Non-regulated
Millville City Sewer Auth WTP | 58822_G_U2DB | 58822 | G | U2DB |  | Solar PV |  | PJM_EMAC | New Jersey | 34 | Cumberland | 11 | 34011 | 0.5 | 0 | 2013 | 9999 |  |  | N | Solar | [13 empty] | 0 | 0 | 0 | 0 | [11 empty] | Millville NJ (City of) | 100 | Millville NJ (City of) | 100 | Non-regulated
Sheldon Solar | 58824_G_I402 | 58824 | G | I402 |  | Solar PV |  | NENGREST | Vermont | 50 | Franklin | 11 | 50011 | 2.3 | 0 | 2013 | 9999 |  |  | N | Solar | [13 empty] | 0 | 0 | 0 | 0 | [11 empty] | EGP Solar 1 LLC | 100 | Enel SpA | 100 | Non-regulated
MTHS Co-Gen Buildings | 58825_G_STH1 | 58825 | G | STH1 |  | Combustion Turbine | IC Engine | PJM_COMD | Illinois | 17 | Cook | 31 | 17031 | 0.6 | 8700 | 1992 | 2045 |  |  | Y | Natural Gas | [13 empty] | 1.061 | 1.061 | 1.061 | 1.061 | [11 empty] | Maine South High School | 100 | Maine South High School | 100 | Non-regulated
MTHS Co-Gen Buildings | 58825_G_STH2 | 58825 | G | STH2 |  | Combustion Turbine | IC Engine | PJM_COMD | Illinois | 17 | Cook | 31 | 17031 | 0.6 | 8700 | 1992 | 2045 |  |  | Y | Natural Gas | [13 empty] | 1.061 | 1.061 | 1.061 | 1.061 | [11 empty] | Maine South High School | 100 | Maine South High School | 100 | Non-regulated
Apple One | 58828_G_PV1 | 58828 | G | PV1 |  | Solar PV |  | S_VACA | North Carolina | 37 | Catawba | 35 | 37035 | 5 | 0 | 2015 | 9999 |  |  | N | Solar | [13 empty] | 0 | 0 | 0 | 0 | [11 empty] | Apple One LLC | 100 | Birdseye Renewable Energy | 100 | Non-regulated
Sonne Two | 58829_G_PV1 | 58829 | G | PV1 |  | Solar PV |  | S_VACA | North Carolina | 37 | Catawba | 35 | 37035 | 5 | 0 | 2016 | 9999 |  |  | N | Solar | [13 empty] | 0 | 0 | 0 | 0 | [11 empty] | Sonne Two LLC | 100 | Birdseye Renewable Energy | 100 | Non-regulated
Cross Winds Energy Park | 58830_G_CWEP | 58830 | G | CWEP |  | Onshore Wind |  | MIS_LMI | Michigan | 26 | Tuscola | 157 | 26157 | 111 | 0 | 2014 | 9999 |  |  | N | Wind | [13 empty] | 0 | 0 | 0 | 0 | [11 empty] | Consumers Energy Co | 100 | CMS Energy Corp | 100 | Regulated
Cross Winds Energy Park | 58830_G_CWEP2 | 58830 | G | CWEP2 |  | Onshore Wind |  | MIS_LMI | Michigan | 26 | Tuscola | 157 | 26157 | 44 | 0 | 2018 | 9999 |  |  | N | Wind | [13 empty] | 0 | 0 | 0 | 0 | [11 empty] | Consumers Energy Co | 100 | CMS Energy Corp | 100 | Regulated
Cross Winds Energy Park | 58830_G_CWEP3 | 58830 | G | CWEP3 |  | Onshore Wind |  | MIS_LMI | Michigan | 26 | Tuscola | 157 | 26157 | 75.9 | 0 | 2019 | 9999 |  |  | N | Wind | [13 empty] | 0 | 0 | 0 | 0 | [11 empty] | Consumers Energy Co | 100 | Consumers Energy Co | 100 | Regulated
Redcrest Solar Farm | 58831_G_PV-1 | 58831 | G | PV-1 |  | Solar PV |  | WECC_SCE | California | 6 | Kern | 29 | 06029 | 16 | 0 | 2015 | 9999 |  |  | N | Solar | [13 empty] | 0 | 0 | 0 | 0 | [11 empty] | 67RK 8ME LLC | 100 | 8 Minute Solar Energy | 100 | Non-regulated
Cogenra - TEP | 58832_G_CTEP | 58832 | G | CTEP |  | Solar PV |  | WECC_AZ | Arizona | 4 | Pima | 19 | 04019 | 1 | 0 | 2014 | 9999 |  |  | N | Solar | [13 empty] | 0 | 0 | 0 | 0 | [11 empty] | Terraform Power Inc | 100 | Brookfield Asset Management Inc | 100 | Non-regulated
Red Horse 2 | 58833_G_RH2S | 58833 | G | RH2S |  | Solar PV |  | WECC_AZ | Arizona | 4 | Cochise | 3 | 04003 | 51 | 0 | 2015 | 9999 |  |  | N | Solar | [13 empty] | 0 | 0 | 0 | 0 | [11 empty] | Red Horse Wind 2 LLC | 100 | D E Shaw & Co LP | 100 | Non-regulated
Red Horse 2 | 58833_G_RH2W | 58833 | G | RH2W |  | Onshore Wind |  | WECC_AZ | Arizona | 4 | Cochise | 3 | 04003 | 30 | 0 | 2015 | 9999 |  |  | N | Wind | [13 empty] | 0 | 0 | 0 | 0 | [11 empty] | Red Horse Wind 2 LLC | 100 | D E Shaw & Co LP | 100 | Non-regulated
Richland Center Renewable Energy LLC | 58834_G_UNIT1 | 58834 | G | UNIT1 |  | Non-Fossil Waste |  | MIS_MNWI | Wisconsin | 55 | Richland | 103 | 55103 | 0.8 | 11006 | 2013 | 9999 |  |  | Y | Non-Fossil Waste | [13 empty] | 0 | 0 | 0 | 0 | [11 empty] | Richland Center Renewable Energy | 100 | Foremost Farms USA | 100 | Non-regulated
Richland Center Renewable Energy LLC | 58834_G_UNIT2 | 58834 | G | UNIT2 |  | Non-Fossil Waste |  | MIS_MNWI | Wisconsin | 55 | Richland | 103 | 55103 | 0.8 | 11006 | 2013 | 9999 |  |  | Y | Non-Fossil Waste | [13 empty] | 0 | 0 | 0 | 0 | [11 empty] | Richland Center Renewable Energy | 100 | Foremost Farms USA | 100 | Non-regulated
Elk Station | 58835_G_ELK1 | 58835 | G | ELK1 |  | Combustion Turbine |  | SPP_SPS | Texas | 48 | Hale | 189 | 48189 | 195.1 | 10955 | 2015 | 9999 |  |  | N | Natural Gas | [13 empty] | 0.011 | 0.011 | 0.011 | 0.011 | [11 empty] | Golden Spread Electric Coop Inc | 100 | Golden Spread Electric Coop Inc | 100 | Regulated
Elk Station | 58835_G_ELK2 | 58835 | G | ELK2 |  | Combustion Turbine |  | SPP_SPS | Texas | 48 | Hale | 189 | 48189 | 195.1 | 10761 | 2016 | 9999 |  |  | N | Natural Gas | [13 empty] | 0.011 | 0.011 | 0.011 | 0.011 | [11 empty] | Golden Spread Electric Coop Inc | 100 | Golden Spread Electric Coop Inc | 100 | Regulated
Elk Station | 58835_G_ELK3 | 58835 | G | ELK3 |  | Combustion Turbine |  | SPP_SPS | Texas | 48 | Hale | 189 | 48189 | 190.9 | 10766 | 2016 | 9999 |  |  | N | Natural Gas | [13 empty] | 0.011 | 0.011 | 0.011 | 0.011 | [11 empty] | Golden Spread Electric Coop Inc | 100 | Golden Spread Electric Coop Inc | 100 | Regulated
Lakeswind Power Partners | 58836_G_LW1 | 58836 | G | LW1 |  | Onshore Wind |  | SPP_WAUE | Minnesota | 27 | Clay | 27 | 27027 | 50 | 0 | 2014 | 9999 |  |  | N | Wind | [13 empty] | 0 | 0 | 0 | 0 | [11 empty] | Lakeswind Power Partners LLC | 100 | TransAlta Corp | 100 | Non-regulated
Keechi Wind | 58838_G_KW1 | 58838 | G | KW1 |  | Onshore Wind |  | ERC_WEST | Texas | 48 | Jack | 237 | 48237 | 110 | 0 | 2015 | 9999 |  |  | N | Wind | [13 empty] | 0 | 0 | 0 | 0 | [11 empty] | Keechi Wind LLC | 100 | Enbridge Inc | 100 | Non-regulated
Sudbury Landfill | 58839_G_INV1 | 58839 | G | INV1 |  | Solar PV |  | NENGREST | Massachusetts | 25 | Middlesex | 17 | 25017 | 0.5 | 0 | 2013 | 9999 |  |  | N | Solar | [13 empty] | 0 | 0 | 0 | 0 | [11 empty] | Solar Sudbury One LF LLC | 100 | Ameresco Inc | 100 | Non-regulated
Sudbury Landfill | 58839_G_INV2 | 58839 | G | INV2 |  | Solar PV |  | NENGREST | Massachusetts | 25 | Middlesex | 17 | 25017 | 0.3 | 0 | 2013 | 9999 |  |  | N | Solar | [13 empty] | 0 | 0 | 0 | 0 | [11 empty] | Solar Sudbury One LF LLC | 100 | Ameresco Inc | 100 | Non-regulated
Sudbury Landfill | 58839_G_INV3 | 58839 | G | INV3 |  | Solar PV |  | NENGREST | Massachusetts | 25 | Middlesex | 17 | 25017 | 0.5 | 0 | 2013 | 9999 |  |  | N | Solar | [13 empty] | 0 | 0 | 0 | 0 | [11 empty] | Solar Sudbury One LF LLC | 100 | Ameresco Inc | 100 | Non-regulated
Kenansville Solar Farm, LLC | 58840_G_INV1 | 58840 | G | INV1 |  | Solar PV |  | S_VACA | North Carolina | 37 | Duplin | 61 | 37061 | 0.5 | 0 | 2014 | 9999 |  |  | N | Solar | [13 empty] | 0 | 0 | 0 | 0 | [11 empty] | Kenansville Solar Farm LLC | 100 | Entropy Solar Integrators LLC | 100 | Non-regulated
Kenansville Solar Farm, LLC | 58840_G_INV2 | 58840 | G | INV2 |  | Solar PV |  | S_VACA | North Carolina | 37 | Duplin | 61 | 37061 | 0.5 | 0 | 2014 | 9999 |  |  | N | Solar | [13 empty] | 0 | 0 | 0 | 0 | [11 empty] | Kenansville Solar Farm LLC | 100 | Entropy Solar Integrators LLC | 100 | Non-regulated
Kenansville Solar Farm, LLC | 58840_G_INV3 | 58840 | G | INV3 |  | Solar PV |  | S_VACA | North Carolina | 37 | Duplin | 61 | 37061 | 0.5 | 0 | 2014 | 9999 |  |  | N | Solar | [13 empty] | 0 | 0 | 0 | 0 | [11 empty] | Kenansville Solar Farm LLC | 100 | Entropy Solar Integrators LLC | 100 | Non-regulated
Kenansville Solar Farm, LLC | 58840_G_INV4 | 58840 | G | INV4 |  | Solar PV |  | S_VACA | North Carolina | 37 | Duplin | 61 | 37061 | 0.5 | 0 | 2014 | 9999 |  |  | N | Solar | [13 empty] | 0 | 0 | 0 | 0 | [11 empty] | Kenansville Solar Farm LLC | 100 | Entropy Solar Integrators LLC | 100 | Non-regulated
Kenansville Solar Farm, LLC | 58840_G_INV5 | 58840 | G | INV5 |  | Solar PV |  | S_VACA | North Carolina | 37 | Duplin | 61 | 37061 | 0.5 | 0 | 2014 | 9999 |  |  | N | Solar | [13 empty] | 0 | 0 | 0 | 0 | [11 empty] | Kenansville Solar Farm LLC | 100 | Entropy Solar Integrators LLC | 100 | Non-regulated
Kenansville Solar Farm, LLC | 58840_G_INV6 | 58840 | G | INV6 |  | Solar PV |  | S_VACA | North Carolina | 37 | Duplin | 61 | 37061 | 0.5 | 0 | 2014 | 9999 |  |  | N | Solar | [13 empty] | 0 | 0 | 0 | 0 | [11 empty] | Kenansville Solar Farm LLC | 100 | Entropy Solar Integrators LLC | 100 | Non-regulated
Kenansville Solar Farm, LLC | 58840_G_INV7 | 58840 | G | INV7 |  | Solar PV |  | S_VACA | North Carolina | 37 | Duplin | 61 | 37061 | 0.5 | 0 | 2014 | 9999 |  |  | N | Solar | [13 empty] | 0 | 0 | 0 | 0 | [11 empty] | Kenansville Solar Farm LLC | 100 | Entropy Solar Integrators LLC | 100 | Non-regulated
Kenansville Solar Farm, LLC | 58840_G_INV8 | 58840 | G | INV8 |  | Solar PV |  | S_VACA | North Carolina | 37 | Duplin | 61 | 37061 | 0.5 | 0 | 2014 | 9999 |  |  | N | Solar | [13 empty] | 0 | 0 | 0 | 0 | [11 empty] | Kenansville Solar Farm LLC | 100 | Entropy Solar Integrators LLC | 100 | Non-regulated
Kenansville Solar Farm, LLC | 58840_G_INV9 | 58840 | G | INV9 |  | Solar PV |  | S_VACA | North Carolina | 37 | Duplin | 61 | 37061 | 0.5 | 0 | 2014 | 9999 |  |  | N | Solar | [13 empty] | 0 | 0 | 0 | 0 | [11 empty] | Kenansville Solar Farm LLC | 100 | Entropy Solar Integrators LLC | 100 | Non-regulated
Gato Montes Solar, LLC | 58842_G_1 | 58842 | G | 1 |  | Solar PV |  | WECC_AZ | Arizona | 4 | Pima | 19 | 04019 | 5 | 0 | 2012 | 9999 |  |  | N | Solar | [13 empty] | 0 | 0 | 0 | 0 | [11 empty] | Gato Montes Solar LLC | 100 | Duke Energy Corp | 100 | Non-regulated
Bethel Price Solar, LLC | 58843_G_1 | 58843 | G | 1 |  | Solar PV |  | S_VACA | North Carolina | 37 | Pitt | 147 | 37147 | 3.2 | 0 | 2014 | 9999 |  |  | N | Solar | [13 empty] | 0 | 0 | 0 | 0 | [11 empty] | Bethel Price Solar LLC | 100 | Duke Energy Corp | 100 | Non-regulated
Dogwood Solar, LLC | 58844_G_1 | 58844 | G | 1 |  | Solar PV |  | PJM_Dom | North Carolina | 37 | Halifax | 83 | 37083 | 20 | 0 | 2014 | 9999 |  |  | N | Solar | [13 empty] | 0 | 0 | 0 | 0 | [11 empty] | Dogwood Solar LLC | 100 | Duke Energy Corp | 100 | Non-regulated
Washington Airport Solar LLC | 58845_G_1 | 58845 | G | 1 |  | Solar PV |  | S_VACA | North Carolina | 37 | Beaufort | 13 | 37013 | 5 | 0 | 2014 | 9999 |  |  | N | Solar | [13 empty] | 0 | 0 | 0 | 0 | [11 empty] | Washington Arpt Solar LLC | 100 | Duke Energy Corp | 100 | Non-regulated
Washington Millfield Solar, LLC | 58846_G_1 | 58846 | G | 1 |  | Solar PV |  | S_VACA | North Carolina | 37 | Beaufort | 13 | 37013 | 5 | 0 | 2013 | 9999 |  |  | N | Solar | [13 empty] | 0 | 0 | 0 | 0 | [11 empty] | Washington Millfield Solar LLC | 100 | Duke Energy Corp | 100 | Non-regulated
Windsor Cooper HIill Solar, LLC | 58847_G_1 | 58847 | G | 1 |  | Solar PV |  | PJM_Dom | North Carolina | 37 | Bertie | 15 | 37015 | 5 | 0 | 2015 | 9999 |  |  | N | Solar | [13 empty] | 0 | 0 | 0 | 0 | [11 empty] | Windsor Cooper Hills Solar LLC | 100 | Duke Energy Corp | 100 | Non-regulated
Warsaw Farm | 58848_G_1 | 58848 | G | 1 |  | Solar PV |  | S_VACA | North Carolina | 37 | Duplin | 61 | 37061 | 65 | 0 | 2015 | 9999 |  |  | N | Solar | [13 empty] | 0 | 0 | 0 | 0 | [11 empty] | Warsaw Farm LLC | 100 | Strata Solar LLC | 100 | Regulated
Castalia Solar | 58849_G_1 | 58849 | G | 1 |  | Solar PV |  | S_VACA | North Carolina | 37 | Nash | 127 | 37127 | 2 | 0 | 2014 | 9999 |  |  | N | Solar | [13 empty] | 0 | 0 | 0 | 0 | [11 empty] | Castalia Solar LLC | 100 | Castalia Solar LLC | 100 | Non-regulated
Oakboro Farm | 58851_G_1 | 58851 | G | 1 |  | Solar PV |  | S_VACA | North Carolina | 37 | Scotland | 165 | 37165 | 5 | 0 | 2014 | 9999 |  |  | N | Solar | [13 empty] | 0 | 0 | 0 | 0 | [11 empty] | Oakboro Farm LLC | 100 | Oakboro Farm LLC | 100 | Non-regulated
McKenzie Farm | 58853_G_1 | 58853 | G | 1 |  | Solar PV |  | S_VACA | North Carolina | 37 | Columbus | 47 | 37047 | 5 | 0 | 2013 | 9999 |  |  | N | Solar | [13 empty] | 0 | 0 | 0 | 0 | [11 empty] | McKenzie Farm LLC | 100 | McKenzie Farm LLC | 100 | Non-regulated
Nash 58 Farm | 58854_G_1 | 58854 | G | 1 |  | Solar PV |  | S_VACA | North Carolina | 37 | Nash | 127 | 37127 | 5 | 0 | 2013 | 9999 |  |  | N | Solar | [13 empty] | 0 | 0 | 0 | 0 | [11 empty] | Nash 58 Farm LLC | 100 | Strata Solar LLC | 100 | Non-regulated
Nash 64 Farm | 58855_G_1 | 58855 | G | 1 |  | Solar PV |  | S_VACA | North Carolina | 37 | Nash | 127 | 37127 | 5 | 0 | 2014 | 9999 |  |  | N | Solar | [13 empty] | 0 | 0 | 0 | 0 | [11 empty] | Nash 64 Farm LLC | 100 | Nash 64 Farm LLC | 100 | Non-regulated
Pate Farm | 58856_G_1 | 58856 | G | 1 |  | Solar PV |  | S_VACA | North Carolina | 37 | Robeson | 155 | 37155 | 5 | 0 | 2013 | 9999 |  |  | N | Solar | [13 empty] | 0 | 0 | 0 | 0 | [11 empty] | Pate Farm LLC | 100 | Pate Farm LLC | 100 | Non-regulated
Erwin Farm | 58859_G_1 | 58859 | G | 1 |  | Solar PV |  | S_VACA | North Carolina | 37 | Harnett | 85 | 37085 | 5 | 0 | 2014 | 9999 |  |  | N | Solar | [13 empty] | 0 | 0 | 0 | 0 | [11 empty] | Erwin Farm LLC | 100 | Strata Solar LLC | 100 | Non-regulated
Sigmon Catawba Farm | 58861_G_1 | 58861 | G | 1 |  | Solar PV |  | S_VACA | North Carolina | 37 | Catawba | 35 | 37035 | 5 | 0 | 2014 | 9999 |  |  | N | Solar | [13 empty] | 0 | 0 | 0 | 0 | [11 empty] | Sigmon Catawba Farm LLC | 100 | Strata Solar LLC | 100 | Non-regulated
Wagstaff Farm 1 | 58862_G_1 | 58862 | G | 1 |  | Solar PV |  | S_VACA | North Carolina | 37 | Person | 145 | 37145 | 5 | 0 | 2013 | 9999 |  |  | N | Solar | [13 empty] | 0 | 0 | 0 | 0 | [11 empty] | Wagstaff Farm 1 LLC | 100 | Wagstaff Farm 1 LLC | 100 | Non-regulated
Waco Farm | 58863_G_1 | 58863 | G | 1 |  | Solar PV |  | S_VACA | North Carolina | 37 | Cleveland | 45 | 37045 | 5 | 0 | 2013 | 9999 |  |  | N | Solar | [13 empty] | 0 | 0 | 0 | 0 | [11 empty] | Waco Farm LLC | 100 | Strata Solar LLC | 100 | Non-regulated
Sunfish Farm | 58864_G_1 | 58864 | G | 1 |  | Solar PV |  | S_VACA | North Carolina | 37 | Wake | 183 | 37183 | 5 | 0 | 2015 | 9999 |  |  | N | Solar | [13 empty] | 0 | 0 | 0 | 0 | [11 empty] | Sunfish Farm LLC | 100 | Strata Solar LLC | 100 | Non-regulated
Reventure Park | 58865_G_LFG | 58865 | G | LFG |  | Landfill Gas |  | S_VACA | North Carolina | 37 | Mecklenburg | 119 | 37119 | 1.9 | 4210 | 2014 | 9999 |  |  | Y | Landfill Gas | [13 empty] | 0.22117 | 0.22117 | 0.22117 | 0.22117 | [11 empty] | Forsite Development Inc | 100 | Forsite Development Inc | 100 | Non-regulated
Reventure Park | 58865_G_RNG | 58865 | G | RNG |  | Landfill Gas |  | S_VACA | North Carolina | 37 | Mecklenburg | 119 | 37119 | 1.6 | 4210 | 2015 | 9999 |  |  | Y | Landfill Gas | [13 empty] | 0.22117 | 0.22117 | 0.22117 | 0.22117 | [11 empty] | Forsite Development Inc | 100 | Forsite Development Inc | 100 | Non-regulated
Garrell Solar Farm | 58866_G_1 | 58866 | G | 1 |  | Solar PV |  | S_VACA | North Carolina | 37 | Columbus | 47 | 37047 | 5 | 0 | 2013 | 9999 |  |  | N | Solar | [13 empty] | 0 | 0 | 0 | 0 | [11 empty] | Garrell Solar Farm LLC | 100 | Entropy Solar Integrators LLC | 100 | Non-regulated
Angier Farm | 58867_G_1 | 58867 | G | 1 |  | Solar PV |  | S_VACA | North Carolina | 37 | Harnett | 85 | 37085 | 5 | 0 | 2013 | 9999 |  |  | N | Solar | [13 empty] | 0 | 0 | 0 | 0 | [11 empty] | Angier Farm LLC | 100 | Angier Farm LLC | 100 | Non-regulated
Bladenboro Farm | 58868_G_1 | 58868 | G | 1 |  | Solar PV |  | S_VACA | North Carolina | 37 | Bladen | 17 | 37017 | 5 | 0 | 2013 | 9999 |  |  | N | Solar | [13 empty] | 0 | 0 | 0 | 0 | [11 empty] | Bladenboro Farm LLC | 100 | Bladenboro Farm LLC | 100 | Non-regulated
Rentech Nitrogen Pasadena Cogeneration | 58870_G_MG202 | 58870 | G | MG202 |  | Non-Fossil Waste |  | ERC_REST | Texas | 48 | Harris | 201 | 48201 | 14 | 9195 | 2015 | 9999 |  |  | Y | Non-Fossil Waste | [13 empty] | 0 | 0 | 0 | 0 | [11 empty] | Rentech Nitgrogen Pasadena LLC | 100 | Rentech Inc | 100 | Non-regulated
Berkley East Solar LLC | 58871_G_1 | 58871 | G | 1 |  | Solar PV |  | NENGREST | Massachusetts | 25 | Bristol | 5 | 25005 | 2.9 | 0 | 2013 | 9999 |  |  | N | Solar | [13 empty] | 0 | 0 | 0 | 0 | [11 empty] | Berkley East Solar LLC | 100 | Indu Solar Holdings | 100 | Non-regulated
Bison 4 Wind Energy Center | 58872_G_BISO4 | 58872 | G | BISO4 |  | Onshore Wind |  | MIS_MAPP | North Dakota | 38 | Morton | 59 | 38059 | 205 | 0 | 2015 | 9999 |  |  | N | Wind | [13 empty] | 0 | 0 | 0 | 0 | [11 empty] | ALLETE Inc | 100 | ALLETE Inc | 100 | Regulated
Stuyvesant Falls | 58873_G_UNIT1 | 58873 | G | UNIT1 |  | Hydro |  | NY_Z_F | New York | 36 | Columbia | 21 | 36021 | 2 | 0 | 2012 | 9999 |  |  | N | Hydro | [13 empty] | 0 | 0 | 0 | 0 | [11 empty] | Albany Engineering Corp | 100 | Albany Engineering Corp | 100 | Non-regulated
Stuyvesant Falls | 58873_G_UNIT2 | 58873 | G | UNIT2 |  | Hydro |  | NY_Z_F | New York | 36 | Columbia | 21 | 36021 | 2 | 0 | 2012 | 9999 |  |  | N | Hydro | [13 empty] | 0 | 0 | 0 | 0 | [11 empty] | Albany Engineering Corp | 100 | Albany Engineering Corp | 100 | Non-regulated
Dement Farm LLC | 58874_G_DF1 | 58874 | G | DF1 |  | Solar PV |  | S_VACA | North Carolina | 37 | Vance | 181 | 37181 | 4.9 | 0 | 2013 | 9999 |  |  | N | Solar | [13 empty] | 0 | 0 | 0 | 0 | [11 empty] | Dement Farm LLC | 100 | Dement Farm LLC | 100 | Non-regulated
Fusion Solar Center LLC | 58876_G_PV | 58876 | G | PV |  | Solar PV |  | NENG_CT | Connecticut | 9 | New London | 11 | 09011 | 20 | 0 | 2018 | 9999 |  |  | N | Solar | [13 empty] | 0 | 0 | 0 | 0 | [11 empty] | Fusion Solar Center LLC | 100 | Coronal Group LLC | 100 | Non-regulated
Kinsley Landfill Solar | 58877_G_KINS | 58877 | G | KINS |  | Solar PV |  | PJM_EMAC | New Jersey | 34 | Gloucester | 15 | 34015 | 8.6 | 0 | 2015 | 9999 |  |  | N | Solar | [13 empty] | 0 | 0 | 0 | 0 | [11 empty] | Public Service Electric & Gas Co | 100 | Public Service Enterprise Group Inc | 100 | Regulated
Duplin Solar LLC | 58879_G_DF | 58879 | G | DF |  | Solar PV |  | S_VACA | North Carolina | 37 | Duplin | 61 | 37061 | 4.9 | 0 | 2013 | 9999 |  |  | N | Solar | [13 empty] | 0 | 0 | 0 | 0 | [11 empty] | Duplin Solar II LLC | 100 | NARENCO | 100 | Non-regulated
North Carolina Solar III LLC | 58880_G_NCIII | 58880 | G | NCIII |  | Solar PV |  | S_VACA | North Carolina | 37 | Scotland | 165 | 37165 | 4.9 | 0 | 2013 | 9999 |  |  | N | Solar | [13 empty] | 0 | 0 | 0 | 0 | [11 empty] | North Carolina Solar III LLC | 100 | Blu Leaf Energy Inc | 100 | Non-regulated
County College of Morris | 58881_G_PV01 | 58881 | G | PV01 |  | Solar PV |  | PJM_EMAC | New Jersey | 34 | Morris | 27 | 34027 | 2.9 | 0 | 2013 | 9999 |  |  | N | Solar | [13 empty] | 0 | 0 | 0 | 0 | [11 empty] | Sunlight General Morris Solar LLC | 100 | Sunlight General Solar LLC | 100 | Non-regulated
Mercer County Community College | 58882_G_PV01 | 58882 | G | PV01 |  | Solar PV |  | PJM_EMAC | New Jersey | 34 | Mercer | 21 | 34021 | 7.5 | 0 | 2013 | 9999 |  |  | N | Solar | [13 empty] | 0 | 0 | 0 | 0 | [11 empty] | Sunlight General Mercer Solar LLC | 100 | Sunlight General Solar LLC | 100 | Non-regulated
Highland Wind Project (IA) | 58883_G_HLWF | 58883 | G | HLWF |  | Onshore Wind |  | MIS_MIDA | Iowa | 19 | O'Brien | 141 | 19141 | 15.4 | 0 | 2015 | 9999 |  |  | N | Wind | [13 empty] | 0 | 0 | 0 | 0 | [11 empty] | MidAmerican Energy Co | 100 | Berkshire Hathaway Inc | 100 | Regulated
Highland Wind Project (IA) | 58883_G_HLWF2 | 58883 | G | HLWF2 |  | Onshore Wind |  | MIS_MIDA | Iowa | 19 | O'Brien | 141 | 19141 | 91 | 0 | 2015 | 9999 |  |  | N | Wind | [13 empty] | 0 | 0 | 0 | 0 | [11 empty] | MidAmerican Energy Co | 100 | Berkshire Hathaway Inc | 100 | Regulated
Highland Wind Project (IA) | 58883_G_HLWF3 | 58883 | G | HLWF3 |  | Onshore Wind |  | MIS_MIDA | Iowa | 19 | O'Brien | 141 | 19141 | 87.1 | 0 | 2015 | 9999 |  |  | N | Wind | [13 empty] | 0 | 0 | 0 | 0 | [11 empty] | MidAmerican Energy Co | 100 | Berkshire Hathaway Inc | 100 | Regulated
Highland Wind Project (IA) | 58883_G_HLWF4 | 58883 | G | HLWF4 |  | Onshore Wind |  | MIS_MIDA | Iowa | 19 | O'Brien | 141 | 19141 | 87 | 0 | 2015 | 9999 |  |  | N | Wind | [13 empty] | 0 | 0 | 0 | 0 | [11 empty] | MidAmerican Energy Co | 100 | Berkshire Hathaway Inc | 100 | Regulated
Highland Wind Project (IA) | 58883_G_HLWF5 | 58883 | G | HLWF5 |  | Onshore Wind |  | MIS_MIDA | Iowa | 19 | O'Brien | 141 | 19141 | 105 | 0 | 2015 | 9999 |  |  | N | Wind | [13 empty] | 0 | 0 | 0 | 0 | [11 empty] | MidAmerican Energy Co | 100 | Berkshire Hathaway Inc | 100 | Regulated
Highland Wind Project (IA) | 58883_G_HLWF6 | 58883 | G | HLWF6 |  | Onshore Wind |  | MIS_MIDA | Iowa | 19 | O'Brien | 141 | 19141 | 84.8 | 0 | 2015 | 9999 |  |  | N | Wind | [13 empty] | 0 | 0 | 0 | 0 | [11 empty] | MidAmerican Energy Co | 100 | Berkshire Hathaway Inc | 100 | Regulated
Highland Wind Project (IA) | 58883_G_HLWF7 | 58883 | G | HLWF7 |  | Onshore Wind |  | MIS_MIDA | Iowa | 19 | O'Brien | 141 | 19141 | 4.7 | 0 | 2015 | 9999 |  |  | N | Wind | [13 empty] | 0 | 0 | 0 | 0 | [11 empty] | MidAmerican Energy Co | 100 | Berkshire Hathaway Inc | 100 | Regulated
Lundgren Wind Project | 58884_G_LGWF | 58884 | G | LGWF |  | Onshore Wind |  | MIS_IA | Iowa | 19 | Webster | 187 | 19187 | 250 | 0 | 2014 | 9999 |  |  | N | Wind | [13 empty] | 0 | 0 | 0 | 0 | [11 empty] | MidAmerican Energy Co | 100 | Berkshire Hathaway Inc | 100 | Regulated
Macksburg Wind Project | 58885_G_MBWF | 58885 | G | MBWF |  | Onshore Wind |  | MIS_IA | Iowa | 19 | Madison | 121 | 19121 | 119.6 | 0 | 2014 | 9999 |  |  | N | Wind | [13 empty] | 0 | 0 | 0 | 0 | [11 empty] | MidAmerican Energy Co | 100 | Berkshire Hathaway Inc | 100 | Regulated
Wellsburg Wind Project | 58886_G_WBWF | 58886 | G | WBWF |  | Onshore Wind |  | MIS_IA | Iowa | 19 | Grundy | 75 | 19075 | 138.6 | 0 | 2014 | 9999 |  |  | N | Wind | [13 empty] | 0 | 0 | 0 | 0 | [11 empty] | MidAmerican Energy Co | 100 | Berkshire Hathaway Inc | 100 | Regulated
Com Adam 1WF-1 | 58887_G_ADAM | 58887 | G | ADAM |  | Onshore Wind |  | PJM_COMD | Illinois | 17 | Lee | 103 | 17103 | 2.5 | 0 | 2007 | 9999 |  |  | N | Wind | [13 empty] | 0 | 0 | 0 | 0 | [11 empty] | GSG 7 LLC | 100 | GSG Wind | 100 | Non-regulated
Com Adam 1WF-1 | 58887_G_EVE | 58887 | G | EVE |  | Onshore Wind |  | PJM_COMD | Illinois | 17 | Lee | 103 | 17103 | 2.5 | 0 | 2007 | 9999 |  |  | N | Wind | [13 empty] | 0 | 0 | 0 | 0 | [11 empty] | GSG 7 LLC | 100 | GSG Wind | 100 | Non-regulated
ASTI | 58889_G_ASTI | 58889 | G | ASTI |  | Solar PV |  | WEC_CALN | California | 6 | Sonoma | 97 | 06097 | 1 | 0 | 2009 | 9999 |  |  | N | Solar | [13 empty] | 0 | 0 | 0 | 0 | [11 empty] | Perpetual Energy Systems LLC | 100 | Perpetual Energy Systems LLC | 100 | Non-regulated
Beringer | 58890_G_BERI | 58890 | G | BERI |  | Solar PV |  | WEC_CALN | California | 6 | Sonoma | 97 | 06097 | 1.1 | 0 | 2009 | 9999 |  |  | N | Solar | [13 empty] | 0 | 0 | 0 | 0 | [11 empty] | Perpetual Energy Systems LLC | 100 | Perpetual Energy Systems LLC | 100 | Non-regulated
Big Turtle Wind Farm, LLC | 58891_G_BTWF1 | 58891 | G | BTWF1 |  | Onshore Wind |  | MIS_LMI | Michigan | 26 | Huron | 63 | 26063 | 20 | 0 | 2014 | 9999 |  |  | N | Wind | [13 empty] | 0 | 0 | 0 | 0 | [11 empty] | DTE Big Turtle Wind Farm I LLC | 100 | DTE Energy Co | 100 | Non-regulated
Camilla Solar Plant | 58892_G_CMLA | 58892 | G | CMLA |  | Solar PV |  | S_SOU | Georgia | 13 | Mitchell | 205 | 13205 | 16 | 0 | 2013 | 9999 |  |  | N | Solar | [13 empty] | 0 | 0 | 0 | 0 | [11 empty] | SDD Solar Project 1 LLC | 100 | Origis Energy | 100 | Non-regulated
Camp Solar Plant | 58893_G_CAMP | 58893 | G | CAMP |  | Solar PV |  | S_SOU | Georgia | 13 | Meriwether | 199 | 13199 | 2.4 | 0 | 2013 | 9999 |  |  | N | Solar | [13 empty] | 0 | 0 | 0 | 0 | [11 empty] | SDD Solar Project 2 LLC | 100 | Origis Energy | 100 | Non-regulated
Patriots Stadium | 58896_G_PV01 | 58896 | G | PV01 |  | Solar PV |  | PJM_EMAC | New Jersey | 34 | Somerset | 35 | 34035 | 1 | 0 | 2013 | 9999 |  |  | N | Solar | [13 empty] | 0 | 0 | 0 | 0 | [11 empty] | Sunlight General Somerset Solar LLC | 100 | Sunlight General Solar LLC | 100 | Non-regulated
Temple SEGF | 58897_G_19G01 | 58897 | G | 19G01 |  | Combustion Turbine | IC Engine | PJM_EMAC | Pennsylvania | 42 | Philadelphia | 101 | 42101 | 1.6 | 11686 | 1993 | 9999 |  |  | N | Natural Gas | [13 empty] | 1.061 | 1.061 | 1.061 | 1.061 | [11 empty] | Temple University | 100 | Temple University | 100 | Non-regulated
Temple SEGF | 58897_G_19G02 | 58897 | G | 19G02 |  | Combustion Turbine | IC Engine | PJM_EMAC | Pennsylvania | 42 | Philadelphia | 101 | 42101 | 1.6 | 11686 | 1993 | 9999 |  |  | N | Natural Gas | [13 empty] | 1.061 | 1.061 | 1.061 | 1.061 | [11 empty] | Temple University | 100 | Temple University | 100 | Non-regulated
Temple SEGF | 58897_G_19G03 | 58897 | G | 19G03 |  | Combustion Turbine | IC Engine | PJM_EMAC | Pennsylvania | 42 | Philadelphia | 101 | 42101 | 1.6 | 11686 | 1993 | 9999 |  |  | N | Natural Gas | [13 empty] | 1.061 | 1.061 | 1.061 | 1.061 | [11 empty] | Temple University | 100 | Temple University | 100 | Non-regulated
Temple SEGF | 58897_G_19G04 | 58897 | G | 19G04 |  | Combustion Turbine | IC Engine | PJM_EMAC | Pennsylvania | 42 | Philadelphia | 101 | 42101 | 1.6 | 11686 | 1993 | 9999 |  |  | N | Natural Gas | [13 empty] | 1.061 | 1.061 | 1.061 | 1.061 | [11 empty] | Temple University | 100 | Temple University | 100 | Non-regulated
Temple SEGF | 58897_G_19G05 | 58897 | G | 19G05 |  | Combustion Turbine | IC Engine | PJM_EMAC | Pennsylvania | 42 | Philadelphia | 101 | 42101 | 1.6 | 11686 | 1993 | 9999 |  |  | N | Natural Gas | [13 empty] | 1.061 | 1.061 | 1.061 | 1.061 | [11 empty] | Temple University | 100 | Temple University | 100 | Non-regulated
Temple SEGF | 58897_G_19G06 | 58897 | G | 19G06 |  | Combustion Turbine | IC Engine | PJM_EMAC | Pennsylvania | 42 | Philadelphia | 101 | 42101 | 1.6 | 11686 | 1993 | 9999 |  |  | N | Natural Gas | [13 empty] | 1.061 | 1.061 | 1.061 | 1.061 | [11 empty] | Temple University | 100 | Temple University | 100 | Non-regulated
Temple SEGF | 58897_G_19G07 | 58897 | G | 19G07 |  | Combustion Turbine | IC Engine | PJM_EMAC | Pennsylvania | 42 | Philadelphia | 101 | 42101 | 1.6 | 11686 | 1993 | 9999 |  |  | N | Natural Gas | [13 empty] | 1.061 | 1.061 | 1.061 | 1.061 | [11 empty] | Temple University | 100 | Temple University | 100 | Non-regulated
Temple SEGF | 58897_G_19G08 | 58897 | G | 19G08 |  | Combustion Turbine | IC Engine | PJM_EMAC | Pennsylvania | 42 | Philadelphia | 101 | 42101 | 1.6 | 11686 | 1993 | 9999 |  |  | N | Natural Gas | [13 empty] | 1.061 | 1.061 | 1.061 | 1.061 | [11 empty] | Temple University | 100 | Temple University | 100 | Non-regulated
Temple SEGF | 58897_G_19G09 | 58897 | G | 19G09 |  | Combustion Turbine | IC Engine | PJM_EMAC | Pennsylvania | 42 | Philadelphia | 101 | 42101 | 1.6 | 11686 | 1993 | 9999 |  |  | N | Natural Gas | [13 empty] | 1.061 | 1.061 | 1.061 | 1.061 | [11 empty] | Temple University | 100 | Temple University | 100 | Non-regulated
Temple SEGF | 58897_G_19G10 | 58897 | G | 19G10 |  | Combustion Turbine | IC Engine | PJM_EMAC | Pennsylvania | 42 | Philadelphia | 101 | 42101 | 1.6 | 11686 | 1993 | 9999 |  |  | N | Natural Gas | [13 empty] | 1.061 | 1.061 | 1.061 | 1.061 | [11 empty] | Temple University | 100 | Temple University | 100 | Non-regulated
Pilot Hill Wind Farm | 58898_G_K4-1 | 58898 | G | K4-1 |  | Onshore Wind |  | PJM_COMD | Illinois | 17 | Kankakee | 91 | 17091 | 175 | 0 | 2015 | 9999 |  |  | N | Wind | [13 empty] | 0 | 0 | 0 | 0 | [11 empty] | K4 Wind Farm LLC | 100 | EDF Group | 100 | Non-regulated
Prosperity Energy Storage Facility Hybrid | 58899_G_GEN-1 | 58899 | G | GEN-1 |  | Solar PV |  | WECC_NM | New Mexico | 35 | Bernalillo | 1 | 35001 | 0.5 | 0 | 2011 | 9999 |  |  | N | Solar | [13 empty] | 0 | 0 | 0 | 0 | [11 empty] | Public Service Co of New Mexico | 100 | PNM Resources Inc | 100 | Regulated
Prosperity Energy Storage Facility Hybrid | 58899_G_GEN-2 | 58899 | G | GEN-2 |  | Energy Storage |  | WECC_NM | New Mexico | 35 | Bernalillo | 1 | 35001 | 0.8 | 0 | 2011 | 9999 |  |  | N | Energy Storage | [13 empty] | 0 | 0 | 0 | 0 | [11 empty] | Public Service Co of New Mexico | 100 | PNM Resources Inc | 100 | Regulated
Balko Wind LLC | 58900_G_BAL1 | 58900 | G | BAL1 |  | Onshore Wind |  | SPP_SPS | Oklahoma | 40 | Beaver | 7 | 40007 | 299.7 | 0 | 2015 | 9999 |  |  | N | Wind | [13 empty] | 0 | 0 | 0 | 0 | [11 empty] | Balko Wind LLC | 100 | D E Shaw & Co LP | 100 | Non-regulated
Tri-County Water Hydropower Project | 58901_G_TCWG1 | 58901 | G | TCWG1 |  | Hydro |  | WECC_CO | Colorado | 8 | Ouray | 91 | 08091 | 7.2 | 0 | 2014 | 9999 |  |  | N | Hydro | [13 empty] | 0 | 0 | 0 | 0 | [11 empty] | Tri County Water Conservancy District (Co) | 100 | Tri County Water Conservancy District (Co) | 100 | Non-regulated
Tri-County Water Hydropower Project | 58901_G_TCWG2 | 58901 | G | TCWG2 |  | Hydro |  | WECC_CO | Colorado | 8 | Ouray | 91 | 08091 | 0.8 | 0 | 2014 | 9999 |  |  | N | Hydro | [13 empty] | 0 | 0 | 0 | 0 | [11 empty] | Tri County Water Conservancy District (Co) | 100 | Tri County Water Conservancy District (Co) | 100 | Non-regulated
Kingfisher Wind LLC | 58902_G_KNG1 | 58902 | G | KNG1 |  | Onshore Wind |  | SPP_WEST | Oklahoma | 40 | Kingfisher | 73 | 40073 | 298 | 0 | 2016 | 9999 |  |  | N | Wind | [13 empty] | 0 | 0 | 0 | 0 | [11 empty] | Kingfisher Wind LLC | 100 | First Reserve Corp | 100 | Non-regulated
Marseilles Lock and Dam Hydro | 58903_G_UNIT1 | 58903 | G | UNIT1 |  | Hydro |  | PJM_COMD | Illinois | 17 | LaSalle | 99 | 17099 | 2.6 | 0 | 2024 | 9999 |  |  | N | Hydro | [13 empty] | 0 | 0 | 0 | 0 | [11 empty] | Marseilles Land & Water Co | 100 | Marseilles Land & Water Co | 100 | Non-regulated
Marseilles Lock and Dam Hydro | 58903_G_UNIT2 | 58903 | G | UNIT2 |  | Hydro |  | PJM_COMD | Illinois | 17 | LaSalle | 99 | 17099 | 2.6 | 0 | 2024 | 9999 |  |  | N | Hydro | [13 empty] | 0 | 0 | 0 | 0 | [11 empty] | Marseilles Land & Water Co | 100 | Marseilles Land & Water Co | 100 | Non-regulated
Marseilles Lock and Dam Hydro | 58903_G_UNIT3 | 58903 | G | UNIT3 |  | Hydro |  | PJM_COMD | Illinois | 17 | LaSalle | 99 | 17099 | 2.6 | 0 | 2024 | 9999 |  |  | N | Hydro | [13 empty] | 0 | 0 | 0 | 0 | [11 empty] | Marseilles Land & Water Co | 100 | Marseilles Land & Water Co | 100 | Non-regulated
Marseilles Lock and Dam Hydro | 58903_G_UNIT4 | 58903 | G | UNIT4 |  | Hydro |  | PJM_COMD | Illinois | 17 | LaSalle | 99 | 17099 | 2.6 | 0 | 2024 | 9999 |  |  | N | Hydro | [13 empty] | 0 | 0 | 0 | 0 | [11 empty] | Marseilles Land & Water Co | 100 | Marseilles Land & Water Co | 100 | Non-regulated
Fourmile Ridge | 58904_G_1 | 58904 | G | 1 |  | Onshore Wind |  | PJM_AP | Maryland | 24 | Garrett | 23 | 24023 | 40 | 0 | 2014 | 9999 |  |  | N | Wind | [13 empty] | 0 | 0 | 0 | 0 | [11 empty] | Fourmile Wind Energy LLC | 100 | Synergics Inc | 100 | Non-regulated
Valley Center 1 | 58906_G_VC1 | 58906 | G | VC1 |  | Solar PV |  | WEC_SDGE | California | 6 | San Diego | 73 | 06073 | 2.5 | 0 | 2013 | 9999 |  |  | N | Solar | [13 empty] | 0 | 0 | 0 | 0 | [11 empty] | Sol Orchard San Diego 22 LLC | 100 | Macquarie Bank Limited | 100 | Non-regulated
Valley Center 2 | 58907_G_VC2 | 58907 | G | VC2 |  | Solar PV |  | WEC_SDGE | California | 6 | San Diego | 73 | 06073 | 5 | 0 | 2013 | 9999 |  |  | N | Solar | [13 empty] | 0 | 0 | 0 | 0 | [11 empty] | Sol Orchard San Diego 23 LLC | 100 | Macquarie Bank Limited | 100 | Non-regulated
Beebe 1B | 58908_G_1 | 58908 | G | 1 |  | Onshore Wind |  | MIS_LMI | Michigan | 26 | Gratiot | 57 | 26057 | 50.4 | 0 | 2014 | 9999 |  |  | N | Wind | [13 empty] | 0 | 0 | 0 | 0 | [11 empty] | Beebe 1B Renewable Energy LLC | 100 | Exelon Corp | 100 | Non-regulated
Ramona 1 | 58909_G_RAM1 | 58909 | G | RAM1 |  | Solar PV |  | WEC_SDGE | California | 6 | San Diego | 73 | 06073 | 2 | 0 | 2013 | 9999 |  |  | N | Solar | [13 empty] | 0 | 0 | 0 | 0 | [11 empty] | Sol Orchard San Diego 20 LLC | 100 | Macquarie Bank Limited | 100 | Non-regulated
Ramona 2 | 58911_G_RAM2 | 58911 | G | RAM2 |  | Solar PV |  | WEC_SDGE | California | 6 | San Diego | 73 | 06073 | 5 | 0 | 2013 | 9999 |  |  | N | Solar | [13 empty] | 0 | 0 | 0 | 0 | [11 empty] | Sol Orchard San Diego 21 LLC | 100 | Macquarie Bank Limited | 100 | Non-regulated
Santa Fe Springs Rooftop Solar BLDG M | 58912_G_1 | 58912 | G | 1 |  | Solar PV |  | WEC_LADW | California | 6 | Los Angeles | 37 | 06037 | 1.8 | 0 | 2015 | 9999 |  |  | N | Solar | [13 empty] | 0 | 0 | 0 | 0 | [11 empty] | Golden Springs Development Co LLC | 100 | Golden Springs Development Co LLC | 100 | Non-regulated
Santa Fe Springs Rooftop Solar BLDG H | 58913_G_1 | 58913 | G | 1 |  | Solar PV |  | WEC_LADW | California | 6 | Los Angeles | 37 | 06037 | 1.5 | 0 | 2015 | 9999 |  |  | N | Solar | [13 empty] | 0 | 0 | 0 | 0 | [11 empty] | Golden Springs Development Co LLC | 100 | Golden Springs Development Co LLC | 100 | Non-regulated
MCAGCC Cogen Plant | 58914_G_CG1 | 58914 | G | CG1 |  | Combustion Turbine |  | WECC_SCE | California | 6 | San Bernardino | 71 | 06071 | 7 | 8700 | 2003 | 9999 |  |  | Y | Natural Gas, Distillate Fuel Oil | [13 empty] | 0.79549 | 0.79549 | 0.79549 | 0.79549 | [11 empty] | USMC Air Ground Combat Center | 100 | US Marine Corps | 100 | Non-regulated
MCAGCC Cogen Plant | 58914_G_CG100 | 58914 | G | CG100 |  | Combustion Turbine |  | WECC_SCE | California | 6 | San Bernardino | 71 | 06071 | 4.6 | 25000 | 2014 | 9999 |  |  | Y | Natural Gas | [13 empty] | 0.79549 | 0.79549 | 0.79549 | 0.79549 | [11 empty] | USMC Air Ground Combat Center | 100 | US Marine Corps | 100 | Non-regulated
MCAGCC Cogen Plant | 58914_G_CG200 | 58914 | G | CG200 |  | Combustion Turbine |  | WECC_SCE | California | 6 | San Bernardino | 71 | 06071 | 4.6 | 25000 | 2014 | 9999 |  |  | Y | Natural Gas | [13 empty] | 0.79549 | 0.79549 | 0.79549 | 0.79549 | [11 empty] | USMC Air Ground Combat Center | 100 | US Marine Corps | 100 | Non-regulated
Copper Mountain Solar 3 | 58915_G_1 | 58915 | G | 1 |  | Solar PV |  | WECC_SNV | Nevada | 32 | Clark | 3 | 32003 | 26 | 0 | 2014 | 9999 |  |  | N | Solar | [13 empty] | 0 | 0 | 0 | 0 | [11 empty] | Copper Mountain Solar 3 LLC | 100 | Sempra Energy | 100 | Non-regulated
Copper Mountain Solar 3 | 58915_G_10 | 58915 | G | 10 |  | Solar PV |  | WECC_SNV | Nevada | 32 | Clark | 3 | 32003 | 21 | 0 | 2015 | 9999 |  |  | N | Solar | [13 empty] | 0 | 0 | 0 | 0 | [11 empty] | Copper Mountain Solar 3 LLC | 100 | Sempra Energy | 100 | Non-regulated
Copper Mountain Solar 3 | 58915_G_2 | 58915 | G | 2 |  | Solar PV |  | WECC_SNV | Nevada | 32 | Clark | 3 | 32003 | 27 | 0 | 2014 | 9999 |  |  | N | Solar | [13 empty] | 0 | 0 | 0 | 0 | [11 empty] | Copper Mountain Solar 3 LLC | 100 | Sempra Energy | 100 | Non-regulated
Copper Mountain Solar 3 | 58915_G_3 | 58915 | G | 3 |  | Solar PV |  | WECC_SNV | Nevada | 32 | Clark | 3 | 32003 | 26 | 0 | 2014 | 9999 |  |  | N | Solar | [13 empty] | 0 | 0 | 0 | 0 | [11 empty] | Copper Mountain Solar 3 LLC | 100 | Sempra Energy | 100 | Non-regulated
Copper Mountain Solar 3 | 58915_G_4 | 58915 | G | 4 |  | Solar PV |  | WECC_SNV | Nevada | 32 | Clark | 3 | 32003 | 28 | 0 | 2014 | 9999 |  |  | N | Solar | [13 empty] | 0 | 0 | 0 | 0 | [11 empty] | Copper Mountain Solar 3 LLC | 100 | Sempra Energy | 100 | Non-regulated
Copper Mountain Solar 3 | 58915_G_5 | 58915 | G | 5 |  | Solar PV |  | WECC_SNV | Nevada | 32 | Clark | 3 | 32003 | 25 | 0 | 2014 | 9999 |  |  | N | Solar | [13 empty] | 0 | 0 | 0 | 0 | [11 empty] | Copper Mountain Solar 3 LLC | 100 | Sempra Energy | 100 | Non-regulated
Copper Mountain Solar 3 | 58915_G_6 | 58915 | G | 6 |  | Solar PV |  | WECC_SNV | Nevada | 32 | Clark | 3 | 32003 | 26 | 0 | 2014 | 9999 |  |  | N | Solar | [13 empty] | 0 | 0 | 0 | 0 | [11 empty] | Copper Mountain Solar 3 LLC | 100 | Sempra Energy | 100 | Non-regulated
Copper Mountain Solar 3 | 58915_G_7 | 58915 | G | 7 |  | Solar PV |  | WECC_SNV | Nevada | 32 | Clark | 3 | 32003 | 26 | 0 | 2014 | 9999 |  |  | N | Solar | [13 empty] | 0 | 0 | 0 | 0 | [11 empty] | Copper Mountain Solar 3 LLC | 100 | Sempra Energy | 100 | Non-regulated
Copper Mountain Solar 3 | 58915_G_8 | 58915 | G | 8 |  | Solar PV |  | WECC_SNV | Nevada | 32 | Clark | 3 | 32003 | 26 | 0 | 2014 | 9999 |  |  | N | Solar | [13 empty] | 0 | 0 | 0 | 0 | [11 empty] | Copper Mountain Solar 3 LLC | 100 | Sempra Energy | 100 | Non-regulated
Copper Mountain Solar 3 | 58915_G_9 | 58915 | G | 9 |  | Solar PV |  | WECC_SNV | Nevada | 32 | Clark | 3 | 32003 | 24 | 0 | 2015 | 9999 |  |  | N | Solar | [13 empty] | 0 | 0 | 0 | 0 | [11 empty] | Copper Mountain Solar 3 LLC | 100 | Sempra Energy | 100 | Non-regulated
Tioga Solar Morris County 1 LLC | 58917_G_MMIR | 58917 | G | MMIR |  | Solar PV |  | PJM_EMAC | New Jersey | 34 | Morris | 27 | 34027 | 1 | 0 | 2011 | 9999 |  |  | N | Solar | [13 empty] | 0 | 0 | 0 | 0 | [11 empty] | sPower | 100 | AES Corp (The) | 100 | Non-regulated
2081 Terzian Solar Project | 58918_G_2081 | 58918 | G | 2081 |  | Solar PV |  | WEC_CALN | California | 6 | Fresno | 19 | 06019 | 1.2 | 0 | 2014 | 9999 |  |  | N | Solar | [13 empty] | 0 | 0 | 0 | 0 | [11 empty] | Pristine Sun Fund 2 LLC | 100 | Veresen Inc | 100 | Non-regulated
2127 Harris Solar Project | 58919_G_2127 | 58919 | G | 2127 |  | Solar PV |  | WEC_CALN | California | 6 | Butte | 7 | 06007 | 1.3 | 0 | 2014 | 9999 |  |  | N | Solar | [13 empty] | 0 | 0 | 0 | 0 | [11 empty] | Pristine Sun Fund 2 LLC | 100 | Veresen Inc | 100 | Non-regulated
2097 Helton Solar Project | 58920_G_2097 | 58920 | G | 2097 |  | Solar PV |  | WEC_CALN | California | 6 | Merced | 47 | 06047 | 1.5 | 0 | 2014 | 9999 |  |  | N | Solar | [13 empty] | 0 | 0 | 0 | 0 | [11 empty] | Pristine Sun Fund 2 LLC | 100 | Veresen Inc | 100 | Non-regulated
Napoleon Biogas | 58921_G_GEN1 | 58921 | G | GEN1 |  | Non-Fossil Waste |  | PJM_ATSI | Ohio | 39 | Henry | 69 | 39069 | 1.2 | 13500 | 2013 | 9999 |  |  | N | Non-Fossil Waste | [13 empty] | 0 | 0 | 0 | 0 | [11 empty] | Napoleon Biogas LLC | 100 | CH4 Biogas LLC | 100 | Non-regulated
Napoleon Biogas | 58921_G_GEN2 | 58921 | G | GEN2 |  | Combustion Turbine | IC Engine | PJM_ATSI | Ohio | 39 | Henry | 69 | 39069 | 1.2 | 13500 | 2013 | 9999 |  |  | N | Natural Gas | [13 empty] | 1.061 | 1.061 | 1.061 | 1.061 | [11 empty] | Napoleon Biogas LLC | 100 | CH4 Biogas LLC | 100 | Non-regulated
Sugar Creek Wind One LLC | 58924_G_SUG1 | 58924 | G | SUG1 |  | Onshore Wind |  | MIS_IL | Illinois | 17 | Logan | 107 | 17107 | 202 | 0 | 2020 | 9999 |  |  | N | Wind | [13 empty] | 0 | 0 | 0 | 0 | [11 empty] | Sugar Creek Wind One LLC | 100 | Sugar Creek Wind One LLC | 100 | Non-regulated
Lincoln Land Wind | 58925_G_SAN1 | 58925 | G | SAN1 |  | Onshore Wind |  | MIS_IL | Illinois | 17 | Sangamon | 167 | 17167 | 302 | 0 | 2021 | 9999 |  |  | N | Wind | [13 empty] | 0 | 0 | 0 | 0 | [11 empty] | Lincoln Land Wind, LLC | 100 | Lincoln Land Wind, LLC | 100 | Non-regulated
Story City Wind Project | 58927_G_WT01 | 58927 | G | WT01 |  | Onshore Wind |  | MIS_MIDA | Iowa | 19 | Story | 169 | 19169 | 1.5 | 0 | 2010 | 9999 |  |  | N | Wind | [13 empty] | 0 | 0 | 0 | 0 | [11 empty] | Hamilton Wind Energy LLC | 100 | Hamilton Wind Energy LLC | 100 | Non-regulated
Melrose 2 | 58929_G_12286 | 58929 | G | 12286 |  | Combustion Turbine | IC Engine | MIS_MNWI | Minnesota | 27 | Stearns | 145 | 27145 | 0.9 | 25000 | 2014 | 9999 |  |  | N | Distillate Fuel Oil | [13 empty] | 1.6498 | 1.6498 | 1.6498 | 1.6498 | [11 empty] | Melrose Public Utilities | 100 | Melrose Public Utilities | 100 | Regulated
Traer Wind Project | 58932_G_WT01 | 58932 | G | WT01 |  | Onshore Wind |  | MIS_MIDA | Iowa | 19 | Tama | 171 | 19171 | 1.5 | 0 | 2010 | 9999 |  |  | N | Wind | [13 empty] | 0 | 0 | 0 | 0 | [11 empty] | Norsemen Wind Energy LLC | 100 | Norsemen Wind Energy LLC | 100 | Regulated
Shell Chemical Appalachia LLC | 58933_G_GTG1 | 58933 | G | GTG1 |  | Combined Cycle |  | PJM_ATSI | Pennsylvania | 42 | Beaver | 7 | 42007 | 37.1 | 6590 | 2021 | 9999 |  |  | Y | Natural Gas |  |  |  | DLNB | SCR | [8 empty] | 0.011 | 0.011 | 0.011 | 0.011 | [11 empty] | Shell Chemical Appalachia LLC | 100 | Royal Dutch Shell plc | 100 | Non-regulated
Shell Chemical Appalachia LLC | 58933_G_GTG2 | 58933 | G | GTG2 |  | Combined Cycle |  | PJM_ATSI | Pennsylvania | 42 | Beaver | 7 | 42007 | 37.1 | 6590 | 2021 | 9999 |  |  | Y | Natural Gas |  |  |  | DLNB | SCR | [8 empty] | 0.011 | 0.011 | 0.011 | 0.011 | [11 empty] | Shell Chemical Appalachia LLC | 100 | Royal Dutch Shell plc | 100 | Non-regulated
Shell Chemical Appalachia LLC | 58933_G_GTG3 | 58933 | G | GTG3 |  | Combined Cycle |  | PJM_ATSI | Pennsylvania | 42 | Beaver | 7 | 42007 | 37.1 | 6590 | 2021 | 9999 |  |  | Y | Natural Gas |  |  |  | DLNB | SCR | [8 empty] | 0.011 | 0.011 | 0.011 | 0.011 | [11 empty] | Shell Chemical Appalachia LLC | 100 | Royal Dutch Shell plc | 100 | Non-regulated
Shell Chemical Appalachia LLC | 58933_G_STG1 | 58933 | G | STG1 |  | Combined Cycle |  | PJM_ATSI | Pennsylvania | 42 | Beaver | 7 | 42007 | 72.7 | 6590 | 2021 | 9999 |  |  | Y | Natural Gas |  |  |  |  | SCR | [8 empty] | 0.011 | 0.011 | 0.011 | 0.011 | [11 empty] | Shell Chemical Appalachia LLC | 100 | Royal Dutch Shell plc | 100 | Non-regulated
Shell Chemical Appalachia LLC | 58933_G_STG2 | 58933 | G | STG2 |  | Combined Cycle |  | PJM_ATSI | Pennsylvania | 42 | Beaver | 7 | 42007 | 72.7 | 6590 | 2021 | 9999 |  |  | Y | Natural Gas |  |  |  |  | SCR | [8 empty] | 0.011 | 0.011 | 0.011 | 0.011 | [11 empty] | Shell Chemical Appalachia LLC | 100 | Royal Dutch Shell plc | 100 | Non-regulated
Integrys MA Solar, LLC - Ashburnham Site | 58934_G_ASH10 | 58934 | G | ASH10 |  | Solar PV |  | NENGREST | Massachusetts | 25 | Worcester | 27 | 25027 | 0.3 | 0 | 2013 | 9999 |  |  | N | Solar | [13 empty] | 0 | 0 | 0 | 0 | [11 empty] | Integrys MA Solar LLC | 100 | WEC Energy Group Inc | 100 | Non-regulated
Integrys MA Solar, LLC - Ashburnham Site | 58934_G_ASH-R | 58934 | G | ASH-R |  | Solar PV |  | NENGREST | Massachusetts | 25 | Worcester | 27 | 25027 | 2.6 | 0 | 2013 | 9999 |  |  | N | Solar | [13 empty] | 0 | 0 | 0 | 0 | [11 empty] | Integrys MA Solar LLC | 100 | WEC Energy Group Inc | 100 | Non-regulated
Open View Solar Farm | 58935_G_PV | 58935 | G | PV |  | Solar PV |  | NENGREST | Vermont | 50 | Addison | 1 | 50001 | 1.9 | 0 | 2013 | 9999 |  |  | N | Solar | [13 empty] | 0 | 0 | 0 | 0 | [11 empty] | Cross Pollination Inc | 100 | Paul Lekstutis | 100 | Non-regulated
Walpole Solar 2 | 58936_G_WLPL1 | 58936 | G | WLPL1 |  | Solar PV |  | NENGREST | Massachusetts | 25 | Norfolk | 21 | 25021 | 2.4 | 0 | 2014 | 9999 |  |  | N | Solar | [13 empty] | 0 | 0 | 0 | 0 | [11 empty] | Walpole Solar 2 LLC | 100 | Soltage LLC | 100 | Non-regulated
Gardner Solar 1 | 58937_G_GRDN1 | 58937 | G | GRDN1 |  | Solar PV |  | NENGREST | Massachusetts | 25 | Worcester | 27 | 25027 | 2 | 0 | 2014 | 9999 |  |  | N | Solar | [13 empty] | 0 | 0 | 0 | 0 | [11 empty] | Gardner Solar 1 LLC | 100 | National Grid Plc | 100 | Non-regulated
Origin Wind | 58938_G_WT | 58938 | G | WT |  | Onshore Wind |  | SPP_WEST | Oklahoma | 40 | Murray | 99 | 40099 | 150 | 0 | 2014 | 9999 |  |  | N | Wind | [13 empty] | 0 | 0 | 0 | 0 | [11 empty] | Origin Wind Energy LLC | 100 | Enel SpA | 100 | Non-regulated
Anderson Wind I | 58939_G_AND1 | 58939 | G | AND1 |  | Onshore Wind |  | SPP_SPS | New Mexico | 35 | Chaves | 5 | 35005 | 5 | 0 | 2014 | 9999 |  |  | N | Wind | [13 empty] | 0 | 0 | 0 | 0 | [11 empty] | Anderson Wind I LLC | 100 | BayWa AG | 100 | Non-regulated
Anderson Wind II | 58940_G_AND2 | 58940 | G | AND2 |  | Onshore Wind |  | SPP_SPS | New Mexico | 35 | Chaves | 5 | 35005 | 10 | 0 | 2014 | 9999 |  |  | N | Wind | [13 empty] | 0 | 0 | 0 | 0 | [11 empty] | Anderson Wind II LLC | 100 | BayWa AG | 100 | Non-regulated
Icebreaker Offshore Wind Farm | 58941_G_WTG1 | 58941 | G | WTG1 |  | Offshore Wind |  | PJM_ATSI | Ohio | 39 | Cuyahoga | 35 | 39035 | 3.4 | 0 | 2025 | 9999 |  |  | N | Wind | [11 empty] | 0 |  | 0 | 0 | 0 | 0 | [11 empty] | Lake Erie Energy Development Corp | 100 | Lake Erie Energy Development Corp | 100 | Non-regulated
Icebreaker Offshore Wind Farm | 58941_G_WTG2 | 58941 | G | WTG2 |  | Offshore Wind |  | PJM_ATSI | Ohio | 39 | Cuyahoga | 35 | 39035 | 3.4 | 0 | 2025 | 9999 |  |  | N | Wind | [11 empty] | 0 |  | 0 | 0 | 0 | 0 | [11 empty] | Lake Erie Energy Development Corp | 100 | Lake Erie Energy Development Corp | 100 | Non-regulated
Icebreaker Offshore Wind Farm | 58941_G_WTG3 | 58941 | G | WTG3 |  | Offshore Wind |  | PJM_ATSI | Ohio | 39 | Cuyahoga | 35 | 39035 | 3.4 | 0 | 2025 | 9999 |  |  | N | Wind | [11 empty] | 0 |  | 0 | 0 | 0 | 0 | [11 empty] | Lake Erie Energy Development Corp | 100 | Lake Erie Energy Development Corp | 100 | Non-regulated
Icebreaker Offshore Wind Farm | 58941_G_WTG4 | 58941 | G | WTG4 |  | Offshore Wind |  | PJM_ATSI | Ohio | 39 | Cuyahoga | 35 | 39035 | 3.4 | 0 | 2025 | 9999 |  |  | N | Wind | [11 empty] | 0 |  | 0 | 0 | 0 | 0 | [11 empty] | Lake Erie Energy Development Corp | 100 | Lake Erie Energy Development Corp | 100 | Non-regulated
Icebreaker Offshore Wind Farm | 58941_G_WTG5 | 58941 | G | WTG5 |  | Offshore Wind |  | PJM_ATSI | Ohio | 39 | Cuyahoga | 35 | 39035 | 3.4 | 0 | 2025 | 9999 |  |  | N | Wind | [11 empty] | 0 |  | 0 | 0 | 0 | 0 | [11 empty] | Lake Erie Energy Development Corp | 100 | Lake Erie Energy Development Corp | 100 | Non-regulated
Icebreaker Offshore Wind Farm | 58941_G_WTG6 | 58941 | G | WTG6 |  | Offshore Wind |  | PJM_ATSI | Ohio | 39 | Cuyahoga | 35 | 39035 | 3.4 | 0 | 2025 | 9999 |  |  | N | Wind | [11 empty] | 0 |  | 0 | 0 | 0 | 0 | [11 empty] | Lake Erie Energy Development Corp | 100 | Lake Erie Energy Development Corp | 100 | Non-regulated
Rockville Solar I LLC | 58942_G_RVSI | 58942 | G | RVSI |  | Solar PV |  | MIS_INKY | Indiana | 18 | Marion | 97 | 18097 | 2.8 | 0 | 2014 | 9999 |  |  | N | Solar | [13 empty] | 0 | 0 | 0 | 0 | [11 empty] | Rockville Solar I LLC | 100 | Greenbacker Renewable Energy Corp | 100 | Non-regulated
Halifax | 58943_G_1 | 58943 | G | 1 |  | Solar PV |  | PJM_Dom | North Carolina | 37 | Halifax | 83 | 37083 | 20 | 0 | 2014 | 9999 |  |  | N | Solar | [13 empty] | 0 | 0 | 0 | 0 | [11 empty] | Duke Energy Renewables NC Solar LLC | 100 | Duke Energy Corp | 100 | Non-regulated
Ameresco Dallas LLC | 58946_G_ENG1 | 58946 | G | ENG1 |  | Landfill Gas |  | ERC_REST | Texas | 48 | Dallas | 113 | 48113 | 1.4 | 13500 | 2011 | 9999 |  |  | N | Landfill Gas | [13 empty] | 0.08961 | 0.08961 | 0.08961 | 0.08961 | [11 empty] | Ameresco Dallas LLC | 100 | Ameresco Inc | 100 | Non-regulated
Ameresco Dallas LLC | 58946_G_ENG2 | 58946 | G | ENG2 |  | Landfill Gas |  | ERC_REST | Texas | 48 | Dallas | 113 | 48113 | 1.4 | 13500 | 2011 | 9999 |  |  | N | Landfill Gas | [13 empty] | 0.08961 | 0.08961 | 0.08961 | 0.08961 | [11 empty] | Ameresco Dallas LLC | 100 | Ameresco Inc | 100 | Non-regulated
Ameresco Dallas LLC | 58946_G_ENG3 | 58946 | G | ENG3 |  | Landfill Gas |  | ERC_REST | Texas | 48 | Dallas | 113 | 48113 | 1.4 | 13500 | 2011 | 9999 |  |  | N | Landfill Gas | [13 empty] | 0.08961 | 0.08961 | 0.08961 | 0.08961 | [11 empty] | Ameresco Dallas LLC | 100 | Ameresco Inc | 100 | Non-regulated
Bristol Myers Squibb Lawrenceville | 58947_G_DG101 | 58947 | G | DG101 |  | Combustion Turbine | IC Engine | PJM_EMAC | New Jersey | 34 | Mercer | 21 | 34021 | 0.9 | 25000 | 1991 | 9999 |  |  | N | Distillate Fuel Oil | [13 empty] | 1.6498 | 1.6498 | 1.6498 | 1.6498 | [11 empty] | Bristol Myers Squibb Co | 100 | Bristol Myers Squibb Co | 100 | Non-regulated
Bristol Myers Squibb Lawrenceville | 58947_G_TG101 | 58947 | G | TG101 |  | Combustion Turbine |  | PJM_EMAC | New Jersey | 34 | Mercer | 21 | 34021 | 4 | 17075 | 1995 | 9999 |  |  | N | Natural Gas, Distillate Fuel Oil | [13 empty] | 0.23894 | 0.23894 | 0.23894 | 0.23894 | [11 empty] | Bristol Myers Squibb Co | 100 | Bristol Myers Squibb Co | 100 | Non-regulated
Bristol Myers Squibb Lawrenceville | 58947_G_TG102 | 58947 | G | TG102 |  | Combustion Turbine |  | PJM_EMAC | New Jersey | 34 | Mercer | 21 | 34021 | 5.4 | 9905 | 2021 | 9999 |  |  | Y | Natural Gas, Distillate Fuel Oil | [13 empty] | 0.011 | 0.011 | 0.011 | 0.011 | [11 empty] | Bristol-Myers Squibb Co | 100 | Bristol-Myers Squibb Co | 100 | Non-regulated
Cloverdale Solar I | 58949_G_TBD | 58949 | G | TBD |  | Solar PV |  | WEC_CALN | California | 6 | Sonoma | 97 | 06097 | 1.5 | 0 | 2014 | 9999 |  |  | N | Solar | [13 empty] | 0 | 0 | 0 | 0 | [11 empty] | GLT Cloverdale Solar LLC | 100 | BAP Power Corp | 100 | Non-regulated
Delilah Road Landfill | 58951_G_DRLS | 58951 | G | DRLS |  | Solar PV |  | PJM_EMAC | New Jersey | 34 | Atlantic | 1 | 34001 | 8.5 | 0 | 2016 | 9999 |  |  | N | Solar | [13 empty] | 0 | 0 | 0 | 0 | [11 empty] | Clean Capital Partners LLC | 100 | Clean Capital Partners LLC | 100 | Non-regulated
Dessie Solar Center LLC | 58952_G_DESS | 58952 | G | DESS |  | Solar PV |  | S_VACA | North Carolina | 37 | Columbus | 47 | 37047 | 4.8 | 0 | 2014 | 9999 |  |  | N | Solar | [13 empty] | 0 | 0 | 0 | 0 | [11 empty] | Dessie Solar Center LLC | 100 | Brookfield Asset Management Inc | 100 | Non-regulated
Rockville Solar II, LLC | 58953_G_RVSII | 58953 | G | RVSII |  | Solar PV |  | MIS_INKY | Indiana | 18 | Marion | 97 | 18097 | 2.7 | 0 | 2014 | 9999 |  |  | N | Solar | [13 empty] | 0 | 0 | 0 | 0 | [11 empty] | Rockville Solar II LLC | 100 | Greenbacker Renewable Energy Corp | 100 | Non-regulated
Intel Folsom Phase 2 | 58954_G_PV | 58954 | G | PV |  | Solar PV |  | WEC_BANC | California | 6 | Sacramento | 67 | 06067 | 1 | 0 | 2012 | 9999 |  |  | N | Solar | [13 empty] | 0 | 0 | 0 | 0 | [11 empty] | SolarCity LMC Series I LLC | 100 | SolarCity Corp | 100 | Non-regulated
BearPond Solar Center LLC | 58955_G_BEAR | 58955 | G | BEAR |  | Solar PV |  | S_VACA | North Carolina | 37 | Vance | 181 | 37181 | 4.8 | 0 | 2014 | 9999 |  |  | N | Solar | [13 empty] | 0 | 0 | 0 | 0 | [11 empty] | Bearpond Solar Center LLC | 100 | SunEdison | 100 | Non-regulated
Shankle Solar Center LLC | 58956_G_SHAN | 58956 | G | SHAN |  | Solar PV |  | S_VACA | North Carolina | 37 | Hoke | 93 | 37093 | 4.8 | 0 | 2015 | 9999 |  |  | N | Solar | [13 empty] | 0 | 0 | 0 | 0 | [11 empty] | Shankle Solar Center LLC | 100 | SunEdison | 100 | Non-regulated
Graham Solar Center LLC | 58957_G_GRAH | 58957 | G | GRAH |  | Solar PV |  | S_VACA | North Carolina | 37 | Columbus | 47 | 37047 | 4.8 | 0 | 2014 | 9999 |  |  | N | Solar | [13 empty] | 0 | 0 | 0 | 0 | [11 empty] | Graham Solar Center LLC | 100 | SunEdison | 100 | Non-regulated
Camelot Wind LLC | 58958_G_CMLTW | 58958 | G | CMLTW |  | Onshore Wind |  | NENGREST | Massachusetts | 25 | Plymouth | 23 | 25023 | 1.5 | 0 | 2012 | 9999 |  |  | N | Wind | [13 empty] | 0 | 0 | 0 | 0 | [11 empty] | Camelot Wind LLC | 100 | Camelot Wind LLC | 100 | Non-regulated
Butler Solar Power Project | 58959_G_BSF1 | 58959 | G | BSF1 |  | Solar PV |  | SPP_N | Missouri | 29 | Bates | 13 | 29013 | 2.8 | 0 | 2014 | 9999 |  |  | N | Solar | [13 empty] | 0 | 0 | 0 | 0 | [11 empty] | MCP Butler LP | 100 | MC Power Companies | 100 | Regulated
Oregon University System OIT Klamath Falls | 58961_G_PV | 58961 | G | PV |  | Solar PV |  | WECC_PNW | Oregon | 41 | Klamath | 35 | 41035 | 1.7 | 0 | 2014 | 9999 |  |  | N | Solar | [13 empty] | 0 | 0 | 0 | 0 | [11 empty] | Mound Solar Owner VI LLC | 100 | SolarCity Corp | 100 | Non-regulated
Las Virgenes Municipal Water District | 58963_G_PV | 58963 | G | PV |  | Solar PV |  | WEC_LADW | California | 6 | Los Angeles | 37 | 06037 | 1 | 0 | 2014 | 9999 |  |  | N | Solar | [13 empty] | 0 | 0 | 0 | 0 | [11 empty] | SolarCity Corp | 100 | Tesla Inc | 100 | Non-regulated
Technology Drive Solar | 58964_G_PV1 | 58964 | G | PV1 |  | Solar PV |  | NENGREST | Vermont | 50 | Windham | 25 | 50025 | 2 | 0 | 2014 | 9999 |  |  | N | Solar | [13 empty] | 0 | 0 | 0 | 0 | [11 empty] | We 90 Technology Drive LLC | 100 | We 90 Technology Drive LLC | 100 | Non-regulated
Thunder Spirit Wind, LLC | 58965_G_2 | 58965 | G | 2 |  | Onshore Wind |  | MIS_MAPP | North Dakota | 38 | Adams | 1 | 38001 | 48 | 0 | 2018 | 9999 |  |  | N | Wind | [13 empty] | 0 | 0 | 0 | 0 | [11 empty] | MDU Resources Group Inc | 100 | MDU Resources Group Inc | 100 | Regulated
Thunder Spirit Wind, LLC | 58965_G_THNDR | 58965 | G | THNDR |  | Onshore Wind |  | MIS_MAPP | North Dakota | 38 | Adams | 1 | 38001 | 107.5 | 0 | 2015 | 9999 |  |  | N | Wind | [13 empty] | 0 | 0 | 0 | 0 | [11 empty] | MDU Resources Group Inc | 100 | MDU Resources Group Inc | 100 | Regulated
Fairfield Wind | 58966_G_T 1-6 | 58966 | G | T 1-6 |  | Onshore Wind |  | WECC_MT | Montana | 30 | Teton | 99 | 30099 | 10 | 0 | 2014 | 9999 |  |  | N | Wind | [13 empty] | 0 | 0 | 0 | 0 | [11 empty] | Greenbacker Renewable Energy Co LLC | 100 | Greenbacker Renewable Energy Corp | 100 | Non-regulated
Fort Huachuca Solar PV Project | 58972_G_FHUA2 | 58972 | G | FHUA2 |  | Solar PV |  | WECC_AZ | Arizona | 4 | Cochise | 3 | 04003 | 4.1 | 0 | 2017 | 9999 |  |  | N | Solar | [13 empty] | 0 | 0 | 0 | 0 | [11 empty] | Tucson Electric Power Co | 100 | Uns Energy Corp | 100 | Regulated
Fort Huachuca Solar PV Project | 58972_G_FHUAC | 58972 | G | FHUAC |  | Solar PV |  | WECC_AZ | Arizona | 4 | Cochise | 3 | 04003 | 13.6 | 0 | 2014 | 9999 |  |  | N | Solar | [13 empty] | 0 | 0 | 0 | 0 | [11 empty] | Tucson Electric Power Co | 100 | Uns Energy Corp | 100 | Regulated
White River Solar 2 | 58973_G_W2CA | 58973 | G | W2CA |  | Solar PV |  | WECC_SCE | California | 6 | Tulare | 107 | 06107 | 19.8 | 0 | 2014 | 9999 |  |  | N | Solar | [13 empty] | 0 | 0 | 0 | 0 | [11 empty] | CED White River Solar 2 LLC | 100 | Consolidated Edison Inc | 100 | Non-regulated
Fairview Farms Solar | 58974_G_PV1 | 58974 | G | PV1 |  | Solar PV |  | NENGREST | Massachusetts | 25 | Franklin | 11 | 25011 | 2.3 | 0 | 2014 | 9999 |  |  | N | Solar | [13 empty] | 0 | 0 | 0 | 0 | [11 empty] | Fairview Farms Solar LLC | 100 | Nugen Capital Management LLC | 100 | Non-regulated
Henrietta Solar Project | 58975_G_PV1 | 58975 | G | PV1 |  | Solar PV |  | WEC_CALN | California | 6 | Kings | 31 | 06031 | 100 | 0 | 2016 | 9999 |  |  | N | Solar | [13 empty] | 0 | 0 | 0 | 0 | [11 empty] | Parrey LLC | 51 | SunPower Corp | 51 | Non-regulated
Central Valley Ag Power | 58978_G_CVAP | 58978 | G | CVAP |  | Non-Fossil Waste |  | WEC_CALN | California | 6 | Stanislaus | 99 | 06099 | 1.5 | 19125 | 2014 | 9999 |  |  | N | Non-Fossil Waste | [13 empty] | 0 | 0 | 0 | 0 | [11 empty] | Central Valley Ag Power LLC | 100 | Central Valley Ag Power LLC | 100 | Non-regulated
Copenhagen Wind Farm | 58979_G_CPHGN | 58979 | G | CPHGN |  | Onshore Wind |  | NY_Z_C&E | New York | 36 | Lewis | 49 | 36049 | 79.9 | 0 | 2018 | 9999 |  |  | N | Wind | [13 empty] | 0 | 0 | 0 | 0 | [11 empty] | Copenhagen Wind Farm LLC | 100 | EDF Group | 100 | Non-regulated
Akron WRF | 58980_G_2G-1 | 58980 | G | 2G-1 |  | Non-Fossil Waste |  | PJM_ATSI | Ohio | 39 | Summit | 153 | 39153 | 0.6 | 12020 | 2014 | 9999 |  |  | Y | Non-Fossil Waste | [13 empty] | 0 | 0 | 0 | 0 | [11 empty] | Akron (City of) | 100 | Akron (City of) | 100 | Non-regulated
Akron WRF | 58980_G_2G-2 | 58980 | G | 2G-2 |  | Non-Fossil Waste |  | PJM_ATSI | Ohio | 39 | Summit | 153 | 39153 | 0.6 | 12020 | 2014 | 9999 |  |  | Y | Non-Fossil Waste | [13 empty] | 0 | 0 | 0 | 0 | [11 empty] | Akron (City of) | 100 | Akron (City of) | 100 | Non-regulated
Akron WRF | 58980_G_2G-3 | 58980 | G | 2G-3 |  | Non-Fossil Waste |  | PJM_ATSI | Ohio | 39 | Summit | 153 | 39153 | 0.6 | 12020 | 2014 | 9999 |  |  | Y | Non-Fossil Waste | [13 empty] | 0 | 0 | 0 | 0 | [11 empty] | Akron (City of) | 100 | Akron (City of) | 100 | Non-regulated
Broken Bow Wind II, LLC | 58981_G_BBII | 58981 | G | BBII |  | Onshore Wind |  | SPP_NEBR | Nebraska | 31 | Custer | 41 | 31041 | 73.1 | 0 | 2014 | 9999 |  |  | N | Wind | [13 empty] | 0 | 0 | 0 | 0 | [11 empty] | Broken Bow Wind II LLC | 100 | Consolidated Edison Inc | 100 | Non-regulated
RE Camelot LLC | 58983_G_1 | 58983 | G | 1 |  | Solar PV |  | WECC_SCE | California | 6 | Kern | 29 | 06029 | 45 | 0 | 2014 | 9999 |  |  | N | Solar | [13 empty] | 0 | 0 | 0 | 0 | [11 empty] | Dominion Resources Inc | 100 | Dominion Energy Inc | 100 | Non-regulated
RE Adams East, LLC | 58984_G_1 | 58984 | G | 1 |  | Solar PV |  | WEC_CALN | California | 6 | Fresno | 19 | 06019 | 19 | 0 | 2014 | 9999 |  |  | N | Solar | [13 empty] | 0 | 0 | 0 | 0 | [11 empty] | RE Adams East LLC | 100 | Dominion Energy Inc | 100 | Non-regulated
RE Kansas Solar, LLC | 58985_G_1 | 58985 | G | 1 |  | Solar PV |  | WEC_CALN | California | 6 | Kings | 31 | 06031 | 20 | 0 | 2014 | 9999 |  |  | N | Solar | [13 empty] | 0 | 0 | 0 | 0 | [11 empty] | Dominion Resources Inc | 100 | Dominion Energy Inc | 100 | Non-regulated
RE Old River One, LLC | 58986_G_1 | 58986 | G | 1 |  | Solar PV |  | WECC_SCE | California | 6 | Kern | 29 | 06029 | 20 | 0 | 2014 | 9999 |  |  | N | Solar | [13 empty] | 0 | 0 | 0 | 0 | [11 empty] | Dominion Resources Inc | 100 | Dominion Energy Inc | 100 | Non-regulated
Chokecherry and Sierra Madre Wind | 58987_G_I-A | 58987 | G | I-A |  | Onshore Wind |  | WECC_WY | Wyoming | 56 | Carbon | 7 | 56007 | 500 | 0 | 2025 | 9999 |  |  | N | Wind | [13 empty] | 0 | 0 | 0 | 0 | [11 empty] | Power Co of Wyoming LLC | 100 | Anschutz Co (The) | 100 | Non-regulated
Chokecherry and Sierra Madre Wind | 58987_G_I-B | 58987 | G | I-B |  | Onshore Wind |  | WECC_WY | Wyoming | 56 | Carbon | 7 | 56007 | 500 | 0 | 2025 | 9999 |  |  | N | Wind | [13 empty] | 0 | 0 | 0 | 0 | [11 empty] | Power Co of Wyoming LLC | 100 | Anschutz Co (The) | 100 | Non-regulated
Chokecherry and Sierra Madre Wind | 58987_G_I-C | 58987 | G | I-C |  | Onshore Wind |  | WECC_WY | Wyoming | 56 | Carbon | 7 | 56007 | 500 | 0 | 2025 | 9999 |  |  | N | Wind | [13 empty] | 0 | 0 | 0 | 0 | [11 empty] | Power Co of Wyoming LLC | 100 | Anschutz Co (The) | 100 | Non-regulated
Chokecherry and Sierra Madre Wind | 58987_G_II-A | 58987 | G | II-A |  | Onshore Wind |  | WECC_WY | Wyoming | 56 | Carbon | 7 | 56007 | 750 | 0 | 2026 | 9999 |  |  | N | Wind | [13 empty] | 0 | 0 | 0 | 0 | [11 empty] | Power Company of Wyoming LLC | 100 | Power Company of Wyoming LLC | 100 | Non-regulated
Chokecherry and Sierra Madre Wind | 58987_G_II-B | 58987 | G | II-B |  | Onshore Wind |  | WECC_WY | Wyoming | 56 | Carbon | 7 | 56007 | 750 | 0 | 2026 | 9999 |  |  | N | Wind | [13 empty] | 0 | 0 | 0 | 0 | [11 empty] | Power Company of Wyoming LLC | 100 | Power Company of Wyoming LLC | 100 | Non-regulated
RE Columbia Two, LLC | 58990_G_1 | 58990 | G | 1 |  | Solar PV |  | WECC_SCE | California | 6 | Kern | 29 | 06029 | 15 | 0 | 2014 | 9999 |  |  | N | Solar | [13 empty] | 0 | 0 | 0 | 0 | [11 empty] | Dominion Resources Inc | 100 | Dominion Energy Inc | 100 | Non-regulated
RE Kent South, LLC | 58991_G_1 | 58991 | G | 1 |  | Solar PV |  | WEC_CALN | California | 6 | Kings | 31 | 06031 | 20 | 0 | 2014 | 9999 |  |  | N | Solar | [13 empty] | 0 | 0 | 0 | 0 | [11 empty] | RE Kent South LLC | 100 | Dominion Energy Inc | 100 | Non-regulated
Dept of Corrections NCCI Wind | 58992_G_WND-1 | 58992 | G | WND-1 |  | Onshore Wind |  | NENGREST | Massachusetts | 25 | Worcester | 27 | 25027 | 1.7 | 0 | 2013 | 9999 |  |  | N | Wind | [13 empty] | 0 | 0 | 0 | 0 | [11 empty] | Massachusetts Dept of Corrections | 100 | Massachusetts Dept of Corrections | 100 | Non-regulated
Dept of Corrections NCCI Wind | 58992_G_WND-2 | 58992 | G | WND-2 |  | Onshore Wind |  | NENGREST | Massachusetts | 25 | Worcester | 27 | 25027 | 1.7 | 0 | 2013 | 9999 |  |  | N | Wind | [13 empty] | 0 | 0 | 0 | 0 | [11 empty] | Massachusetts Dept of Corrections | 100 | Massachusetts Dept of Corrections | 100 | Non-regulated
Breckinridge Wind Project LLC | 58994_G_BWP | 58994 | G | BWP |  | Onshore Wind |  | SPP_WEST | Oklahoma | 40 | Garfield | 47 | 40047 | 98.8 | 0 | 2015 | 9999 |  |  | N | Wind | [13 empty] | 0 | 0 | 0 | 0 | [11 empty] | Breckinridge Wind Project LLC | 100 | NextEra Energy Inc | 100 | Non-regulated
St. Olaf Wind Turbine | 58995_G_OLFWT | 58995 | G | OLFWT |  | Onshore Wind |  | MIS_MNWI | Minnesota | 27 | Rice | 131 | 27131 | 1.6 | 0 | 2006 | 9999 |  |  | N | Wind | [13 empty] | 0 | 0 | 0 | 0 | [11 empty] | St Olaf College | 100 | St Olaf College | 100 | Non-regulated
St. Olaf StandBy Generators | 58996_G_SBIC1 | 58996 | G | SBIC1 |  | Combustion Turbine | IC Engine | MIS_MNWI | Minnesota | 27 | Rice | 131 | 27131 | 0.4 | 12575 | 1999 | 9999 |  |  | N | Distillate Fuel Oil | [13 empty] | 1.6498 | 1.6498 | 1.6498 | 1.6498 | [11 empty] | St Olaf College | 100 | St Olaf College | 100 | Non-regulated
St. Olaf StandBy Generators | 58996_G_SBIC2 | 58996 | G | SBIC2 |  | Combustion Turbine | IC Engine | MIS_MNWI | Minnesota | 27 | Rice | 131 | 27131 | 1.7 | 12522 | 1999 | 9999 |  |  | N | Distillate Fuel Oil | [13 empty] | 1.6498 | 1.6498 | 1.6498 | 1.6498 | [11 empty] | St Olaf College | 100 | St Olaf College | 100 | Non-regulated
St. Olaf StandBy Generators | 58996_G_SBIC3 | 58996 | G | SBIC3 |  | Combustion Turbine | IC Engine | MIS_MNWI | Minnesota | 27 | Rice | 131 | 27131 | 1.7 | 12553 | 1999 | 9999 |  |  | N | Distillate Fuel Oil | [13 empty] | 1.6498 | 1.6498 | 1.6498 | 1.6498 | [11 empty] | St Olaf College | 100 | St Olaf College | 100 | Non-regulated
SRF Pulp Processing Facility | 58997_G_G1001 | 58997 | G | G1001 |  | Biomass |  | FRCC | Florida | 12 | Hendry | 51 | 12051 | 20 | 15307 | 2025 | 9999 |  |  | N | Biomass | [13 empty] | 0.02 | 0.02 | 0.02 | 0.02 | [11 empty] | Southeast Renewable Fuels LLC | 100 | Southeast Renewable Fuels LLC | 100 | Non-regulated
Goodwell Wind Project LLC | 58998_G_GWWP | 58998 | G | GWWP |  | Onshore Wind |  | SPP_SPS | Oklahoma | 40 | Texas | 139 | 40139 | 200 | 0 | 2015 | 9999 |  |  | N | Wind | [13 empty] | 0 | 0 | 0 | 0 | [11 empty] | Goodwell Wind Project LLC | 100 | Enel SpA | 100 | Non-regulated
Little Elk Wind Project LLC | 58999_G_LEWP | 58999 | G | LEWP |  | Onshore Wind |  | SPP_WEST | Oklahoma | 40 | Washita | 149 | 40149 | 74 | 0 | 2015 | 9999 |  |  | N | Wind | [13 empty] | 0 | 0 | 0 | 0 | [11 empty] | Little Elk Wind Project LLC | 100 | Enel SpA | 100 | Non-regulated
Parkland Landfill Solar | 59001_G_PARK | 59001 | G | PARK |  | Solar PV |  | PJM_EMAC | New Jersey | 34 | Burlington | 5 | 34005 | 7.8 | 0 | 2015 | 9999 |  |  | N | Solar | [13 empty] | 0 | 0 | 0 | 0 | [11 empty] | Public Service Electric & Gas Co | 100 | Public Service Enterprise Group Inc | 100 | Regulated
Carlsbad Energy Center | 59002_G_CEC 6 | 59002 | G | CEC 6 |  | Combustion Turbine |  | WEC_SDGE | California | 6 | San Diego | 73 | 06073 | 105.5 | 10745 | 2018 | 9999 |  |  | N | Natural Gas |  |  |  |  | SCR | [8 empty] | 0.011 | 0.011 | 0.011 | 0.011 | [11 empty] | Carlsbad Energy Center LLC | 100 | Global Infrastructure Partners | 100 | Non-regulated
Carlsbad Energy Center | 59002_G_CEC 7 | 59002 | G | CEC 7 |  | Combustion Turbine |  | WEC_SDGE | California | 6 | San Diego | 73 | 06073 | 105.5 | 10745 | 2018 | 9999 |  |  | N | Natural Gas |  |  |  |  | SCR | [8 empty] | 0.011 | 0.011 | 0.011 | 0.011 | [11 empty] | Carlsbad Energy Center LLC | 100 | Global Infrastructure Partners | 100 | Non-regulated
Carlsbad Energy Center | 59002_G_CEC 8 | 59002 | G | CEC 8 |  | Combustion Turbine |  | WEC_SDGE | California | 6 | San Diego | 73 | 06073 | 105.5 | 10745 | 2018 | 9999 |  |  | N | Natural Gas |  |  |  |  | SCR | [8 empty] | 0.011 | 0.011 | 0.011 | 0.011 | [11 empty] | Carlsbad Energy Center LLC | 100 | Global Infrastructure Partners | 100 | Non-regulated
Carlsbad Energy Center | 59002_G_CEC 9 | 59002 | G | CEC 9 |  | Combustion Turbine |  | WEC_SDGE | California | 6 | San Diego | 73 | 06073 | 105.5 | 10745 | 2018 | 9999 |  |  | N | Natural Gas |  |  |  |  | SCR | [8 empty] | 0.011 | 0.011 | 0.011 | 0.011 | [11 empty] | Carlsbad Energy Center LLC | 100 | Global Infrastructure Partners | 100 | Non-regulated
Carlsbad Energy Center | 59002_G_CEC10 | 59002 | G | CEC10 |  | Combustion Turbine |  | WEC_SDGE | California | 6 | San Diego | 73 | 06073 | 105.5 | 10745 | 2018 | 9999 |  |  | N | Natural Gas |  |  |  |  | SCR | [8 empty] | 0.011 | 0.011 | 0.011 | 0.011 | [11 empty] | Carlsbad Energy Center LLC | 100 | Global Infrastructure Partners | 100 | Non-regulated
Two Dot Wind Farm | 59003_G_1 | 59003 | G | 1 |  | Onshore Wind |  | WECC_MT | Montana | 30 | Wheatland | 107 | 30107 | 9.7 | 0 | 2014 | 9999 |  |  | N | Wind | [13 empty] | 0 | 0 | 0 | 0 | [11 empty] | Two Dot Wind Farm LLC | 100 | NorthWestern Corp | 100 | Regulated
Potomac Energy Center, LLC | 59004_G_GEN1 | 59004 | G | GEN1 | 91025 | Combined Cycle |  | PJM_Dom | Virginia | 51 | Loudoun | 107 | 51107 | 220 | 7050 | 2017 | 9999 |  |  | N | Natural Gas |  |  |  | DLNB | SCR | [8 empty] | 0.00462 | 0.00462 | 0.00462 | 0.00462 | [11 empty] | Panda Stonewall LLC | 100 | Panda Energy Intl Inc | 100 | Non-regulated
Potomac Energy Center, LLC | 59004_G_GEN2 | 59004 | G | GEN2 | 91026 | Combined Cycle |  | PJM_Dom | Virginia | 51 | Loudoun | 107 | 51107 | 220 | 7050 | 2017 | 9999 |  |  | N | Natural Gas |  |  |  | DLNB | SCR | [8 empty] | 0.00462 | 0.00462 | 0.00462 | 0.00462 | [11 empty] | Panda Stonewall LLC | 100 | Panda Energy Intl Inc | 100 | Non-regulated
Potomac Energy Center, LLC | 59004_G_GEN3 | 59004 | G | GEN3 | 91025 | Combined Cycle |  | PJM_Dom | Virginia | 51 | Loudoun | 107 | 51107 | 326 | 7050 | 2017 | 9999 |  |  | N | Natural Gas |  |  |  |  | SCR | [8 empty] | 0.00462 | 0.00462 | 0.00462 | 0.00462 | [11 empty] | Panda Stonewall LLC | 100 | Panda Energy Intl Inc | 100 | Non-regulated
Mariah del Norte | 59005_G_MAR1 | 59005 | G | MAR1 |  | Onshore Wind |  | ERC_PHDL | Texas | 48 | Parmer | 369 | 48369 | 230.4 | 0 | 2016 | 9999 |  |  | N | Wind | [13 empty] | 0 | 0 | 0 | 0 | [11 empty] | Mariah Del Norte LLC | 100 | First Reserve Corp | 100 | Non-regulated
Woodmere Solar Farm | 59008_G_PV1 | 59008 | G | PV1 |  | Solar PV |  | WECC_SCE | California | 6 | Kern | 29 | 06029 | 15 | 0 | 2015 | 9999 |  |  | N | Solar | [13 empty] | 0 | 0 | 0 | 0 | [11 empty] | 87RL 8ME LLC | 100 | 8 Minute Solar Energy | 100 | Non-regulated
Hayworth Solar | 59009_G_PV1 | 59009 | G | PV1 |  | Solar PV |  | WECC_SCE | California | 6 | Kern | 29 | 06029 | 26 | 0 | 2015 | 9999 |  |  | N | Solar | [13 empty] | 0 | 0 | 0 | 0 | [11 empty] | 8 Minute Solar Energy | 100 | 8 Minute Solar Energy | 100 | Non-regulated
Macho Springs | 59010_G_MSS1 | 59010 | G | MSS1 |  | Solar PV |  | WECC_NM | New Mexico | 35 | Luna | 29 | 35029 | 52.2 | 0 | 2014 | 9999 |  |  | N | Solar | [13 empty] | 0 | 0 | 0 | 0 | [11 empty] | Macho Springs Solar LLC | 100 | Southern Co | 100 | Non-regulated
Southbridge Landfill Gas-to-Energy | 59011_G_CAT | 59011 | G | CAT |  | Landfill Gas |  | NENGREST | Massachusetts | 25 | Worcester | 27 | 25027 | 1.5 | 13500 | 2011 | 9999 |  |  | N | Landfill Gas | [13 empty] | 0.22117 | 0.22117 | 0.22117 | 0.22117 | [11 empty] | Casella Waste Systems Inc | 100 | Casella Waste Systems Inc | 100 | Non-regulated
DC Water CHP | 59012_G_TURB1 | 59012 | G | TURB1 |  | Non-Fossil Waste |  | PJM_SMAC | District of Columbia | 11 | District of Columbia | 1 | 11001 | 4 | 10135 | 2015 | 9999 |  |  | Y | Non-Fossil Waste | [13 empty] | 0 | 0 | 0 | 0 | [11 empty] | District of Columbia Water & Sewer Authority | 100 | District of Columbia Water & Sewer Authority | 100 | Non-regulated
DC Water CHP | 59012_G_TURB2 | 59012 | G | TURB2 |  | Non-Fossil Waste |  | PJM_SMAC | District of Columbia | 11 | District of Columbia | 1 | 11001 | 4 | 10135 | 2015 | 9999 |  |  | Y | Non-Fossil Waste | [13 empty] | 0 | 0 | 0 | 0 | [11 empty] | District of Columbia Water & Sewer Authority | 100 | District of Columbia Water & Sewer Authority | 100 | Non-regulated
DC Water CHP | 59012_G_TURB3 | 59012 | G | TURB3 |  | Non-Fossil Waste |  | PJM_SMAC | District of Columbia | 11 | District of Columbia | 1 | 11001 | 4 | 10135 | 2015 | 9999 |  |  | Y | Non-Fossil Waste | [13 empty] | 0 | 0 | 0 | 0 | [11 empty] | District of Columbia Water & Sewer Authority | 100 | District of Columbia Water & Sewer Authority | 100 | Non-regulated
Scituate PV | 59013_G_SCT | 59013 | G | SCT |  | Solar PV |  | NENGREST | Massachusetts | 25 | Plymouth | 23 | 25023 | 2.5 | 0 | 2013 | 9999 |  |  | N | Solar | [13 empty] | 0 | 0 | 0 | 0 | [11 empty] | Scituate Solar I LLC | 100 | Main Street Power Co Inc | 100 | Non-regulated
Bolton PV | 59014_G_BLT | 59014 | G | BLT |  | Solar PV |  | NENGREST | Massachusetts | 25 | Worcester | 27 | 25027 | 4.9 | 0 | 2013 | 9999 |  |  | N | Solar | [13 empty] | 0 | 0 | 0 | 0 | [11 empty] | Syncarpha Bolton LLC | 100 | Main Street Power Co Inc | 100 | Non-regulated
Stow PV | 59015_G_STW | 59015 | G | STW |  | Solar PV |  | NENGREST | Massachusetts | 25 | Middlesex | 17 | 25017 | 2 | 0 | 2013 | 9999 |  |  | N | Solar | [13 empty] | 0 | 0 | 0 | 0 | [11 empty] | Syncarpha Stow LLC | 100 | Main Street Power Co Inc | 100 | Non-regulated
Carol Jean Solar | 59017_G_GEN 1 | 59017 | G | GEN 1 |  | Solar PV |  | S_VACA | North Carolina | 37 | Stokes | 169 | 37169 | 4 | 0 | 2016 | 9999 |  |  | N | Solar | [13 empty] | 0 | 0 | 0 | 0 | [11 empty] | Carol Jean Solar LLC | 100 | Cate Street Capital LLC | 100 | Non-regulated
East Chicago | 59018_G_1 | 59018 | G | 1 |  | Solar PV |  | MIS_INKY | Indiana | 18 | Lake | 89 | 18089 | 2 | 0 | 2013 | 9999 |  |  | N | Solar | [13 empty] | 0 | 0 | 0 | 0 | [11 empty] | Lake County Solar LLC | 100 | D E Shaw & Co LP | 100 | Non-regulated
Griffith | 59019_G_1 | 59019 | G | 1 |  | Solar PV |  | MIS_INKY | Indiana | 18 | Lake | 89 | 18089 | 2 | 0 | 2013 | 9999 |  |  | N | Solar | [13 empty] | 0 | 0 | 0 | 0 | [11 empty] | Lake County Solar LLC | 100 | D E Shaw & Co LP | 100 | Non-regulated
Gila Bend Hybrid | 59020_G_GB36M | 59020 | G | GB36M |  | Energy Storage |  | WECC_AZ | Arizona | 4 | Maricopa | 13 | 04013 | 36 | 0 | 2023 | 9999 |  |  | N | Energy Storage | [13 empty] | 0 | 0 | 0 | 0 | [11 empty] | Arizona Public Service Co | 100 | Arizona Public Service Co | 100 | Regulated
Gila Bend Hybrid | 59020_G_PV1 | 59020 | G | PV1 |  | Solar PV |  | WECC_AZ | Arizona | 4 | Maricopa | 13 | 04013 | 36 | 0 | 2014 | 9999 |  |  | N | Solar | [13 empty] | 0 | 0 | 0 | 0 | [11 empty] | Arizona Public Service Co | 100 | Pinnacle West Capital Corp | 100 | Regulated
Hoopeston Wind LLC | 59021_G_HOO1 | 59021 | G | HOO1 |  | Onshore Wind |  | MIS_IL | Illinois | 17 | Vermilion | 183 | 17183 | 98 | 0 | 2015 | 9999 |  |  | N | Wind | [13 empty] | 0 | 0 | 0 | 0 | [11 empty] | Hoopeston Wind LLC | 100 | Ikea Systems BV | 100 | Non-regulated
Euclid Farm, Stamco N-54 | 59024_G_N-54 | 59024 | G | N-54 |  | Onshore Wind |  | PJM_ATSI | Ohio | 39 | Cuyahoga | 35 | 39035 | 1 | 0 | 2012 | 9999 |  |  | N | Wind | [13 empty] | 0 | 0 | 0 | 0 | [11 empty] | William Sopko & Sons Co Inc | 100 | William Sopko & Sons Co Inc | 100 | Non-regulated
Back River Waste Water Treatment | 59026_G_CHP 1 | 59026 | G | CHP 1 |  | Non-Fossil Waste |  | PJM_SMAC | Maryland | 24 | Baltimore City | 510 | 24510 | 0.9 | 16767 | 2009 | 9999 |  |  | N | Non-Fossil Waste | [13 empty] | 0 | 0 | 0 | 0 | [11 empty] | Baltimore County MD | 100 | Baltimore County MD | 100 | Non-regulated
Back River Waste Water Treatment | 59026_G_CHP 2 | 59026 | G | CHP 2 |  | Non-Fossil Waste |  | PJM_SMAC | Maryland | 24 | Baltimore City | 510 | 24510 | 0.9 | 16769 | 2009 | 9999 |  |  | N | Non-Fossil Waste | [13 empty] | 0 | 0 | 0 | 0 | [11 empty] | Baltimore County MD | 100 | Baltimore County MD | 100 | Non-regulated
Back River Waste Water Treatment | 59026_G_SOLAR | 59026 | G | SOLAR |  | Solar PV |  | PJM_SMAC | Maryland | 24 | Baltimore City | 510 | 24510 | 0.8 | 0 | 2012 | 9999 |  |  | N | Solar | [13 empty] | 0 | 0 | 0 | 0 | [11 empty] | Baltimore County MD | 100 | Baltimore County MD | 100 | Non-regulated
Agawam Solar | 59028_G_0028 | 59028 | G | 0028 |  | Solar PV |  | NENGREST | Massachusetts | 25 | Hampden | 13 | 25013 | 1.5 | 0 | 2012 | 9999 |  |  | N | Solar | [13 empty] | 0 | 0 | 0 | 0 | [11 empty] | Agawam Solar LLC | 100 | Citizens Enterprises Corp | 100 | Non-regulated
Rehoboth Solar | 59029_G_0040 | 59029 | G | 0040 |  | Solar PV |  | NENGREST | Massachusetts | 25 | Bristol | 5 | 25005 | 2 | 0 | 2013 | 9999 |  |  | N | Solar | [13 empty] | 0 | 0 | 0 | 0 | [11 empty] | Rehoboth Solar LLC | 100 | Citizens Enterprises Corp | 100 | Non-regulated
Chicopee Solar | 59030_G_0036 | 59030 | G | 0036 |  | Solar PV |  | NENGREST | Massachusetts | 25 | Hampden | 13 | 25013 | 3 | 0 | 2013 | 9999 |  |  | N | Solar | [13 empty] | 0 | 0 | 0 | 0 | [11 empty] | Chicope Solar LLC | 100 | Citizens Enterprises Corp | 100 | Non-regulated
Route 57 Solar | 59031_G_0027 | 59031 | G | 0027 |  | Solar PV |  | NENGREST | Massachusetts | 25 | Hampden | 13 | 25013 | 1.5 | 0 | 2013 | 9999 |  |  | N | Solar | [13 empty] | 0 | 0 | 0 | 0 | [11 empty] | Route 57 Solar LLC | 100 | Citizens Enterprises Corp | 100 | Non-regulated
EBZ Solar | 59032_G_0031 | 59032 | G | 0031 |  | Solar PV |  | NENGREST | Massachusetts | 25 | Middlesex | 17 | 25017 | 2.5 | 0 | 2013 | 9999 |  |  | N | Solar | [13 empty] | 0 | 0 | 0 | 0 | [11 empty] | EBZ Solar LLC | 100 | Citizens Enterprises Corp | 100 | Non-regulated
Whately Solar | 59033_G_0024 | 59033 | G | 0024 |  | Solar PV |  | NENGREST | Massachusetts | 25 | Franklin | 11 | 25011 | 1.5 | 0 | 2013 | 9999 |  |  | N | Solar | [13 empty] | 0 | 0 | 0 | 0 | [11 empty] | Whately Solar LLC | 100 | Citizens Enterprises Corp | 100 | Non-regulated
Shannon Wind | 59034_G_SHAN1 | 59034 | G | SHAN1 |  | Onshore Wind |  | ERC_WEST | Texas | 48 | Clay | 77 | 48077 | 204 | 0 | 2015 | 9999 |  |  | N | Wind | [13 empty] | 0 | 0 | 0 | 0 | [11 empty] | Shannon Wind LLC | 100 | Innergex Renewable Energy Inc | 100 | Non-regulated
Battleground | 59038_G_GEN1 | 59038 | G | GEN1 |  | Solar PV |  | S_VACA | North Carolina | 37 | Cleveland | 45 | 37045 | 3 | 0 | 2013 | 9999 |  |  | N | Solar | [13 empty] | 0 | 0 | 0 | 0 | [11 empty] | Battleground Solar I LLC | 100 | Brian Christopher Adams | 100 | Non-regulated
Beulaville | 59039_G_GEN 1 | 59039 | G | GEN 1 |  | Solar PV |  | S_VACA | North Carolina | 37 | Duplin | 61 | 37061 | 1.5 | 0 | 2013 | 9999 |  |  | N | Solar | [13 empty] | 0 | 0 | 0 | 0 | [11 empty] | Beulaville Solar LLC | 100 | FLS Energy Inc | 100 | Non-regulated
Ball Mountain Hydro | 59040_G_GEN 1 | 59040 | G | GEN 1 |  | Hydro |  | NENGREST | Vermont | 50 | Windham | 25 | 50025 | 0.2 | 0 | 2016 | 9999 |  |  | N | Hydro | [13 empty] | 0 | 0 | 0 | 0 | [11 empty] | Eagle Creek Renewable Energy LLC | 100 | Ontario Power Generation Inc | 100 | Non-regulated
Ball Mountain Hydro | 59040_G_GEN 2 | 59040 | G | GEN 2 |  | Hydro |  | NENGREST | Vermont | 50 | Windham | 25 | 50025 | 0.2 | 0 | 2016 | 9999 |  |  | N | Hydro | [13 empty] | 0 | 0 | 0 | 0 | [11 empty] | Eagle Creek Renewable Energy LLC | 100 | Ontario Power Generation Inc | 100 | Non-regulated
Ball Mountain Hydro | 59040_G_GEN 3 | 59040 | G | GEN 3 |  | Hydro |  | NENGREST | Vermont | 50 | Windham | 25 | 50025 | 0.2 | 0 | 2016 | 9999 |  |  | N | Hydro | [13 empty] | 0 | 0 | 0 | 0 | [11 empty] | Eagle Creek Renewable Energy LLC | 100 | Ontario Power Generation Inc | 100 | Non-regulated
Ball Mountain Hydro | 59040_G_GEN 5 | 59040 | G | GEN 5 |  | Hydro |  | NENGREST | Vermont | 50 | Windham | 25 | 50025 | 0.2 | 0 | 2016 | 9999 |  |  | N | Hydro | [13 empty] | 0 | 0 | 0 | 0 | [11 empty] | Eagle Creek Renewable Energy LLC | 100 | Ontario Power Generation Inc | 100 | Non-regulated
Ball Mountain Hydro | 59040_G_GEN 6 | 59040 | G | GEN 6 |  | Hydro |  | NENGREST | Vermont | 50 | Windham | 25 | 50025 | 0.2 | 0 | 2016 | 9999 |  |  | N | Hydro | [13 empty] | 0 | 0 | 0 | 0 | [11 empty] | Eagle Creek Renewable Energy LLC | 100 | Ontario Power Generation Inc | 100 | Non-regulated
Ball Mountain Hydro | 59040_G_GEN 7 | 59040 | G | GEN 7 |  | Hydro |  | NENGREST | Vermont | 50 | Windham | 25 | 50025 | 0.2 | 0 | 2016 | 9999 |  |  | N | Hydro | [13 empty] | 0 | 0 | 0 | 0 | [11 empty] | Eagle Creek Renewable Energy LLC | 100 | Ontario Power Generation Inc | 100 | Non-regulated
Ball Mountain Hydro | 59040_G_GEN 8 | 59040 | G | GEN 8 |  | Hydro |  | NENGREST | Vermont | 50 | Windham | 25 | 50025 | 0.2 | 0 | 2016 | 9999 |  |  | N | Hydro | [13 empty] | 0 | 0 | 0 | 0 | [11 empty] | Eagle Creek Renewable Energy LLC | 100 | Ontario Power Generation Inc | 100 | Non-regulated
Ball Mountain Hydro | 59040_G_GEN 9 | 59040 | G | GEN 9 |  | Hydro |  | NENGREST | Vermont | 50 | Windham | 25 | 50025 | 0.2 | 0 | 2016 | 9999 |  |  | N | Hydro | [13 empty] | 0 | 0 | 0 | 0 | [11 empty] | Eagle Creek Renewable Energy LLC | 100 | Ontario Power Generation Inc | 100 | Non-regulated
Ball Mountain Hydro | 59040_G_GEN10 | 59040 | G | GEN10 |  | Hydro |  | NENGREST | Vermont | 50 | Windham | 25 | 50025 | 0.2 | 0 | 2016 | 9999 |  |  | N | Hydro | [13 empty] | 0 | 0 | 0 | 0 | [11 empty] | Eagle Creek Renewable Energy LLC | 100 | Ontario Power Generation Inc | 100 | Non-regulated
Ball Mountain Hydro | 59040_G_GEN11 | 59040 | G | GEN11 |  | Hydro |  | NENGREST | Vermont | 50 | Windham | 25 | 50025 | 0.2 | 0 | 2016 | 9999 |  |  | N | Hydro | [13 empty] | 0 | 0 | 0 | 0 | [11 empty] | Eagle Creek Renewable Energy LLC | 100 | Ontario Power Generation Inc | 100 | Non-regulated
Ball Mountain Hydro | 59040_G_GEN12 | 59040 | G | GEN12 |  | Hydro |  | NENGREST | Vermont | 50 | Windham | 25 | 50025 | 0.2 | 0 | 2016 | 9999 |  |  | N | Hydro | [13 empty] | 0 | 0 | 0 | 0 | [11 empty] | Eagle Creek Renewable Energy LLC | 100 | Ontario Power Generation Inc | 100 | Non-regulated
Ball Mountain Hydro | 59040_G_GEN4 | 59040 | G | GEN4 |  | Hydro |  | NENGREST | Vermont | 50 | Windham | 25 | 50025 | 0.2 | 0 | 2016 | 9999 |  |  | N | Hydro | [13 empty] | 0 | 0 | 0 | 0 | [11 empty] | Eagle Creek Renewable Energy LLC | 100 | Ontario Power Generation Inc | 100 | Non-regulated
Ellerbe | 59042_G_GEN 1 | 59042 | G | GEN 1 |  | Solar PV |  | S_VACA | North Carolina | 37 | Richmond | 153 | 37153 | 1.5 | 0 | 2013 | 9999 |  |  | N | Solar | [13 empty] | 0 | 0 | 0 | 0 | [11 empty] | FLS Solar 110 LLC | 100 | FLS Energy Inc | 100 | Non-regulated
West Davisville Solar | 59043_G_PV1 | 59043 | G | PV1 |  | Solar PV |  | NENGREST | Rhode Island | 44 | Washington | 9 | 44009 | 2 | 0 | 2013 | 9999 |  |  | N | Solar | [13 empty] | 0 | 0 | 0 | 0 | [11 empty] | WR TGC Solar Generation VI LLC | 100 | True Green Capital Management LLC | 100 | Non-regulated
Rio Rico Solar | 59044_G_RRSF | 59044 | G | RRSF |  | Solar PV |  | WECC_AZ | Arizona | 4 | Santa Cruz | 23 | 04023 | 6 | 0 | 2014 | 9999 |  |  | N | Solar | [13 empty] | 0 | 0 | 0 | 0 | [11 empty] | UNS Electric Inc | 100 | Uns Energy Corp | 100 | Regulated
Jameson Energy Center | 59045_G_JEC1 | 59045 | G | JEC1 |  | Combustion Turbine | IC Engine | SPP_N | Kansas | 20 | Finney | 55 | 20055 | 9 | 12179 | 2014 | 9999 |  |  | N | Natural Gas | [13 empty] | 1.061 | 1.061 | 1.061 | 1.061 | [11 empty] | Kansas Municipal Energy Agency | 100 | Kansas Municipal Energy Agency | 100 | Regulated
Jameson Energy Center | 59045_G_JEC2 | 59045 | G | JEC2 |  | Combustion Turbine | IC Engine | SPP_N | Kansas | 20 | Finney | 55 | 20055 | 9 | 12180 | 2014 | 9999 |  |  | N | Natural Gas | [13 empty] | 1.061 | 1.061 | 1.061 | 1.061 | [11 empty] | Kansas Municipal Energy Agency | 100 | Kansas Municipal Energy Agency | 100 | Regulated
Jameson Energy Center | 59045_G_JEC3 | 59045 | G | JEC3 |  | Combustion Turbine | IC Engine | SPP_N | Kansas | 20 | Finney | 55 | 20055 | 9 | 12180 | 2014 | 9999 |  |  | N | Natural Gas | [13 empty] | 1.061 | 1.061 | 1.061 | 1.061 | [11 empty] | Kansas Municipal Energy Agency | 100 | Kansas Municipal Energy Agency | 100 | Regulated
651 Chase Solar NG | 59046_G_PV1 | 59046 | G | PV1 |  | Solar PV |  | NENGREST | Massachusetts | 25 | Worcester | 27 | 25027 | 3.4 | 0 | 2014 | 9999 |  |  | N | Solar | [13 empty] | 0 | 0 | 0 | 0 | [11 empty] | 651 Chase Solar NG LLC | 100 | Nugen Capital Management LLC | 100 | Non-regulated
Gallegos Wind Farm, Phase 1 | 59047_G_GEN 1 | 59047 | G | GEN 1 |  | Onshore Wind |  | WECC_NM | New Mexico | 35 | Union | 59 | 35059 | 500 | 0 | 2025 | 9999 |  |  | N | Wind | [13 empty] | 0 | 0 | 0 | 0 | [11 empty] | Gallegos Wind Farm LLC | 100 | Gallegos Wind Farm LLC | 100 | Non-regulated
Apex Bethel Energy Center | 59048_G_ABEC1 | 59048 | G | ABEC1 |  | Combustion Turbine |  | ERC_REST | Texas | 48 | Anderson | 1 | 48001 | 158.5 | 9905 | 2027 | 9999 |  |  | N | Natural Gas | [13 empty] | 0.011 | 0.011 | 0.011 | 0.011 | [11 empty] | Apex Bethel Energy Center | 100 | Apex Bethel Energy Center | 100 | Non-regulated
Apex Bethel Energy Center | 59048_G_ABEC2 | 59048 | G | ABEC2 |  | Combustion Turbine |  | ERC_REST | Texas | 48 | Anderson | 1 | 48001 | 158.5 | 9905 | 2027 | 9999 |  |  | N | Natural Gas | [13 empty] | 0.011 | 0.011 | 0.011 | 0.011 | [11 empty] | Apex Bethel Energy Center | 100 | Apex Bethel Energy Center | 100 | Non-regulated
Whitcomb Solar Farm | 59049_G_PS01 | 59049 | G | PS01 |  | Solar PV |  | NENGREST | Vermont | 50 | Chittenden | 7 | 50007 | 2.2 | 0 | 2014 | 9999 |  |  | N | Solar | [13 empty] | 0 | 0 | 0 | 0 | [11 empty] | ERWR Whitcomb Farm Solar LLC | 100 | LS Power Group | 100 | Non-regulated
Wallace | 59050_G_GEN 1 | 59050 | G | GEN 1 |  | Solar PV |  | S_VACA | North Carolina | 37 | Duplin | 61 | 37061 | 1.8 | 0 | 2013 | 9999 |  |  | N | Solar | [13 empty] | 0 | 0 | 0 | 0 | [11 empty] | Wallace Solar LLC | 100 | Wallace Solar LLC | 100 | Non-regulated
Kenansville | 59051_G_GEN 1 | 59051 | G | GEN 1 |  | Solar PV |  | S_VACA | North Carolina | 37 | Duplin | 61 | 37061 | 1.9 | 0 | 2013 | 9999 |  |  | N | Solar | [13 empty] | 0 | 0 | 0 | 0 | [11 empty] | Kenansville Solar 2 LLC | 100 | Kenansville Solar 2 LLC | 100 | Non-regulated
Fairmont-FLS 100 | 59052_G_GEN 1 | 59052 | G | GEN 1 |  | Solar PV |  | S_VACA | North Carolina | 37 | Robeson | 155 | 37155 | 3 | 0 | 2013 | 9999 |  |  | N | Solar | [13 empty] | 0 | 0 | 0 | 0 | [11 empty] | FLS Solar 100 LLC | 100 | FLS Energy Inc | 100 | Non-regulated
Michelangelo Wind 3 LLC | 59053_G_WT1 | 59053 | G | WT1 |  | Onshore Wind |  | MIS_MIDA | Iowa | 19 | Story | 169 | 19169 | 3 | 0 | 2017 | 9999 |  |  | N | Wind | [13 empty] | 0 | 0 | 0 | 0 | [11 empty] | Michelangelo Wind 3 LLC | 100 | Optimum Renewables LLC | 100 | Non-regulated
Rariton OMP | 59055_G_CHP1 | 59055 | G | CHP1 |  | Combustion Turbine | IC Engine | PJM_EMAC | New Jersey | 34 | Somerset | 35 | 34035 | 3 | 10745 | 2009 | 9999 |  |  | N | Natural Gas | [13 empty] | 0.23772 | 0.23772 | 0.23772 | 0.23772 | [11 empty] | Global Pharma Co | 100 | Global Pharma Co | 100 | Non-regulated
Rariton OMP | 59055_G_PV1 | 59055 | G | PV1 |  | Solar PV |  | PJM_EMAC | New Jersey | 34 | Somerset | 35 | 34035 | 2.4 | 0 | 2012 | 9999 |  |  | N | Solar | [13 empty] | 0 | 0 | 0 | 0 | [11 empty] | Global Pharma Co | 100 | Global Pharma Co | 100 | Non-regulated
Spring House | 59056_G_GEN 1 | 59056 | G | GEN 1 |  | Combustion Turbine | IC Engine | PJM_EMAC | Pennsylvania | 42 | Montgomery | 91 | 42091 | 3.8 | 10745 | 2013 | 9999 |  |  | N | Natural Gas | [13 empty] | 1.2219 | 1.2219 | 1.2219 | 1.2219 | [11 empty] | Janssen Pharmaceuticals Inc | 100 | Johnson & Johnson | 100 | Non-regulated
Skillman | 59057_G_GEN 1 | 59057 | G | GEN 1 |  | Solar PV |  | PJM_EMAC | New Jersey | 34 | Somerset | 35 | 34035 | 2.7 | 0 | 2011 | 9999 |  |  | N | Solar | [13 empty] | 0 | 0 | 0 | 0 | [11 empty] | Janssen Pharmaceuticals Inc | 100 | Johnson & Johnson | 100 | Non-regulated
Vacaville | 59058_G_GEN 1 | 59058 | G | GEN 1 |  | Solar PV |  | WEC_CALN | California | 6 | Solano | 95 | 06095 | 1 | 0 | 2007 | 9999 |  |  | N | Solar | [13 empty] | 0 | 0 | 0 | 0 | [11 empty] | Janssen Pharmaceuticals Inc | 100 | Johnson & Johnson | 100 | Non-regulated
Raritan ITS | 59059_G_GEN 1 | 59059 | G | GEN 1 |  | Solar PV |  | PJM_EMAC | New Jersey | 34 | Somerset | 35 | 34035 | 2 | 0 | 2010 | 9999 |  |  | N | Solar | [13 empty] | 0 | 0 | 0 | 0 | [11 empty] | Global Pharma Co | 100 | Global Pharma Co | 100 | Non-regulated
Waste Water Treatment Plant | 59060_G_WWPV | 59060 | G | WWPV |  | Solar PV |  | NENGREST | Massachusetts | 25 | Berkshire | 3 | 25003 | 1.5 | 0 | 2012 | 9999 |  |  | N | Solar | [13 empty] | 0 | 0 | 0 | 0 | [11 empty] | Massachusetts Division of Energy Resources | 100 | Massachusetts Division of Energy Resources | 100 | Non-regulated
Radfords Run Wind Farm | 59061_G_WT1 | 59061 | G | WT1 |  | Onshore Wind |  | MIS_IL | Illinois | 17 | Dewitt | 39 | 17039 | 278 | 0 | 2017 | 9999 |  |  | N | Wind | [13 empty] | 0 | 0 | 0 | 0 | [11 empty] | Radfords Run Wind Farm LLC | 100 | RWE Group | 100 | Non-regulated
Stella Wind Farm | 59063_G_WT1 | 59063 | G | WT1 |  | Onshore Wind |  | ERC_REST | Texas | 48 | Kenedy | 261 | 48261 | 201 | 0 | 2018 | 9999 |  |  | N | Wind | [13 empty] | 0 | 0 | 0 | 0 | [11 empty] | Stella Wind LLC | 100 | Algonquin Power & Utilities Corp | 100 | Non-regulated
Drift Sand Wind Project LLC | 59065_G_WT1 | 59065 | G | WT1 |  | Onshore Wind |  | SPP_WEST | Oklahoma | 40 | Grady | 51 | 40051 | 108 | 0 | 2016 | 9999 |  |  | N | Wind | [13 empty] | 0 | 0 | 0 | 0 | [11 empty] | Drift Sand Wind Project LLC | 100 | Enel SpA | 100 | Non-regulated
Bruennings Breeze Wind Farm | 59066_G_MVII | 59066 | G | MVII |  | Onshore Wind |  | ERC_REST | Texas | 48 | Willacy | 489 | 48489 | 228 | 0 | 2017 | 9999 |  |  | N | Wind | [13 empty] | 0 | 0 | 0 | 0 | [11 empty] | Magic Valley Wind Farm II LLC | 100 | E.ON Group | 100 | Non-regulated
Colbeck's Corner, LLC | 59068_G_GVII | 59068 | G | GVII |  | Onshore Wind |  | ERC_PHDL | Texas | 48 | Carson | 65 | 48065 | 200 | 0 | 2016 | 9999 |  |  | N | Wind | [13 empty] | 0 | 0 | 0 | 0 | [11 empty] | Colbecks Corner LLC | 100 | E.ON Group | 100 | Non-regulated
Jericho Power | 59070_G_WT 1 | 59070 | G | WT 1 |  | Onshore Wind |  | NENGREST | New Hampshire | 33 | Coos | 7 | 33007 | 12.1 | 0 | 2016 | 9999 |  |  | N | Wind | [13 empty] | 0 | 0 | 0 | 0 | [11 empty] | Jericho Mountain Wind Co | 100 | Jericho Mountain Wind Co | 100 | Non-regulated
Carroll Area Wind Farm | 59071_G_WT 1 | 59071 | G | WT 1 |  | Onshore Wind |  | MIS_MIDA | Iowa | 19 | Carroll | 27 | 19027 | 20.7 | 0 | 2015 | 9999 |  |  | N | Wind | [13 empty] | 0 | 0 | 0 | 0 | [11 empty] | Carroll Area Wind Farm LLC | 100 | V & S Windpower LLC | 100 | Non-regulated
SC 1 Data Center, Phase 2 | 59074_G_14B | 59074 | G | 14B |  | Combustion Turbine | IC Engine | WEC_CALN | California | 6 | Santa Clara | 85 | 06085 | 2.3 | 13470 | 2014 | 9999 |  |  | N | Distillate Fuel Oil | [11 empty] | 0 |  | 1.6498 | 1.6498 | 1.6498 | 1.6498 | [11 empty] | Xeres Ventures LLC | 100 | Xeres Ventures LLC | 100 | Non-regulated
SC 1 Data Center, Phase 2 | 59074_G_17A | 59074 | G | 17A |  | Combustion Turbine | IC Engine | WEC_CALN | California | 6 | Santa Clara | 85 | 06085 | 2.3 | 13469 | 2017 | 9999 |  |  | N | Distillate Fuel Oil | [13 empty] | 1.6498 | 1.6498 | 1.6498 | 1.6498 | [11 empty] | Xeres Ventures LLC | 100 | Xeres Ventures LLC | 100 | Non-regulated
SC 1 Data Center, Phase 2 | 59074_G_17B | 59074 | G | 17B |  | Combustion Turbine | IC Engine | WEC_CALN | California | 6 | Santa Clara | 85 | 06085 | 2.3 | 13469 | 2017 | 9999 |  |  | N | Distillate Fuel Oil | [13 empty] | 1.6498 | 1.6498 | 1.6498 | 1.6498 | [11 empty] | Xeres Ventures LLC | 100 | Xeres Ventures LLC | 100 | Non-regulated
SC 1 Data Center, Phase 2 | 59074_G_18A | 59074 | G | 18A |  | Combustion Turbine | IC Engine | WEC_CALN | California | 6 | Santa Clara | 85 | 06085 | 2.3 | 13469 | 2017 | 9999 |  |  | N | Distillate Fuel Oil | [13 empty] | 1.6498 | 1.6498 | 1.6498 | 1.6498 | [11 empty] | Xeres Ventures LLC | 100 | Xeres Ventures LLC | 100 | Non-regulated
SC 1 Data Center, Phase 2 | 59074_G_18B | 59074 | G | 18B |  | Combustion Turbine | IC Engine | WEC_CALN | California | 6 | Santa Clara | 85 | 06085 | 2.3 | 13469 | 2017 | 9999 |  |  | N | Distillate Fuel Oil | [13 empty] | 1.6498 | 1.6498 | 1.6498 | 1.6498 | [11 empty] | Xeres Ventures LLC | 100 | Xeres Ventures LLC | 100 | Non-regulated
SC 1 Data Center, Phase 2 | 59074_G_19A | 59074 | G | 19A |  | Combustion Turbine | IC Engine | WEC_CALN | California | 6 | Santa Clara | 85 | 06085 | 2.3 | 13469 | 2017 | 9999 |  |  | N | Distillate Fuel Oil | [13 empty] | 1.6498 | 1.6498 | 1.6498 | 1.6498 | [11 empty] | Xeres Ventures LLC | 100 | Xeres Ventures LLC | 100 | Non-regulated
SC 1 Data Center, Phase 2 | 59074_G_19B | 59074 | G | 19B |  | Combustion Turbine | IC Engine | WEC_CALN | California | 6 | Santa Clara | 85 | 06085 | 2.3 | 13469 | 2017 | 9999 |  |  | N | Distillate Fuel Oil | [13 empty] | 1.6498 | 1.6498 | 1.6498 | 1.6498 | [11 empty] | Xeres Ventures LLC | 100 | Xeres Ventures LLC | 100 | Non-regulated
SC 1 Data Center, Phase 2 | 59074_G_20A | 59074 | G | 20A |  | Combustion Turbine | IC Engine | WEC_CALN | California | 6 | Santa Clara | 85 | 06085 | 2.3 | 13469 | 2017 | 9999 |  |  | N | Distillate Fuel Oil | [13 empty] | 1.6498 | 1.6498 | 1.6498 | 1.6498 | [11 empty] | Xeres Ventures LLC | 100 | Xeres Ventures LLC | 100 | Non-regulated
SC 1 Data Center, Phase 2 | 59074_G_20B | 59074 | G | 20B |  | Combustion Turbine | IC Engine | WEC_CALN | California | 6 | Santa Clara | 85 | 06085 | 2.3 | 13469 | 2017 | 9999 |  |  | N | Distillate Fuel Oil | [13 empty] | 1.6498 | 1.6498 | 1.6498 | 1.6498 | [11 empty] | Xeres Ventures LLC | 100 | Xeres Ventures LLC | 100 | Non-regulated
SC 1 Data Center, Phase 2 | 59074_G_21A | 59074 | G | 21A |  | Combustion Turbine | IC Engine | WEC_CALN | California | 6 | Santa Clara | 85 | 06085 | 2.3 | 13469 | 2017 | 9999 |  |  | N | Distillate Fuel Oil | [13 empty] | 1.6498 | 1.6498 | 1.6498 | 1.6498 | [11 empty] | Xeres Ventures LLC | 100 | Xeres Ventures LLC | 100 | Non-regulated
SC 1 Data Center, Phase 2 | 59074_G_21B | 59074 | G | 21B |  | Combustion Turbine | IC Engine | WEC_CALN | California | 6 | Santa Clara | 85 | 06085 | 2.3 | 13469 | 2017 | 9999 |  |  | N | Distillate Fuel Oil | [13 empty] | 1.6498 | 1.6498 | 1.6498 | 1.6498 | [11 empty] | Xeres Ventures LLC | 100 | Xeres Ventures LLC | 100 | Non-regulated
SC 1 Data Center, Phase 2 | 59074_G_22A | 59074 | G | 22A |  | Combustion Turbine | IC Engine | WEC_CALN | California | 6 | Santa Clara | 85 | 06085 | 2.3 | 13469 | 2017 | 9999 |  |  | N | Distillate Fuel Oil | [13 empty] | 1.6498 | 1.6498 | 1.6498 | 1.6498 | [11 empty] | Xeres Ventures LLC | 100 | Xeres Ventures LLC | 100 | Non-regulated
SC 1 Data Center, Phase 2 | 59074_G_22B | 59074 | G | 22B |  | Combustion Turbine | IC Engine | WEC_CALN | California | 6 | Santa Clara | 85 | 06085 | 2.3 | 13469 | 2017 | 9999 |  |  | N | Distillate Fuel Oil | [13 empty] | 1.6498 | 1.6498 | 1.6498 | 1.6498 | [11 empty] | Xeres Ventures LLC | 100 | Xeres Ventures LLC | 100 | Non-regulated
SC 1 Data Center, Phase 2 | 59074_G_EG10A | 59074 | G | EG10A |  | Combustion Turbine | IC Engine | WEC_CALN | California | 6 | Santa Clara | 85 | 06085 | 2.3 | 13470 | 2014 | 9999 |  |  | N | Distillate Fuel Oil | [11 empty] | 0 |  | 1.6498 | 1.6498 | 1.6498 | 1.6498 | [11 empty] | Xeres Ventures LLC | 100 | Xeres Ventures LLC | 100 | Non-regulated
SC 1 Data Center, Phase 2 | 59074_G_EG10B | 59074 | G | EG10B |  | Combustion Turbine | IC Engine | WEC_CALN | California | 6 | Santa Clara | 85 | 06085 | 2.3 | 13469 | 2014 | 9999 |  |  | N | Distillate Fuel Oil | [13 empty] | 0.05841 | 0.05841 | 0.05841 | 0.05841 | [11 empty] | Xeres Ventures LLC | 100 | Xeres Ventures LLC | 100 | Non-regulated
SC 1 Data Center, Phase 2 | 59074_G_EG11A | 59074 | G | EG11A |  | Combustion Turbine | IC Engine | WEC_CALN | California | 6 | Santa Clara | 85 | 06085 | 2.3 | 13469 | 2014 | 9999 |  |  | N | Distillate Fuel Oil | [13 empty] | 0.05841 | 0.05841 | 0.05841 | 0.05841 | [11 empty] | Xeres Ventures LLC | 100 | Xeres Ventures LLC | 100 | Non-regulated
SC 1 Data Center, Phase 2 | 59074_G_EG11B | 59074 | G | EG11B |  | Combustion Turbine | IC Engine | WEC_CALN | California | 6 | Santa Clara | 85 | 06085 | 2.3 | 13469 | 2014 | 9999 |  |  | N | Distillate Fuel Oil | [13 empty] | 0.05841 | 0.05841 | 0.05841 | 0.05841 | [11 empty] | Xeres Ventures LLC | 100 | Xeres Ventures LLC | 100 | Non-regulated
SC 1 Data Center, Phase 2 | 59074_G_EG12A | 59074 | G | EG12A |  | Combustion Turbine | IC Engine | WEC_CALN | California | 6 | Santa Clara | 85 | 06085 | 2.3 | 13469 | 2014 | 9999 |  |  | N | Distillate Fuel Oil | [13 empty] | 0.05841 | 0.05841 | 0.05841 | 0.05841 | [11 empty] | Xeres Ventures LLC | 100 | Xeres Ventures LLC | 100 | Non-regulated
SC 1 Data Center, Phase 2 | 59074_G_EG12B | 59074 | G | EG12B |  | Combustion Turbine | IC Engine | WEC_CALN | California | 6 | Santa Clara | 85 | 06085 | 2.3 | 13469 | 2014 | 9999 |  |  | N | Distillate Fuel Oil | [13 empty] | 0.05841 | 0.05841 | 0.05841 | 0.05841 | [11 empty] | Xeres Ventures LLC | 100 | Xeres Ventures LLC | 100 | Non-regulated
SC 1 Data Center, Phase 2 | 59074_G_EG13A | 59074 | G | EG13A |  | Combustion Turbine | IC Engine | WEC_CALN | California | 6 | Santa Clara | 85 | 06085 | 2.3 | 13469 | 2014 | 9999 |  |  | N | Distillate Fuel Oil | [13 empty] | 0.05841 | 0.05841 | 0.05841 | 0.05841 | [11 empty] | Xeres Ventures LLC | 100 | Xeres Ventures LLC | 100 | Non-regulated
SC 1 Data Center, Phase 2 | 59074_G_EG13B | 59074 | G | EG13B |  | Combustion Turbine | IC Engine | WEC_CALN | California | 6 | Santa Clara | 85 | 06085 | 2.3 | 13470 | 2014 | 9999 |  |  | N | Distillate Fuel Oil | [11 empty] | 0 |  | 1.6498 | 1.6498 | 1.6498 | 1.6498 | [11 empty] | Xeres Ventures LLC | 100 | Xeres Ventures LLC | 100 | Non-regulated
SC 1 Data Center, Phase 2 | 59074_G_EG14A | 59074 | G | EG14A |  | Combustion Turbine | IC Engine | WEC_CALN | California | 6 | Santa Clara | 85 | 06085 | 2.3 | 13469 | 2014 | 9999 |  |  | N | Distillate Fuel Oil | [13 empty] | 0.05841 | 0.05841 | 0.05841 | 0.05841 | [11 empty] | Xeres Ventures LLC | 100 | Xeres Ventures LLC | 100 | Non-regulated
SC 1 Data Center, Phase 2 | 59074_G_EG15A | 59074 | G | EG15A |  | Combustion Turbine | IC Engine | WEC_CALN | California | 6 | Santa Clara | 85 | 06085 | 2.3 | 13469 | 2015 | 9999 |  |  | N | Distillate Fuel Oil | [13 empty] | 0.05841 | 0.05841 | 0.05841 | 0.05841 | [11 empty] | Xeres Ventures LLC | 100 | Xeres Ventures LLC | 100 | Non-regulated
SC 1 Data Center, Phase 2 | 59074_G_EG15B | 59074 | G | EG15B |  | Combustion Turbine | IC Engine | WEC_CALN | California | 6 | Santa Clara | 85 | 06085 | 2.3 | 13469 | 2015 | 9999 |  |  | N | Distillate Fuel Oil | [13 empty] | 0.05841 | 0.05841 | 0.05841 | 0.05841 | [11 empty] | Xeres Ventures LLC | 100 | Xeres Ventures LLC | 100 | Non-regulated
SC 1 Data Center, Phase 2 | 59074_G_EG16A | 59074 | G | EG16A |  | Combustion Turbine | IC Engine | WEC_CALN | California | 6 | Santa Clara | 85 | 06085 | 2.3 | 13469 | 2015 | 9999 |  |  | N | Distillate Fuel Oil | [13 empty] | 0.05841 | 0.05841 | 0.05841 | 0.05841 | [11 empty] | Xeres Ventures LLC | 100 | Xeres Ventures LLC | 100 | Non-regulated
SC 1 Data Center, Phase 2 | 59074_G_EG16B | 59074 | G | EG16B |  | Combustion Turbine | IC Engine | WEC_CALN | California | 6 | Santa Clara | 85 | 06085 | 2.3 | 13469 | 2015 | 9999 |  |  | N | Distillate Fuel Oil | [13 empty] | 0.05841 | 0.05841 | 0.05841 | 0.05841 | [11 empty] | Xeres Ventures LLC | 100 | Xeres Ventures LLC | 100 | Non-regulated
SC 1 Data Center, Phase 2 | 59074_G_EG1A | 59074 | G | EG1A |  | Combustion Turbine | IC Engine | WEC_CALN | California | 6 | Santa Clara | 85 | 06085 | 2.2 | 13469 | 2011 | 9999 |  |  | N | Distillate Fuel Oil | [13 empty] | 0.05841 | 0.05841 | 0.05841 | 0.05841 | [11 empty] | Xeres Ventures LLC | 100 | Xeres Ventures LLC | 100 | Non-regulated
SC 1 Data Center, Phase 2 | 59074_G_EG1B | 59074 | G | EG1B |  | Combustion Turbine | IC Engine | WEC_CALN | California | 6 | Santa Clara | 85 | 06085 | 2.2 | 13469 | 2011 | 9999 |  |  | N | Distillate Fuel Oil | [13 empty] | 0.05841 | 0.05841 | 0.05841 | 0.05841 | [11 empty] | Xeres Ventures LLC | 100 | Xeres Ventures LLC | 100 | Non-regulated
SC 1 Data Center, Phase 2 | 59074_G_EG2A | 59074 | G | EG2A |  | Combustion Turbine | IC Engine | WEC_CALN | California | 6 | Santa Clara | 85 | 06085 | 2.2 | 13469 | 2011 | 9999 |  |  | N | Distillate Fuel Oil | [13 empty] | 0.05841 | 0.05841 | 0.05841 | 0.05841 | [11 empty] | Xeres Ventures LLC | 100 | Xeres Ventures LLC | 100 | Non-regulated
SC 1 Data Center, Phase 2 | 59074_G_EG2B | 59074 | G | EG2B |  | Combustion Turbine | IC Engine | WEC_CALN | California | 6 | Santa Clara | 85 | 06085 | 2.2 | 13469 | 2011 | 9999 |  |  | N | Distillate Fuel Oil | [13 empty] | 0.05841 | 0.05841 | 0.05841 | 0.05841 | [11 empty] | Xeres Ventures LLC | 100 | Xeres Ventures LLC | 100 | Non-regulated
SC 1 Data Center, Phase 2 | 59074_G_EG3A | 59074 | G | EG3A |  | Combustion Turbine | IC Engine | WEC_CALN | California | 6 | Santa Clara | 85 | 06085 | 2.2 | 13469 | 2011 | 9999 |  |  | N | Distillate Fuel Oil | [13 empty] | 0.05841 | 0.05841 | 0.05841 | 0.05841 | [11 empty] | Xeres Ventures LLC | 100 | Xeres Ventures LLC | 100 | Non-regulated
SC 1 Data Center, Phase 2 | 59074_G_EG3B | 59074 | G | EG3B |  | Combustion Turbine | IC Engine | WEC_CALN | California | 6 | Santa Clara | 85 | 06085 | 2.2 | 13469 | 2011 | 9999 |  |  | N | Distillate Fuel Oil | [13 empty] | 0.05841 | 0.05841 | 0.05841 | 0.05841 | [11 empty] | Xeres Ventures LLC | 100 | Xeres Ventures LLC | 100 | Non-regulated
SC 1 Data Center, Phase 2 | 59074_G_EG4A | 59074 | G | EG4A |  | Combustion Turbine | IC Engine | WEC_CALN | California | 6 | Santa Clara | 85 | 06085 | 2.2 | 13469 | 2011 | 9999 |  |  | N | Distillate Fuel Oil | [13 empty] | 0.05841 | 0.05841 | 0.05841 | 0.05841 | [11 empty] | Xeres Ventures LLC | 100 | Xeres Ventures LLC | 100 | Non-regulated
SC 1 Data Center, Phase 2 | 59074_G_EG4B | 59074 | G | EG4B |  | Combustion Turbine | IC Engine | WEC_CALN | California | 6 | Santa Clara | 85 | 06085 | 2.2 | 13469 | 2011 | 9999 |  |  | N | Distillate Fuel Oil | [13 empty] | 0.05841 | 0.05841 | 0.05841 | 0.05841 | [11 empty] | Xeres Ventures LLC | 100 | Xeres Ventures LLC | 100 | Non-regulated
SC 1 Data Center, Phase 2 | 59074_G_EG5A | 59074 | G | EG5A |  | Combustion Turbine | IC Engine | WEC_CALN | California | 6 | Santa Clara | 85 | 06085 | 2.2 | 13469 | 2011 | 9999 |  |  | N | Distillate Fuel Oil | [13 empty] | 0.05841 | 0.05841 | 0.05841 | 0.05841 | [11 empty] | Xeres Ventures LLC | 100 | Xeres Ventures LLC | 100 | Non-regulated
SC 1 Data Center, Phase 2 | 59074_G_EG5B | 59074 | G | EG5B |  | Combustion Turbine | IC Engine | WEC_CALN | California | 6 | Santa Clara | 85 | 06085 | 2.2 | 13469 | 2011 | 9999 |  |  | N | Distillate Fuel Oil | [13 empty] | 0.05841 | 0.05841 | 0.05841 | 0.05841 | [11 empty] | Xeres Ventures LLC | 100 | Xeres Ventures LLC | 100 | Non-regulated
SC 1 Data Center, Phase 2 | 59074_G_EG6A | 59074 | G | EG6A |  | Combustion Turbine | IC Engine | WEC_CALN | California | 6 | Santa Clara | 85 | 06085 | 2.2 | 13469 | 2011 | 9999 |  |  | N | Distillate Fuel Oil | [13 empty] | 0.05841 | 0.05841 | 0.05841 | 0.05841 | [11 empty] | Xeres Ventures LLC | 100 | Xeres Ventures LLC | 100 | Non-regulated
SC 1 Data Center, Phase 2 | 59074_G_EG6B | 59074 | G | EG6B |  | Combustion Turbine | IC Engine | WEC_CALN | California | 6 | Santa Clara | 85 | 06085 | 2.2 | 13469 | 2011 | 9999 |  |  | N | Distillate Fuel Oil | [13 empty] | 0.05841 | 0.05841 | 0.05841 | 0.05841 | [11 empty] | Xeres Ventures LLC | 100 | Xeres Ventures LLC | 100 | Non-regulated
SC 1 Data Center, Phase 2 | 59074_G_EG7A | 59074 | G | EG7A |  | Combustion Turbine | IC Engine | WEC_CALN | California | 6 | Santa Clara | 85 | 06085 | 2.2 | 13469 | 2011 | 9999 |  |  | N | Distillate Fuel Oil | [13 empty] | 0.05841 | 0.05841 | 0.05841 | 0.05841 | [11 empty] | Xeres Ventures LLC | 100 | Xeres Ventures LLC | 100 | Non-regulated
SC 1 Data Center, Phase 2 | 59074_G_EG7B | 59074 | G | EG7B |  | Combustion Turbine | IC Engine | WEC_CALN | California | 6 | Santa Clara | 85 | 06085 | 2.2 | 13469 | 2011 | 9999 |  |  | N | Distillate Fuel Oil | [13 empty] | 0.05841 | 0.05841 | 0.05841 | 0.05841 | [11 empty] | Xeres Ventures LLC | 100 | Xeres Ventures LLC | 100 | Non-regulated
SC 1 Data Center, Phase 2 | 59074_G_EG8B | 59074 | G | EG8B |  | Combustion Turbine | IC Engine | WEC_CALN | California | 6 | Santa Clara | 85 | 06085 | 2.2 | 13469 | 2011 | 9999 |  |  | N | Distillate Fuel Oil | [13 empty] | 0.05841 | 0.05841 | 0.05841 | 0.05841 | [11 empty] | Xeres Ventures LLC | 100 | Xeres Ventures LLC | 100 | Non-regulated
SC 1 Data Center, Phase 2 | 59074_G_EG9A | 59074 | G | EG9A |  | Combustion Turbine | IC Engine | WEC_CALN | California | 6 | Santa Clara | 85 | 06085 | 2.3 | 13469 | 2015 | 9999 |  |  | N | Distillate Fuel Oil | [13 empty] | 0.05841 | 0.05841 | 0.05841 | 0.05841 | [11 empty] | Xeres Ventures LLC | 100 | Xeres Ventures LLC | 100 | Non-regulated
SC 1 Data Center, Phase 2 | 59074_G_EG9B | 59074 | G | EG9B |  | Combustion Turbine | IC Engine | WEC_CALN | California | 6 | Santa Clara | 85 | 06085 | 2.3 | 13469 | 2014 | 9999 |  |  | N | Distillate Fuel Oil | [13 empty] | 0.05841 | 0.05841 | 0.05841 | 0.05841 | [11 empty] | Xeres Ventures LLC | 100 | Xeres Ventures LLC | 100 | Non-regulated
SC 1 Data Center, Phase 2 | 59074_G_GEN8A | 59074 | G | GEN8A |  | Combustion Turbine | IC Engine | WEC_CALN | California | 6 | Santa Clara | 85 | 06085 | 2.2 | 9905 | 2020 | 9999 |  |  | N | Distillate Fuel Oil | [13 empty] | 0.011 | 0.011 | 0.011 | 0.011 | [11 empty] | Xeres Ventures LLC | 100 | Xeres Ventures LLC | 100 | Non-regulated
Brewster Landfill | 59075_G_BRE1 | 59075 | G | BRE1 |  | Solar PV |  | NENGREST | Massachusetts | 25 | Barnstable | 1 | 25001 | 1 | 0 | 2014 | 9999 |  |  | N | Solar | [13 empty] | 0 | 0 | 0 | 0 | [11 empty] | CF CVEC Owner One LLC | 100 | Clean Focus Corp | 100 | Non-regulated
Chopin Wind LLC | 59076_G_WT1 | 59076 | G | WT1 |  | Onshore Wind |  | WECC_PNW | Oregon | 41 | Umatilla | 59 | 41059 | 10 | 0 | 2016 | 9999 |  |  | N | Wind | [13 empty] | 0 | 0 | 0 | 0 | [11 empty] | Chopin Wind LLC | 100 | BayWa AG | 100 | Non-regulated
Chatham Landfill | 59077_G_CHA | 59077 | G | CHA |  | Solar PV |  | NENGREST | Massachusetts | 25 | Barnstable | 1 | 25001 | 1.5 | 0 | 2014 | 9999 |  |  | N | Solar | [13 empty] | 0 | 0 | 0 | 0 | [11 empty] | CF CVEC Owner One LLC | 100 | Clean Focus Corp | 100 | Non-regulated
Harwich Landfill | 59078_G_HAR1 | 59078 | G | HAR1 |  | Solar PV |  | NENGREST | Massachusetts | 25 | Barnstable | 1 | 25001 | 4 | 0 | 2014 | 9999 |  |  | N | Solar | [13 empty] | 0 | 0 | 0 | 0 | [11 empty] | CF CVEC Owner One LLC | 100 | Clean Focus Corp | 100 | Non-regulated
Katama Farm | 59079_G_KAT1 | 59079 | G | KAT1 |  | Solar PV |  | NENGREST | Massachusetts | 25 | Dukes | 7 | 25007 | 1 | 0 | 2014 | 9999 |  |  | N | Solar | [13 empty] | 0 | 0 | 0 | 0 | [11 empty] | CF CVEC Owner One LLC | 100 | Clean Focus Corp | 100 | Non-regulated
Nunnepog | 59080_G_NUN1 | 59080 | G | NUN1 |  | Solar PV |  | NENGREST | Massachusetts | 25 | Dukes | 7 | 25007 | 1 | 0 | 2014 | 9999 |  |  | N | Solar | [13 empty] | 0 | 0 | 0 | 0 | [11 empty] | CF CVEC Owner One LLC | 100 | Clean Focus Corp | 100 | Non-regulated
Barnstable Landfill | 59081_G_HAR1 | 59081 | G | HAR1 |  | Solar PV |  | NENGREST | Massachusetts | 25 | Barnstable | 1 | 25001 | 4 | 0 | 2014 | 9999 |  |  | N | Solar | [13 empty] | 0 | 0 | 0 | 0 | [11 empty] | CF CVEC Owner One LLC | 100 | Clean Focus Corp | 100 | Non-regulated
Dennis Landfill | 59082_G_DEN1 | 59082 | G | DEN1 |  | Solar PV |  | NENGREST | Massachusetts | 25 | Barnstable | 1 | 25001 | 5 | 0 | 2014 | 9999 |  |  | N | Solar | [13 empty] | 0 | 0 | 0 | 0 | [11 empty] | CF CVEC Owner One LLC | 100 | Clean Focus Corp | 100 | Non-regulated
Limon III Wind LLC | 59083_G_WT1 | 59083 | G | WT1 |  | Onshore Wind |  | WECC_CO | Colorado | 8 | Lincoln | 73 | 08073 | 200.6 | 0 | 2014 | 9999 |  |  | N | Wind | [13 empty] | 0 | 0 | 0 | 0 | [11 empty] | Limon Wind III LLC | 100 | NextEra Energy Inc | 100 | Non-regulated
Marshall Wind Farm | 59084_G_RPMA | 59084 | G | RPMA |  | Onshore Wind |  | SPP_N | Kansas | 20 | Marshall | 117 | 20117 | 72 | 0 | 2016 | 9999 |  |  | N | Wind | [13 empty] | 0 | 0 | 0 | 0 | [11 empty] | Marshall Wind Energy LLC | 100 | Berkshire Hathaway Inc | 100 | Non-regulated
Lepomis PV Energy LLC | 59085_G_INV-1 | 59085 | G | INV-1 |  | Solar PV |  | NENGREST | Massachusetts | 25 | Plymouth | 23 | 25023 | 4.5 | 0 | 2014 | 9999 |  |  | N | Solar | [13 empty] | 0 | 0 | 0 | 0 | [11 empty] | Lepomis PV Energy LLC | 100 | EDF Group | 100 | Non-regulated
Cottonwood Solar, LLC (Goose Lake) | 59086_G_GEN1 | 59086 | G | GEN1 |  | Solar PV |  | WECC_SCE | California | 6 | Kern | 29 | 06029 | 12 | 0 | 2015 | 9999 |  |  | N | Solar | [13 empty] | 0 | 0 | 0 | 0 | [11 empty] | Goose Lake Solar LLC | 100 | Obsidian Finance Group LLC | 100 | Non-regulated
Cottonwood Solar, LLC (City of Corcoran) | 59087_G_GEN 1 | 59087 | G | GEN 1 |  | Solar PV |  | WEC_CALN | California | 6 | Kings | 31 | 06031 | 12 | 0 | 2015 | 9999 |  |  | N | Solar | [13 empty] | 0 | 0 | 0 | 0 | [11 empty] | Cottonwood Solar LLC (CA) | 100 | Dominion Energy Inc | 100 | Non-regulated
Calipatria Solar Farm | 59088_G_GEN 1 | 59088 | G | GEN 1 |  | Solar PV |  | WECC_IID | California | 6 | Imperial | 25 | 06025 | 20 | 0 | 2016 | 9999 |  |  | N | Solar | [13 empty] | 0 | 0 | 0 | 0 | [11 empty] | Southern Power Co | 100 | Southern Co | 100 | Non-regulated
Rockland Solar CSG | 59090_G_GEN1 | 59090 | G | GEN1 |  | Solar PV |  | NENGREST | Massachusetts | 25 | Plymouth | 23 | 25023 | 2 | 0 | 2013 | 9999 |  |  | N | Solar | [13 empty] | 0 | 0 | 0 | 0 | [11 empty] | Marina Energy LLC | 100 | Goldman Sachs Group Inc (The) | 100 | Non-regulated
Holland Energy Park | 59093_G_10 | 59093 | G | 10 | 91083 | Combined Cycle |  | MIS_LMI | Michigan | 26 | Ottawa | 139 | 26139 | 43.1 | 7285 | 2017 | 9999 |  |  | Y | Natural Gas |  |  |  | DLNB | SCR | [8 empty] | 0.00996 | 0.00996 | 0.00996 | 0.00996 | [11 empty] | Holland Board of Public Works | 100 | Holland Board of Public Works | 100 | Regulated
Holland Energy Park | 59093_G_11 | 59093 | G | 11 | 91084 | Combined Cycle |  | MIS_LMI | Michigan | 26 | Ottawa | 139 | 26139 | 43.1 | 7285 | 2017 | 9999 |  |  | Y | Natural Gas |  |  |  | DLNB | SCR | [8 empty] | 0.00996 | 0.00996 | 0.00996 | 0.00996 | [11 empty] | Holland Board of Public Works | 100 | Holland Board of Public Works | 100 | Regulated
Holland Energy Park | 59093_G_12 | 59093 | G | 12 |  | Combined Cycle |  | MIS_LMI | Michigan | 26 | Ottawa | 139 | 26139 | 40.9 | 7285 | 2017 | 9999 |  |  | Y | Natural Gas |  |  |  |  | SCR | [8 empty] | 0.00996 | 0.00996 | 0.00996 | 0.00996 | [11 empty] | Holland Board of Public Works | 100 | Holland Board of Public Works | 100 | Regulated
Division 1 | 59094_G_GEN 1 | 59094 | G | GEN 1 |  | Solar PV |  | WEC_LADW | California | 6 | Los Angeles | 37 | 06037 | 1.5 | 0 | 2014 | 9999 |  |  | N | Solar | [13 empty] | 0 | 0 | 0 | 0 | [11 empty] | Mound Solar Owner VIII LLC | 100 | SolarCity Corp | 100 | Non-regulated
Division 2 | 59095_G_GEN 1 | 59095 | G | GEN 1 |  | Solar PV |  | WEC_LADW | California | 6 | Los Angeles | 37 | 06037 | 1 | 0 | 2014 | 9999 |  |  | N | Solar | [13 empty] | 0 | 0 | 0 | 0 | [11 empty] | Mound Solar Owner VIII LLC | 100 | SolarCity Corp | 100 | Non-regulated
Division 3 | 59096_G_GEN1 | 59096 | G | GEN1 |  | Solar PV |  | WEC_LADW | California | 6 | Los Angeles | 37 | 06037 | 1 | 0 | 2014 | 9999 |  |  | N | Solar | [13 empty] | 0 | 0 | 0 | 0 | [11 empty] | Mound Solar Owner VIII LLC | 100 | SolarCity Corp | 100 | Non-regulated
Berry Plastics Solar | 59097_G_PV1 | 59097 | G | PV1 |  | Solar PV |  | PJM_EMAC | New Jersey | 34 | Warren | 41 | 34041 | 9.8 | 0 | 2013 | 9999 |  |  | N | Solar | [13 empty] | 0 | 0 | 0 | 0 | [11 empty] | Berry Plastics Solar | 100 | East Coast Clean Energy | 100 | Non-regulated
Kettering Solar 1 | 59098_G_PV1 | 59098 | G | PV1 |  | Solar PV |  | WEC_LADW | California | 6 | Los Angeles | 37 | 06037 | 1 | 0 | 2014 | 9999 |  |  | N | Solar | [13 empty] | 0 | 0 | 0 | 0 | [11 empty] | Mound Solar Owner VIII LLC | 100 | SolarCity Corp | 100 | Non-regulated
Kettering Solar 2 | 59099_G_PV1 | 59099 | G | PV1 |  | Solar PV |  | WEC_LADW | California | 6 | Los Angeles | 37 | 06037 | 1 | 0 | 2014 | 9999 |  |  | N | Solar | [13 empty] | 0 | 0 | 0 | 0 | [11 empty] | Mound Solar Owner VIII LLC | 100 | SolarCity Corp | 100 | Non-regulated
Christiana | 591_G_CH11 | 591 | G | CH11 | 378 | Combustion Turbine |  | PJM_EMAC | Delaware | 10 | New Castle | 3 | 10003 | 25 | 23603 | 1973 | 9999 |  |  | N | Distillate Fuel Oil |  |  |  | H2O | [9 empty] | 0.52275 | 0.34 | 0.52275 | 0.34 | [11 empty] | Calpine Mid Atlantic Generation LLC | 100 | Energy Capital Partners | 100 | Non-regulated
Christiana | 591_G_CH14 | 591 | G | CH14 | 379 | Combustion Turbine |  | PJM_EMAC | Delaware | 10 | New Castle | 3 | 10003 | 25 | 23618 | 1973 | 9999 |  |  | N | Distillate Fuel Oil |  |  |  | H2O | [9 empty] | 0.54917 | 0.34 | 0.54917 | 0.34 | [11 empty] | Calpine Mid Atlantic Generation LLC | 100 | Energy Capital Partners | 100 | Non-regulated
Chauncey Farm LLC | 59100_G_1 | 59100 | G | 1 |  | Solar PV |  | S_VACA | North Carolina | 37 | Columbus | 47 | 37047 | 4.9 | 0 | 2014 | 9999 |  |  | N | Solar | [13 empty] | 0 | 0 | 0 | 0 | [11 empty] | Chauncey Farm LLC | 100 | Strata Solar LLC | 100 | Non-regulated
Dragstrip Farm | 59102_G_1 | 59102 | G | 1 |  | Solar PV |  | S_VACA | North Carolina | 37 | Burke | 23 | 37023 | 5 | 0 | 2014 | 9999 |  |  | N | Solar | [13 empty] | 0 | 0 | 0 | 0 | [11 empty] | Dragstrip Farm LLC | 100 | Strata Solar LLC | 100 | Non-regulated
Fremont Farm LLC | 59103_G_1 | 59103 | G | 1 |  | Solar PV |  | S_VACA | North Carolina | 37 | Wayne | 191 | 37191 | 5 | 0 | 2017 | 9999 |  |  | N | Solar | [13 empty] | 0 | 0 | 0 | 0 | [11 empty] | Fremont Farm LLC | 100 | Dominion Energy Inc | 100 | Non-regulated
Market Farm | 59105_G_1 | 59105 | G | 1 |  | Solar PV |  | S_VACA | North Carolina | 37 | Rockingham | 157 | 37157 | 4.9 | 0 | 2014 | 9999 |  |  | N | Solar | [13 empty] | 0 | 0 | 0 | 0 | [11 empty] | Market Farm LLC | 100 | Strata Solar LLC | 100 | Non-regulated
Snow Hill Solar 2 LLC | 59106_G_1 | 59106 | G | 1 |  | Solar PV |  | S_VACA | North Carolina | 37 | Greene | 79 | 37079 | 2 | 0 | 2014 | 9999 |  |  | N | Solar | [13 empty] | 0 | 0 | 0 | 0 | [11 empty] | Snow Hill Solar 2 LLC | 100 | Snow Hill Solar 2 LLC | 100 | Non-regulated
Mount Olive Farm | 59107_G_1 | 59107 | G | 1 |  | Solar PV |  | S_VACA | North Carolina | 37 | Wayne | 191 | 37191 | 5 | 0 | 2014 | 9999 |  |  | N | Solar | [13 empty] | 0 | 0 | 0 | 0 | [11 empty] | Mount Olive Solar LLC | 100 | Mount Olive Solar LLC | 100 | Non-regulated
Spicewood Solar Farm LLC | 59109_G_1 | 59109 | G | 1 |  | Solar PV |  | S_VACA | North Carolina | 37 | Moore | 125 | 37125 | 5 | 0 | 2014 | 9999 |  |  | N | Solar | [13 empty] | 0 | 0 | 0 | 0 | [11 empty] | Spicewood Solar Farm LLC | 100 | Spicewood Solar Farm LLC | 100 | Non-regulated
Springfield Solar 1 LLC | 59110_G_1 | 59110 | G | 1 |  | Solar PV |  | SPP_N | Missouri | 29 | Greene | 77 | 29077 | 4.9 | 0 | 2014 | 9999 |  |  | N | Solar | [13 empty] | 0 | 0 | 0 | 0 | [11 empty] | Springfield Solar 1 LLC | 100 | Strata Solar LLC | 100 | Non-regulated
West Salisbury Farm LLC | 59111_G_1 | 59111 | G | 1 |  | Solar PV |  | S_VACA | North Carolina | 37 | Rowan | 159 | 37159 | 5 | 0 | 2015 | 9999 |  |  | N | Solar | [13 empty] | 0 | 0 | 0 | 0 | [11 empty] | West Salisbury Farm LLC | 100 | Strata Solar LLC | 100 | Non-regulated
West Siler | 59112_G_1 | 59112 | G | 1 |  | Solar PV |  | S_VACA | North Carolina | 37 | Chatham | 37 | 37037 | 5 | 0 | 2017 | 9999 |  |  | N | Solar | [13 empty] | 0 | 0 | 0 | 0 | [11 empty] | West Siler Farm LLC | 100 | Strata Solar LLC | 100 | Non-regulated
Yanceyville Farm 2 LLC | 59113_G_1 | 59113 | G | 1 |  | Solar PV |  | S_VACA | North Carolina | 37 | Caswell | 33 | 37033 | 5 | 0 | 2015 | 9999 |  |  | N | Solar | [13 empty] | 0 | 0 | 0 | 0 | [11 empty] | Yancyville Farm 2 LLC | 100 | Strata Solar LLC | 100 | Non-regulated
Redmon Solar Farm LLC | 59114_G_1 | 59114 | G | 1 |  | Solar PV |  | S_VACA | North Carolina | 37 | Rowan | 159 | 37159 | 2 | 0 | 2015 | 9999 |  |  | N | Solar | [13 empty] | 0 | 0 | 0 | 0 | [11 empty] | Redmon Solar Farm LLC | 100 | Entropy Solar Integrators LLC | 100 | Non-regulated
Anderson Farm LLC | 59115_G_1 | 59115 | G | 1 |  | Solar PV |  | S_VACA | North Carolina | 37 | Sampson | 163 | 37163 | 1.9 | 0 | 2014 | 9999 |  |  | N | Solar | [13 empty] | 0 | 0 | 0 | 0 | [11 empty] | Anderson Solar LLC | 100 | Solbridge Energy LLC | 100 | Non-regulated
Woodbine Landfill Plant | 59116_G_V1021 | 59116 | G | V1021 |  | Landfill Gas |  | PJM_EMAC | New Jersey | 34 | Cape May | 9 | 34009 | 2.1 | 14103 | 2013 | 9999 |  |  | N | Landfill Gas | [13 empty] | 0.22117 | 0.22117 | 0.22117 | 0.22117 | [11 empty] | Cape May County Municipal Utilities Authority | 100 | Cape May County Municipal Utilities Authority | 100 | Non-regulated
DD Fayetteville Solar NC LLC | 59117_G_PV1 | 59117 | G | PV1 |  | Solar PV |  | S_VACA | North Carolina | 37 | Bladen | 17 | 37017 | 23.1 | 0 | 2015 | 9999 |  |  | N | Solar | [13 empty] | 0 | 0 | 0 | 0 | [11 empty] | DD Fayetteville Solar NC LLC | 100 | Tangent Energy Solutions Inc | 100 | Regulated
Cameron Wind 1 LLC | 59118_G_CAM1 | 59118 | G | CAM1 |  | Onshore Wind |  | ERC_REST | Texas | 48 | Cameron | 61 | 48061 | 165 | 0 | 2015 | 9999 |  |  | N | Wind | [13 empty] | 0 | 0 | 0 | 0 | [11 empty] | Cameron Wind 1 LLC | 100 | Ikea Systems BV | 100 | Non-regulated
Cameron Wind 1 LLC | 59118_G_SABAL | 59118 | G | SABAL |  | Energy Storage |  | ERC_REST | Texas | 48 | Cameron | 61 | 48061 | 24 | 0 | 2023 | 9999 |  |  | N | Energy Storage | [13 empty] | 0 | 0 | 0 | 0 | [11 empty] | Cameron Wind 1 LLC | 100 | Cameron Wind 1 LLC | 100 | Non-regulated
Warsaw I | 59119_G_PV1 | 59119 | G | PV1 |  | Solar PV |  | S_VACA | North Carolina | 37 | Duplin | 61 | 37061 | 2 | 0 | 2013 | 9999 |  |  | N | Solar | [13 empty] | 0 | 0 | 0 | 0 | [11 empty] | Warsaw Solar LLC (PA) | 100 | FLS Energy Inc | 100 | Non-regulated
Warsaw II | 59120_G_PV1 | 59120 | G | PV1 |  | Solar PV |  | S_VACA | North Carolina | 37 | Duplin | 61 | 37061 | 2 | 0 | 2013 | 9999 |  |  | N | Solar | [13 empty] | 0 | 0 | 0 | 0 | [11 empty] | Warsaw Solar 2 LLC | 100 | FLS Energy Inc | 100 | Non-regulated
Acushnet-Braley Road 1 | 59121_G_57449 | 59121 | G | 57449 |  | Solar PV |  | NENGREST | Massachusetts | 25 | Bristol | 5 | 25005 | 1.9 | 0 | 2013 | 9999 |  |  | N | Solar | [13 empty] | 0 | 0 | 0 | 0 | [11 empty] | GLC (MA) Acushnet Braley Road LLC | 100 | Green Lake Capital LLC | 100 | Non-regulated
Enerparc CA1 LLC | 59122_G_ECA11 | 59122 | G | ECA11 |  | Solar PV |  | WEC_CALN | California | 6 | San Benito | 69 | 06069 | 1.5 | 0 | 2014 | 9999 |  |  | N | Solar | [13 empty] | 0 | 0 | 0 | 0 | [11 empty] | Enerparc CA1 LLC | 100 | PNC Energy Capital LLC | 100 | Non-regulated
Moncure Farm LLC | 59123_G_1 | 59123 | G | 1 |  | Solar PV |  | S_VACA | North Carolina | 37 | Chatham | 37 | 37037 | 3 | 0 | 2014 | 9999 |  |  | N | Solar | [13 empty] | 0 | 0 | 0 | 0 | [11 empty] | Moncure Farm LLC | 100 | Strata Solar LLC | 100 | Non-regulated
Martin Creek Farm LLC | 59124_G_1 | 59124 | G | 1 |  | Solar PV |  | S_C_TVA | North Carolina | 37 | Vance | 181 | 37181 | 3 | 0 | 2014 | 9999 |  |  | N | Solar | [13 empty] | 0 | 0 | 0 | 0 | [11 empty] | Martin Creek Farm LLC | 100 | Strata Solar LLC | 100 | Non-regulated
Kinston | 59125_G_1 | 59125 | G | 1 |  | Solar PV |  | S_VACA | North Carolina | 37 | Lenoir | 107 | 37107 | 2 | 0 | 2014 | 9999 |  |  | N | Solar | [13 empty] | 0 | 0 | 0 | 0 | [11 empty] | Kinston Solar LLC | 100 | Strata Solar LLC | 100 | Non-regulated
Daniel Farm LLC | 59126_G_1 | 59126 | G | 1 |  | Solar PV |  | S_VACA | North Carolina | 37 | Davie | 59 | 37059 | 5 | 0 | 2014 | 9999 |  |  | N | Solar | [13 empty] | 0 | 0 | 0 | 0 | [11 empty] | Daniel Farm LLC | 100 | Daniel Farm LLC | 100 | Non-regulated
Bailey Farm LLC | 59127_G_1 | 59127 | G | 1 |  | Solar PV |  | S_VACA | North Carolina | 37 | Nash | 127 | 37127 | 5 | 0 | 2013 | 9999 |  |  | N | Solar | [13 empty] | 0 | 0 | 0 | 0 | [11 empty] | Bailey Farm LLC | 100 | Bailey Farm LLC | 100 | Non-regulated
Acushnet- High Hill | 59128_G_57449 | 59128 | G | 57449 |  | Solar PV |  | NENGREST | Massachusetts | 25 | Bristol | 5 | 25005 | 3.2 | 0 | 2013 | 9999 |  |  | N | Solar | [13 empty] | 0 | 0 | 0 | 0 | [11 empty] | GLC (MA) Acushnet High Hill Road LLC | 100 | Green Lake Capital LLC | 100 | Non-regulated
CSD 2- Freedom High | 59129_G_57449 | 59129 | G | 57449 |  | Solar PV |  | WEC_CALN | California | 6 | Contra Costa | 13 | 06013 | 1.1 | 0 | 2013 | 9999 |  |  | N | Solar | [13 empty] | 0 | 0 | 0 | 0 | [11 empty] | GLC (CA) CSD 2 LLC | 100 | US Bancorp | 100 | Non-regulated
CSD 2 - Heritage High | 59130_G_57449 | 59130 | G | 57449 |  | Solar PV |  | WEC_CALN | California | 6 | Contra Costa | 13 | 06013 | 1.3 | 0 | 2013 | 9999 |  |  | N | Solar | [13 empty] | 0 | 0 | 0 | 0 | [11 empty] | GLC (CA) CSD 2 LLC | 100 | US Bancorp | 100 | Non-regulated
Dartmouth Landfill | 59131_G_57449 | 59131 | G | 57449 |  | Solar PV |  | NENGREST | Massachusetts | 25 | Bristol | 5 | 25005 | 1.3 | 0 | 2013 | 9999 |  |  | N | Solar | [13 empty] | 0 | 0 | 0 | 0 | [11 empty] | GLC (MA) Dartmouth LLC | 100 | Green Lake Capital LLC | 100 | Non-regulated
EAFB - North Base | 59132_G_57449 | 59132 | G | 57449 |  | Solar PV |  | WECC_SCE | California | 6 | Kern | 29 | 06029 | 1.1 | 0 | 2012 | 9999 |  |  | N | Solar | [13 empty] | 0 | 0 | 0 | 0 | [11 empty] | GLC (CA) Edwards Afb LLC | 100 | Consolidated Edison Inc | 100 | Non-regulated
EAFB - South Base | 59133_G_57449 | 59133 | G | 57449 |  | Solar PV |  | WECC_SCE | California | 6 | Kern | 29 | 06029 | 1.1 | 0 | 2012 | 9999 |  |  | N | Solar | [13 empty] | 0 | 0 | 0 | 0 | [11 empty] | GLC (CA) Edwards Afb LLC | 100 | Consolidated Edison Inc | 100 | Non-regulated
Easton Landfill | 59134_G_57449 | 59134 | G | 57449 |  | Solar PV |  | NENGREST | Massachusetts | 25 | Bristol | 5 | 25005 | 1.9 | 0 | 2013 | 9999 |  |  | N | Solar | [13 empty] | 0 | 0 | 0 | 0 | [11 empty] | GLC (MA) Easton LLC | 100 | Green Lake Capital LLC | 100 | Non-regulated
Ludlow Landfill | 59135_G_57449 | 59135 | G | 57449 |  | Solar PV |  | NENGREST | Massachusetts | 25 | Hampden | 13 | 25013 | 2.6 | 0 | 2013 | 9999 |  |  | N | Solar | [13 empty] | 0 | 0 | 0 | 0 | [11 empty] | GLC (MA) Ludlow LLC | 100 | Green Lake Capital LLC | 100 | Non-regulated
Methuen Landfill | 59136_G_57449 | 59136 | G | 57449 |  | Solar PV |  | NENGREST | Massachusetts | 25 | Essex | 9 | 25009 | 1.3 | 0 | 2013 | 9999 |  |  | N | Solar | [13 empty] | 0 | 0 | 0 | 0 | [11 empty] | GLC (MA) Methuen LLC | 100 | Green Lake Capital LLC | 100 | Non-regulated
Plymouth Site 1 | 59137_G_57449 | 59137 | G | 57449 |  | Solar PV |  | NENGREST | Massachusetts | 25 | Plymouth | 23 | 25023 | 4 | 0 | 2013 | 9999 |  |  | N | Solar | [13 empty] | 0 | 0 | 0 | 0 | [11 empty] | GLC (MA) Plymouth Site 1 LLC | 100 | Green Lake Capital LLC | 100 | Non-regulated
SDCCD - Miramar | 59138_G_57449 | 59138 | G | 57449 |  | Solar PV |  | WEC_SDGE | California | 6 | San Diego | 73 | 06073 | 1.1 | 0 | 2011 | 9999 |  |  | N | Solar | [13 empty] | 0 | 0 | 0 | 0 | [11 empty] | GLC (CA) SDCCD LLC | 100 | Green Lake Capital LLC | 100 | Non-regulated
SDCWA - Twin Oaks | 59139_G_57449 | 59139 | G | 57449 |  | Solar PV |  | WEC_SDGE | California | 6 | San Diego | 73 | 06073 | 1.1 | 0 | 2011 | 9999 |  |  | N | Solar | [13 empty] | 0 | 0 | 0 | 0 | [11 empty] | GLC (CA) Aqua SD LLC | 100 | Green Lake Capital LLC | 100 | Non-regulated
EDF Lancaster | 59140_G_INV-1 | 59140 | G | INV-1 |  | Solar PV |  | NENGREST | Massachusetts | 25 | Worcester | 27 | 25027 | 4.5 | 0 | 2014 | 9999 |  |  | N | Solar | [13 empty] | 0 | 0 | 0 | 0 | [11 empty] | Ugt Renewable Energy 10 LLC | 100 | EDF Group | 100 | Non-regulated
Manatee County LFGTE | 59142_G_IC1 | 59142 | G | IC1 |  | Landfill Gas |  | FRCC | Florida | 12 | Manatee | 81 | 12081 | 1.6 | 13500 | 2013 | 9999 |  |  | N | Landfill Gas | [13 empty] | 0.36421 | 0.36421 | 0.36421 | 0.36421 | [11 empty] | Manatee Green Power LLC | 100 | Manatee Green Power LLC | 100 | Non-regulated
Front Range Project | 59143_G_FR-1 | 59143 | G | FR-1 |  | Landfill Gas |  | WECC_CO | Colorado | 8 | Weld | 123 | 08123 | 3.1 | 13500 | 2011 | 9999 |  |  | N | Landfill Gas | [13 empty] | 0.22117 | 0.22117 | 0.22117 | 0.22117 | [11 empty] | Timberline Energy LLC | 100 | Archaea Energy Inc | 100 | Non-regulated
Brighton PV Solar Plant | 59144_G_15755 | 59144 | G | 15755 |  | Solar PV |  | WECC_CO | Colorado | 8 | Adams | 1 | 08001 | 1.8 | 0 | 2012 | 9999 |  |  | N | Solar | [13 empty] | 0 | 0 | 0 | 0 | [11 empty] | United Power Inc | 100 | United Power Inc | 100 | Non-regulated
Freeport LP Pretreatment Facility | 59145_G_65GTG | 59145 | G | 65GTG |  | Combustion Turbine |  | ERC_REST | Texas | 48 | Brazoria | 39 | 48039 | 70 | 12369 | 2019 | 9999 |  |  | Y | Natural Gas | [13 empty] | 0.011 | 0.011 | 0.011 | 0.011 | [11 empty] | Freeport LNG Development | 100 | Freeport LNG Development | 100 | Non-regulated
XPF Solar Field | 59146_G_PV1 | 59146 | G | PV1 |  | Solar PV |  | S_VACA | North Carolina | 37 | Durham | 63 | 37063 | 3 | 0 | 2014 | 9999 |  |  | N | Solar | [13 empty] | 0 | 0 | 0 | 0 | [11 empty] | United Therapeutics Corp | 100 | United Therapeutics Corp | 100 | Non-regulated
Fair Wind | 59147_G_1 | 59147 | G | 1 |  | Onshore Wind |  | PJM_AP | Maryland | 24 | Garrett | 23 | 24023 | 30 | 0 | 2015 | 9999 |  |  | N | Wind | [13 empty] | 0 | 0 | 0 | 0 | [11 empty] | Fair Wind Power Partners LLC | 100 | Exelon Corp | 100 | Non-regulated
Green Farm | 59148_G_GREEN | 59148 | G | GREEN |  | Solar PV |  | PJM_Dom | North Carolina | 37 | Martin | 117 | 37117 | 5 | 0 | 2016 | 9999 |  |  | N | Solar | [13 empty] | 0 | 0 | 0 | 0 | [11 empty] | Green Farm Solar LLC | 100 | Downs Farm Solar LLC | 100 | Non-regulated
Simons Farm | 59149_G_SIMON | 59149 | G | SIMON |  | Solar PV |  | PJM_Dom | North Carolina | 37 | Hertford | 91 | 37091 | 5 | 0 | 2016 | 9999 |  |  | N | Solar | [13 empty] | 0 | 0 | 0 | 0 | [11 empty] | Carolina Solar Energy II LLC | 100 | Carolina Solar Energy | 100 | Non-regulated
RE Mustang LLC | 59150_G_BESS1 | 59150 | G | BESS1 |  | Energy Storage |  | WEC_CALN | California | 6 | Kings | 31 | 06031 | 75 | 0 | 2021 | 9999 |  |  | N | Energy Storage | [13 empty] | 0 | 0 | 0 | 0 | [11 empty] | Mulberry BESS, LCC | 100 | Mulberry BESS, LCC | 100 | Non-regulated
RE Mustang LLC | 59150_G_PV1 | 59150 | G | PV1 |  | Solar PV |  | WEC_CALN | California | 6 | Kings | 31 | 06031 | 100 | 0 | 2016 | 9999 |  |  | N | Solar | [13 empty] | 0 | 0 | 0 | 0 | [11 empty] | RE Mustang LLC | 100 | Canadian Solar Inc | 100 | Non-regulated
Thornton PV1 | 59152_G_THOR1 | 59152 | G | THOR1 |  | Solar PV |  | S_VACA | North Carolina | 37 | Greene | 79 | 37079 | 5 | 0 | 2015 | 9999 |  |  | N | Solar | [13 empty] | 0 | 0 | 0 | 0 | [11 empty] | Fresh Air Energy XVI LLC | 100 | Ecoplexus Inc | 100 | Non-regulated
Watson Seed Farm PV1 | 59153_G_WAT1 | 59153 | G | WAT1 |  | Solar PV |  | S_VACA | North Carolina | 37 | Nash | 127 | 37127 | 20 | 0 | 2015 | 9999 |  |  | N | Solar | [13 empty] | 0 | 0 | 0 | 0 | [11 empty] | Fresh Air Energy II LLC | 100 | Ecoplexus Inc | 100 | Non-regulated
Bradley PV1 | 59154_G_BRAD1 | 59154 | G | BRAD1 |  | Solar PV |  | PJM_Dom | North Carolina | 37 | Hertford | 91 | 37091 | 5 | 0 | 2015 | 9999 |  |  | N | Solar | [13 empty] | 0 | 0 | 0 | 0 | [11 empty] | Fresh Air Energy IX LLC | 100 | Ecoplexus Inc | 100 | Non-regulated
Shawboro PV1 | 59155_G_SHAW1 | 59155 | G | SHAW1 |  | Solar PV |  | PJM_Dom | North Carolina | 37 | Currituck | 53 | 37053 | 20 | 0 | 2015 | 9999 |  |  | N | Solar | [13 empty] | 0 | 0 | 0 | 0 | [11 empty] | Fresh Air Energy X LLC | 100 | Ecoplexus Inc | 100 | Non-regulated
Carter PV1 | 59156_G_CTR1 | 59156 | G | CTR1 |  | Solar PV |  | S_VACA | North Carolina | 37 | Cumberland | 51 | 37051 | 5 | 0 | 2014 | 9999 |  |  | N | Solar | [13 empty] | 0 | 0 | 0 | 0 | [11 empty] | Fresh Air Energy XIV LLC | 100 | Ecoplexus Inc | 100 | Non-regulated
Pecan PV1 | 59157_G_PEC1 | 59157 | G | PEC1 |  | Solar PV |  | S_VACA | North Carolina | 37 | Richmond | 153 | 37153 | 5 | 0 | 2014 | 9999 |  |  | N | Solar | [13 empty] | 0 | 0 | 0 | 0 | [11 empty] | Fresh Air Energy XIII LLC | 100 | Ecoplexus Inc | 100 | Non-regulated
Langley PV1 | 59158_G_LNG1 | 59158 | G | LNG1 |  | Solar PV |  | S_VACA | North Carolina | 37 | Wilson | 195 | 37195 | 5 | 0 | 2014 | 9999 |  |  | N | Solar | [13 empty] | 0 | 0 | 0 | 0 | [11 empty] | Fresh Air Energy XII LLC | 100 | Ecoplexus Inc | 100 | Non-regulated
Mariposa Solar Center LLC | 59162_G_MSC 1 | 59162 | G | MSC 1 |  | Solar PV |  | S_VACA | North Carolina | 37 | Gaston | 71 | 37071 | 5 | 0 | 2016 | 9999 |  |  | N | Solar | [13 empty] | 0 | 0 | 0 | 0 | [11 empty] | Mariposa Solar Center LLC | 100 | Heliosage Energy LLC | 100 | Non-regulated
Highland Solar Center LLC | 59163_G_HSC 1 | 59163 | G | HSC 1 |  | Solar PV |  | S_VACA | North Carolina | 37 | Lenoir | 107 | 37107 | 5 | 0 | 2015 | 9999 |  |  | N | Solar | [13 empty] | 0 | 0 | 0 | 0 | [11 empty] | Highland Solar Center LLC | 100 | Heliosage Energy LLC | 100 | Non-regulated
Elm City Solar Facility | 59164_G_NSC 1 | 59164 | G | NSC 1 |  | Solar PV |  | S_VACA | North Carolina | 37 | Wilson | 195 | 37195 | 40 | 0 | 2016 | 9999 |  |  | N | Solar | [13 empty] | 0 | 0 | 0 | 0 | [11 empty] | Nan Solar Center LLC | 100 | Heliosage Energy LLC | 100 | Regulated
Bridgeport Disposal Solar Farm | 59166_G_BRIDG | 59166 | G | BRIDG |  | Solar PV |  | PJM_EMAC | New Jersey | 34 | Gloucester | 15 | 34015 | 1.2 | 0 | 2011 | 9999 |  |  | N | Solar | [13 empty] | 0 | 0 | 0 | 0 | [11 empty] | Clean Harbors Environmental Services | 100 | Clean Harbors Environmental Services | 100 | Non-regulated
Lancaster Solar 1 | 59167_G_LS1 | 59167 | G | LS1 |  | Solar PV |  | WEC_LADW | California | 6 | Los Angeles | 37 | 06037 | 1.5 | 0 | 2014 | 9999 |  |  | N | Solar | [13 empty] | 0 | 0 | 0 | 0 | [11 empty] | Antelope Valley Solar LLC | 100 | Antelope Valley Solar LLC | 100 | Non-regulated
Avalon Solar | 59168_G_AS | 59168 | G | AS |  | Solar PV |  | WECC_AZ | Arizona | 4 | Pima | 19 | 04019 | 29 | 0 | 2014 | 9999 |  |  | N | Solar | [13 empty] | 0 | 0 | 0 | 0 | [11 empty] | Avalon Solar Partners LLC | 100 | Capital Dynamics | 100 | Non-regulated
Lancaster Solar 2 | 59169_G_LS2 | 59169 | G | LS2 |  | Solar PV |  | WEC_LADW | California | 6 | Los Angeles | 37 | 06037 | 1.5 | 0 | 2014 | 9999 |  |  | N | Solar | [13 empty] | 0 | 0 | 0 | 0 | [11 empty] | Antelope Valley Solar LLC | 100 | Antelope Valley Solar LLC | 100 | Non-regulated
Jakana Solar | 59170_G_5MWPV | 59170 | G | 5MWPV |  | Solar PV |  | PJM_Dom | North Carolina | 37 | Martin | 117 | 37117 | 5 | 0 | 2014 | 9999 |  |  | N | Solar | [13 empty] | 0 | 0 | 0 | 0 | [11 empty] | Jakana Solar LLC | 100 | Iberdrola SA | 100 | Non-regulated
Windsor Solar | 59171_G_5MWPV | 59171 | G | 5MWPV |  | Solar PV |  | PJM_Dom | North Carolina | 37 | Bertie | 15 | 37015 | 5 | 0 | 2014 | 9999 |  |  | N | Solar | [13 empty] | 0 | 0 | 0 | 0 | [11 empty] | Windsor Solar LLC | 100 | Iberdrola SA | 100 | Non-regulated
Belmont | 59172_G_PV1 | 59172 | G | PV1 |  | Solar PV |  | MIS_INKY | Indiana | 18 | Marion | 97 | 18097 | 3.8 | 0 | 2015 | 9999 |  |  | N | Solar | [13 empty] | 0 | 0 | 0 | 0 | [11 empty] | Marion Solar LLC | 100 | Marion Solar LLC | 100 | Non-regulated
Bethel Solar | 59173_G_5MWPV | 59173 | G | 5MWPV |  | Solar PV |  | S_VACA | North Carolina | 37 | Pitt | 147 | 37147 | 5 | 0 | 2015 | 9999 |  |  | N | Solar | [13 empty] | 0 | 0 | 0 | 0 | [11 empty] | Bethel Solar LLC | 100 | Iberdrola SA | 100 | Non-regulated
Lewiston Solar | 59174_G_5MWPV | 59174 | G | 5MWPV |  | Solar PV |  | PJM_Dom | North Carolina | 37 | Bertie | 15 | 37015 | 5 | 0 | 2014 | 9999 |  |  | N | Solar | [13 empty] | 0 | 0 | 0 | 0 | [11 empty] | Lewiston Solar LLC | 100 | Community Energy Inc (Cei) | 100 | Non-regulated
Woodland Solar | 59175_G_5MWPV | 59175 | G | 5MWPV |  | Solar PV |  | PJM_Dom | North Carolina | 37 | Northampton | 131 | 37131 | 5 | 0 | 2016 | 9999 |  |  | N | Solar | [13 empty] | 0 | 0 | 0 | 0 | [11 empty] | Woodland Solar LLC | 100 | Community Energy Inc (Cei) | 100 | Non-regulated
Williamston Solar | 59176_G_5MWPV | 59176 | G | 5MWPV |  | Solar PV |  | PJM_Dom | North Carolina | 37 | Martin | 117 | 37117 | 5 | 0 | 2014 | 9999 |  |  | N | Solar | [13 empty] | 0 | 0 | 0 | 0 | [11 empty] | Williamston Solar LLC | 100 | Iberdrola SA | 100 | Non-regulated
Winton Solar | 59177_G_5MWPV | 59177 | G | 5MWPV |  | Solar PV |  | PJM_Dom | North Carolina | 37 | Hertford | 91 | 37091 | 5 | 0 | 2016 | 9999 |  |  | N | Solar | [13 empty] | 0 | 0 | 0 | 0 | [11 empty] | Winton Solar LLC | 100 | Community Energy Inc (Cei) | 100 | Non-regulated
Franklin 1 | 59178_G_KRS04 | 59178 | G | KRS04 |  | Solar PV |  | NENGREST | Massachusetts | 25 | Norfolk | 21 | 25021 | 3 | 0 | 2013 | 9999 |  |  | N | Solar | [13 empty] | 0 | 0 | 0 | 0 | [11 empty] | Kearsarge Franklin LLC | 100 | Kearsarge Energy LP | 100 | Non-regulated
Franklin 2 | 59179_G_KRS05 | 59179 | G | KRS05 |  | Solar PV |  | NENGREST | Massachusetts | 25 | Norfolk | 21 | 25021 | 4 | 0 | 2013 | 9999 |  |  | N | Solar | [13 empty] | 0 | 0 | 0 | 0 | [11 empty] | KS Five LLC | 100 | Kearsarge Energy LP | 100 | Non-regulated
Marion Solar LNG | 59180_G_PV1 | 59180 | G | PV1 |  | Solar PV |  | MIS_INKY | Indiana | 18 | Marion | 97 | 18097 | 1.5 | 0 | 2015 | 9999 |  |  | N | Solar | [13 empty] | 0 | 0 | 0 | 0 | [11 empty] | Marion Solar LLC | 100 | Marion Solar LLC | 100 | Non-regulated
AgriReNew | 59181_G_00001 | 59181 | G | 00001 |  | Non-Fossil Waste |  | MIS_MIDA | Iowa | 19 | Scott | 163 | 19163 | 1 | 12120 | 2013 | 9999 |  |  | Y | Non-Fossil Waste | [13 empty] | 0 | 0 | 0 | 0 | [11 empty] | AgriReNew | 100 | Sievers Family Farms LLC | 100 | Non-regulated
Hesperia | 59182_G_10-94 | 59182 | G | 10-94 |  | Solar PV |  | WECC_SCE | California | 6 | San Bernardino | 71 | 06071 | 1.5 | 0 | 2014 | 9999 |  |  | N | Solar | [13 empty] | 0 | 0 | 0 | 0 | [11 empty] | SunE Solar XV Lessor LLC | 100 | Brookfield Asset Management Inc | 100 | Non-regulated
CID Solar, LLC | 59183_G_PV1 | 59183 | G | PV1 |  | Solar PV |  | WEC_CALN | California | 6 | Kings | 31 | 06031 | 20 | 0 | 2014 | 9999 |  |  | N | Solar | [13 empty] | 0 | 0 | 0 | 0 | [11 empty] | CID Solar LLC | 100 | Dominion Energy Inc | 100 | Non-regulated
Mulberry Farm LLC | 59184_G_PV1 | 59184 | G | PV1 |  | Solar PV |  | S_C_TVA | Tennessee | 47 | McNairy | 109 | 47109 | 15.8 | 0 | 2014 | 9999 |  |  | N | Solar | [13 empty] | 0 | 0 | 0 | 0 | [11 empty] | Mulberry Farm LLC | 100 | Dominion Energy Inc | 100 | Non-regulated
Jacobstown | 59185_G_PV1 | 59185 | G | PV1 |  | Solar PV |  | PJM_EMAC | New Jersey | 34 | Burlington | 5 | 34005 | 5 | 0 | 2014 | 9999 |  |  | N | Solar | [13 empty] | 0 | 0 | 0 | 0 | [11 empty] | Jacobtown Solar LLC | 100 | Jacobtown Solar LLC | 100 | Non-regulated
West Pemberton | 59186_G_PV1 | 59186 | G | PV1 |  | Solar PV |  | PJM_EMAC | New Jersey | 34 | Burlington | 5 | 34005 | 7 | 0 | 2014 | 9999 |  |  | N | Solar | [13 empty] | 0 | 0 | 0 | 0 | [11 empty] | NJR Clean Energy Ventures II Corp | 100 | New Jersey Resources Corp | 100 | Non-regulated
Beethoven Wind | 59187_G_B&H80 | 59187 | G | B&H80 |  | Onshore Wind |  | SPP_WAUE | South Dakota | 46 | Bon Homme | 9 | 46009 | 80 | 0 | 2015 | 9999 |  |  | N | Wind | [13 empty] | 0 | 0 | 0 | 0 | [11 empty] | NorthWestern Corp | 100 | NorthWestern Corp | 100 | Regulated
Selmer Farm LLC | 59188_G_PV1 | 59188 | G | PV1 |  | Solar PV |  | S_C_TVA | Tennessee | 47 | McNairy | 109 | 47109 | 15.8 | 0 | 2014 | 9999 |  |  | N | Solar | [13 empty] | 0 | 0 | 0 | 0 | [11 empty] | Selmer Farm LLC | 100 | Dominion Energy Inc | 100 | Non-regulated
East Wayne Solar LLC | 59189_G_1 | 59189 | G | 1 |  | Solar PV |  | S_VACA | North Carolina | 37 | Wayne | 191 | 37191 | 2 | 0 | 2014 | 9999 |  |  | N | Solar | [13 empty] | 0 | 0 | 0 | 0 | [11 empty] | East Wayne Solar LLC | 100 | East Wayne Solar LLC | 100 | Non-regulated
Vickers | 59190_G_1 | 59190 | G | 1 |  | Solar PV |  | S_VACA | North Carolina | 37 | Chatham | 37 | 37037 | 2 | 0 | 2014 | 9999 |  |  | N | Solar | [13 empty] | 0 | 0 | 0 | 0 | [11 empty] | Vickers Farm LLC | 100 | Strata Solar LLC | 100 | Non-regulated
Soluga Farms 1 | 59191_G_1 | 59191 | G | 1 |  | Solar PV |  | S_VACA | North Carolina | 37 | Sampson | 163 | 37163 | 5 | 0 | 2014 | 9999 |  |  | N | Solar | [13 empty] | 0 | 0 | 0 | 0 | [11 empty] | Soluga Farms I LLC | 100 | Strata Solar LLC | 100 | Non-regulated
Soluga Farms 2 LLC | 59192_G_1 | 59192 | G | 1 |  | Solar PV |  | S_VACA | North Carolina | 37 | Bladen | 17 | 37017 | 5 | 0 | 2014 | 9999 |  |  | N | Solar | [13 empty] | 0 | 0 | 0 | 0 | [11 empty] | Soluga Farms II LLC | 100 | Strata Solar LLC | 100 | Non-regulated
Chapman Ranch Wind I | 59193_G_CHA1 | 59193 | G | CHA1 |  | Onshore Wind |  | ERC_REST | Texas | 48 | Nueces | 355 | 48355 | 249 | 0 | 2017 | 9999 |  |  | N | Wind | [13 empty] | 0 | 0 | 0 | 0 | [11 empty] | Chapman Ranch Wind I LLC | 100 | Apex Clean Energy Inc | 100 | Non-regulated
Portable Generator 2 | 59194_G_IC1 | 59194 | G | IC1 |  | Combustion Turbine | IC Engine | MIS_MAPP | North Dakota | 38 | Williams | 105 | 38105 | 2 | 10745 | 2012 | 9999 |  |  | N | Distillate Fuel Oil | [13 empty] | 1.6498 | 1.6498 | 1.6498 | 1.6498 | [11 empty] | MDU Resources Group Inc | 100 | MDU Resources Group Inc | 100
Portable Generator 3 | 59195_G_IC2 | 59195 | G | IC2 |  | Combustion Turbine | IC Engine | MIS_MAPP | North Dakota | 38 | Williams | 105 | 38105 | 2 | 10745 | 2012 | 9999 |  |  | N | Distillate Fuel Oil | [13 empty] | 1.6498 | 1.6498 | 1.6498 | 1.6498 | [11 empty] | MDU Resources Group Inc | 100 | MDU Resources Group Inc | 100
Univ Minnesota CHP Plant | 59197_G_CTG-1 | 59197 | G | CTG-1 |  | Combustion Turbine |  | MIS_MNWI | Minnesota | 27 | Hennepin | 53 | 27053 | 18 | 11475 | 2017 | 9999 |  |  | Y | Natural Gas, Distillate Fuel Oil | [13 empty] | 0.011 | 0.011 | 0.011 | 0.011 | [11 empty] | Veolia Energy North America | 100 | Veolia Environnement SA | 100 | Non-regulated
Sterling PV 3 | 59198_G_STER3 | 59198 | G | STER3 |  | Solar PV |  | WECC_CO | Colorado | 8 | Logan | 75 | 08075 | 1.6 | 0 | 2014 | 9999 |  |  | N | Solar | [13 empty] | 0 | 0 | 0 | 0 | [11 empty] | Fresh Air Energy VII LLC | 100 | Ecoplexus Inc | 100 | Non-regulated
Mesa PV1 | 59199_G_MESA1 | 59199 | G | MESA1 |  | Solar PV |  | WECC_CO | Colorado | 8 | Mesa | 77 | 08077 | 1.6 | 0 | 2014 | 9999 |  |  | N | Solar | [13 empty] | 0 | 0 | 0 | 0 | [11 empty] | Fresh Air Energy VIII LLC | 100 | Ecoplexus Inc | 100 | Non-regulated
Delaware City 10 | 592_G_DC10 | 592 | G | DC10 | 380 | Combustion Turbine |  | PJM_EMAC | Delaware | 10 | New Castle | 3 | 10003 | 18 | 14445 | 1968 | 9999 |  |  | N | Distillate Fuel Oil |  |  |  | H2O | [8 empty] | 0.3 | 0.28474 | 0.28474 | 0.28474 | 0.28474 | [11 empty] | Calpine Mid Atlantic Generation LLC | 100 | Energy Capital Partners | 100 | Non-regulated
Border Winds Wind Farm | 59200_G_1 | 59200 | G | 1 |  | Onshore Wind |  | MIS_MAPP | North Dakota | 38 | Rolette | 79 | 38079 | 148 | 0 | 2015 | 9999 |  |  | N | Wind | [13 empty] | 0 | 0 | 0 | 0 | [11 empty] | Northern States Power Co (Minnesota) | 100 | Xcel Energy Inc | 100 | Regulated
Pleasant Valley Wind Farm | 59201_G_1 | 59201 | G | 1 |  | Onshore Wind |  | MIS_MNWI | Minnesota | 27 | Mower | 99 | 27099 | 196 | 0 | 2015 | 9999 |  |  | N | Wind | [13 empty] | 0 | 0 | 0 | 0 | [11 empty] | Northern States Power Co (Minnesota) | 100 | Xcel Energy Inc | 100 | Regulated
Farmersville | 59203_G_PV1 | 59203 | G | PV1 |  | Solar PV |  | WECC_SCE | California | 6 | Tulare | 107 | 06107 | 1.5 | 0 | 2014 | 9999 |  |  | N | Solar | [13 empty] | 0 | 0 | 0 | 0 | [11 empty] | Sequoia PV 1 LLC | 100 | US Bancorp | 100 | Non-regulated
Farmersville | 59203_G_PV2 | 59203 | G | PV2 |  | Solar PV |  | WECC_SCE | California | 6 | Tulare | 107 | 06107 | 1.5 | 0 | 2014 | 9999 |  |  | N | Solar | [13 empty] | 0 | 0 | 0 | 0 | [11 empty] | Sequoia PV 1 LLC | 100 | US Bancorp | 100 | Non-regulated
Farmersville | 59203_G_PV3 | 59203 | G | PV3 |  | Solar PV |  | WECC_SCE | California | 6 | Tulare | 107 | 06107 | 1.5 | 0 | 2014 | 9999 |  |  | N | Solar | [13 empty] | 0 | 0 | 0 | 0 | [11 empty] | Sequoia PV 1 LLC | 100 | US Bancorp | 100 | Non-regulated
OCI Alamo 3 LLC | 59204_G_OCIA3 | 59204 | G | OCIA3 |  | Solar PV |  | ERC_REST | Texas | 48 | Bexar | 29 | 48029 | 5.5 | 0 | 2015 | 9999 |  |  | N | Solar | [13 empty] | 0 | 0 | 0 | 0 | [11 empty] | CED Alamo 3 LLC | 100 | Consolidated Edison Inc | 100 | Non-regulated
OCI Alamo 5 LLC | 59205_G_OCIA5 | 59205 | G | OCIA5 |  | Solar PV |  | ERC_REST | Texas | 48 | Uvalde | 463 | 48463 | 100 | 0 | 2015 | 9999 |  |  | N | Solar | [13 empty] | 0 | 0 | 0 | 0 | [11 empty] | CED Alamo 5 LLC | 100 | Consolidated Edison Inc | 100 | Non-regulated
Alamo 6 | 59206_G_OCIA6 | 59206 | G | OCIA6 |  | Solar PV |  | ERC_WEST | Texas | 48 | Pecos | 371 | 48371 | 116 | 0 | 2017 | 9999 |  |  | N | Solar | [13 empty] | 0 | 0 | 0 | 0 | [11 empty] | OCI Solar Power LLC | 100 | OCI Company Ltd | 100 | Non-regulated
OCI Alamo 7 LLC | 59207_G_OCIA7 | 59207 | G | OCIA7 |  | Solar PV |  | ERC_WEST | Texas | 48 | Haskell | 207 | 48207 | 100 | 0 | 2016 | 9999 |  |  | N | Solar | [13 empty] | 0 | 0 | 0 | 0 | [11 empty] | CED Alamo 7 LLC | 100 | Consolidated Edison Inc | 100 | Non-regulated
Clipperton Holdings LLC | 59213_G_PV1 | 59213 | G | PV1 |  | Solar PV |  | S_VACA | North Carolina | 37 | Sampson | 163 | 37163 | 5 | 0 | 2017 | 9999 |  |  | N | Solar | [13 empty] | 0 | 0 | 0 | 0 | [11 empty] | Clipperton Holdings LLC | 100 | Birdseye Renewable Energy | 100 | Non-regulated
Tiburon Holdings | 59217_G_PV1 | 59217 | G | PV1 |  | Solar PV |  | S_VACA | North Carolina | 37 | Davie | 59 | 37059 | 5 | 0 | 2016 | 9999 |  |  | N | Solar | [13 empty] | 0 | 0 | 0 | 0 | [11 empty] | Tiburon Holdings LLC | 100 | Birdseye Renewable Energy | 100 | Non-regulated
Porterville 6 and 7 | 59219_G_PV1 | 59219 | G | PV1 |  | Solar PV |  | WECC_SCE | California | 6 | Tulare | 107 | 06107 | 1.5 | 0 | 2014 | 9999 |  |  | N | Solar | [13 empty] | 0 | 0 | 0 | 0 | [11 empty] | Tulare County Solar LLC | 100 | D E Shaw & Co LP | 100 | Non-regulated
Porterville 6 and 7 | 59219_G_PV2 | 59219 | G | PV2 |  | Solar PV |  | WECC_SCE | California | 6 | Tulare | 107 | 06107 | 1.5 | 0 | 2014 | 9999 |  |  | N | Solar | [13 empty] | 0 | 0 | 0 | 0 | [11 empty] | Tulare County Solar LLC | 100 | D E Shaw & Co LP | 100 | Non-regulated
Wildcat Point Generation Facility | 59220_G_CT1 | 59220 | G | CT1 | 90940 | Combined Cycle |  | PJM_EMAC | Maryland | 24 | Cecil | 15 | 24015 | 242.5 | 7050 | 2018 | 9999 |  |  | N | Natural Gas |  |  |  | DLNB | SCR | [8 empty] | 0.0071 | 0.0071 | 0.0071 | 0.0071 | [11 empty] | Old Dominion Electric Coop | 100 | Old Dominion Electric Coop | 100 | Regulated
Wildcat Point Generation Facility | 59220_G_CT2 | 59220 | G | CT2 | 90941 | Combined Cycle |  | PJM_EMAC | Maryland | 24 | Cecil | 15 | 24015 | 242.5 | 7050 | 2018 | 9999 |  |  | N | Natural Gas |  |  |  | DLNB | SCR | [8 empty] | 0.0071 | 0.0071 | 0.0071 | 0.0071 | [11 empty] | Old Dominion Electric Coop | 100 | Old Dominion Electric Coop | 100 | Regulated
Wildcat Point Generation Facility | 59220_G_ST1 | 59220 | G | ST1 | 90940 | Combined Cycle |  | PJM_EMAC | Maryland | 24 | Cecil | 15 | 24015 | 492 | 7050 | 2018 | 9999 |  |  | N | Natural Gas |  |  |  |  | SCR | [8 empty] | 0.0071 | 0.0071 | 0.0071 | 0.0071 | [11 empty] | Old Dominion Electric Coop | 100 | Old Dominion Electric Coop | 100 | Regulated
Pecan Row Landfill To Electric Facility | 59221_G_GEN1 | 59221 | G | GEN1 |  | Landfill Gas |  | S_SOU | Georgia | 13 | Lowndes | 185 | 13185 | 1.6 | 13500 | 2013 | 9999 |  |  | N | Landfill Gas | [13 empty] | 0.22117 | 0.22117 | 0.22117 | 0.22117 | [11 empty] | Bio Energy (Georgia II) LLC | 100 | Energy Developments | 100 | Non-regulated
Pecan Row Landfill To Electric Facility | 59221_G_GEN2 | 59221 | G | GEN2 |  | Landfill Gas |  | S_SOU | Georgia | 13 | Lowndes | 185 | 13185 | 1.6 | 13500 | 2013 | 9999 |  |  | N | Landfill Gas | [13 empty] | 0.22117 | 0.22117 | 0.22117 | 0.22117 | [11 empty] | Bio Energy (Georgia II) LLC | 100 | Energy Developments | 100 | Non-regulated
Pecan Row Landfill To Electric Facility | 59221_G_GEN3 | 59221 | G | GEN3 |  | Landfill Gas |  | S_SOU | Georgia | 13 | Lowndes | 185 | 13185 | 1.6 | 13500 | 2013 | 9999 |  |  | N | Landfill Gas | [13 empty] | 0.22117 | 0.22117 | 0.22117 | 0.22117 | [11 empty] | Bio Energy (Georgia II) LLC | 100 | Energy Developments | 100 | Non-regulated
Pecan Row Landfill To Electric Facility | 59221_G_GM04 | 59221 | G | GM04 |  | Landfill Gas |  | S_SOU | Georgia | 13 | Lowndes | 185 | 13185 | 1.6 | 13500 | 1977 | 9999 |  |  | N | Landfill Gas | [13 empty] | 0.22117 | 0.22117 | 0.22117 | 0.22117 | [11 empty] | Bio Energy (Georgia II) LLC | 100 | Energy Developments | 100 | Non-regulated
Passadumkeag Windpark LLC | 59222_G_Q357 | 59222 | G | Q357 |  | Onshore Wind |  | NENG_ME | Maine | 23 | Penobscot | 19 | 23019 | 39.9 | 0 | 2016 | 9999 |  |  | N | Wind | [13 empty] | 0 | 0 | 0 | 0 | [11 empty] | Passadumkeag Windpark LLC | 100 | Southern Co | 100 | Non-regulated
Optimum Wind 5 LLC | 59223_G_WT1 | 59223 | G | WT1 |  | Onshore Wind |  | MIS_MIDA | Iowa | 19 | Story | 169 | 19169 | 3 | 0 | 2017 | 9999 |  |  | N | Wind | [13 empty] | 0 | 0 | 0 | 0 | [11 empty] | Optimum Wind 7 LLC | 100 | Optimum Renewables LLC | 100 | Non-regulated
Optimum Wind 6 LLC | 59224_G_WT1 | 59224 | G | WT1 |  | Onshore Wind |  | MIS_MIDA | Iowa | 19 | Story | 169 | 19169 | 3 | 0 | 2017 | 9999 |  |  | N | Wind | [13 empty] | 0 | 0 | 0 | 0 | [11 empty] | Optimum Wind 6 LLC | 100 | Optimum Renewables LLC | 100 | Non-regulated
Optimum Wind 7 LLC | 59225_G_WT1 | 59225 | G | WT1 |  | Onshore Wind |  | MIS_MIDA | Iowa | 19 | Story | 169 | 19169 | 3 | 0 | 2017 | 9999 |  |  | N | Wind | [13 empty] | 0 | 0 | 0 | 0 | [11 empty] | Optimum Wind 7 LLC | 100 | Optimum Renewables LLC | 100 | Non-regulated
Optimum Wind 4 LLC | 59226_G_WT1 | 59226 | G | WT1 |  | Onshore Wind |  | MIS_MIDA | Iowa | 19 | Story | 169 | 19169 | 3 | 0 | 2017 | 9999 |  |  | N | Wind | [13 empty] | 0 | 0 | 0 | 0 | [11 empty] | Optimum Wind 4 LLC | 100 | Optimum Renewables LLC | 100 | Non-regulated
Optimum Wind 3 LLC | 59227_G_WT1 | 59227 | G | WT1 |  | Onshore Wind |  | MIS_MIDA | Iowa | 19 | Story | 169 | 19169 | 3 | 0 | 2017 | 9999 |  |  | N | Wind | [13 empty] | 0 | 0 | 0 | 0 | [11 empty] | Optimum Wind 7 LLC | 100 | Optimum Renewables LLC | 100 | Non-regulated
Leonardo Wind 1 LLC | 59228_G_WT1 | 59228 | G | WT1 |  | Onshore Wind |  | MIS_IA | Iowa | 19 | Hardin | 83 | 19083 | 3 | 0 | 2016 | 9999 |  |  | N | Wind | [13 empty] | 0 | 0 | 0 | 0 | [11 empty] | Leonardo Wind 1 LLC | 100 | Optimum Renewables LLC | 100 | Non-regulated
Venus Wind 3 LLC | 59230_G_WT1 | 59230 | G | WT1 |  | Onshore Wind |  | MIS_IA | Iowa | 19 | Poweshiek | 157 | 19157 | 3 | 0 | 2017 | 9999 |  |  | N | Wind | [13 empty] | 0 | 0 | 0 | 0 | [11 empty] | Venus Wind 3 LLC | 100 | Optimum Renewables LLC | 100 | Non-regulated
Michelangelo Wind 1 LLC | 59231_G_WT1 | 59231 | G | WT1 |  | Onshore Wind |  | MIS_MIDA | Iowa | 19 | Story | 169 | 19169 | 3 | 0 | 2017 | 9999 |  |  | N | Wind | [13 empty] | 0 | 0 | 0 | 0 | [11 empty] | Michelangelo Wind 1 LLC | 100 | Optimum Renewables LLC | 100 | Non-regulated
Michelangelo Wind 4 LLC | 59232_G_WT1 | 59232 | G | WT1 |  | Onshore Wind |  | MIS_MIDA | Iowa | 19 | Boone | 15 | 19015 | 3 | 0 | 2016 | 9999 |  |  | N | Wind | [13 empty] | 0 | 0 | 0 | 0 | [11 empty] | Michelangelo Wind 4 LLC | 100 | Optimum Renewables LLC | 100 | Non-regulated
Arbuckle Mountain Wind Farm LLC | 59234_G_GEN1 | 59234 | G | GEN1 |  | Onshore Wind |  | SPP_WEST | Oklahoma | 40 | Murray | 99 | 40099 | 100 | 0 | 2015 | 9999 |  |  | N | Wind | [13 empty] | 0 | 0 | 0 | 0 | [11 empty] | Arbuckle Mountain Wind Farm LLC | 100 | Energias de Portugal SA | 100 | Non-regulated
Rising Tree Wind Farm II | 59235_G_GEN1 | 59235 | G | GEN1 |  | Onshore Wind |  | WECC_SCE | California | 6 | Kern | 29 | 06029 | 19.8 | 0 | 2015 | 9999 |  |  | N | Wind | [13 empty] | 0 | 0 | 0 | 0 | [11 empty] | Rising Tree Wind Farm II LLC | 100 | Energias de Portugal SA | 100 | Non-regulated
Rising Tree Wind Farm III | 59236_G_GEN1 | 59236 | G | GEN1 |  | Onshore Wind |  | WECC_SCE | California | 6 | Kern | 29 | 06029 | 99 | 0 | 2015 | 9999 |  |  | N | Wind | [13 empty] | 0 | 0 | 0 | 0 | [11 empty] | Rising Tree Wind Farm III LLC | 100 | Energias de Portugal SA | 100 | Non-regulated
Lone Valley Solar Park II LLC | 59237_G_CPII | 59237 | G | CPII |  | Solar PV |  | WECC_SCE | California | 6 | San Bernardino | 71 | 06071 | 20 | 0 | 2014 | 9999 |  |  | N | Solar | [13 empty] | 0 | 0 | 0 | 0 | [11 empty] | Lone Valley Solar Park II LLC | 100 | Munchener Rückversicherungs Gesellschaft Aktiengesellschaft | 100 | Non-regulated
Windthorst-2 | 59238_G_WND2 | 59238 | G | WND2 |  | Onshore Wind |  | ERC_WEST | Texas | 48 | Archer | 9 | 48009 | 67.6 | 0 | 2014 | 9999 |  |  | N | Wind | [13 empty] | 0 | 0 | 0 | 0 | [11 empty] | Windthorst 2 LLC | 100 | Black Rock Inc | 100 | Non-regulated
Eagle Springs Solar LLC | 59239_G_ESS01 | 59239 | G | ESS01 |  | Solar PV |  | WECC_CO | Colorado | 8 | Garfield | 45 | 08045 | 1 | 0 | 2013 | 9999 |  |  | N | Solar | [13 empty] | 0 | 0 | 0 | 0 | [11 empty] | Eagle Springs Solar LLC | 100 | Eagle Springs Solar LLC | 100 | Non-regulated
Port Charlotte Energy LLC | 59240_G_G1 | 59240 | G | G1 |  | Landfill Gas |  | FRCC | Florida | 12 | Charlotte | 15 | 12015 | 1.4 | 13500 | 2011 | 9999 |  |  | N | Landfill Gas | [13 empty] | 0.22117 | 0.22117 | 0.22117 | 0.22117 | [11 empty] | Lime Energy | 100 | Lime Energy | 100 | Non-regulated
Port Charlotte Energy LLC | 59240_G_G2 | 59240 | G | G2 |  | Landfill Gas |  | FRCC | Florida | 12 | Charlotte | 15 | 12015 | 1.4 | 13500 | 2011 | 9999 |  |  | N | Landfill Gas | [13 empty] | 0.22117 | 0.22117 | 0.22117 | 0.22117 | [11 empty] | Lime Energy | 100 | Lime Energy | 100 | Non-regulated
Brockelman | 59241_G_BROCK | 59241 | G | BROCK |  | Solar PV |  | NENGREST | Massachusetts | 25 | Worcester | 27 | 25027 | 3 | 0 | 2013 | 9999 |  |  | N | Solar | [13 empty] | 0 | 0 | 0 | 0 | [11 empty] | Integrys MA Solar LLC | 100 | WEC Energy Group Inc | 100 | Non-regulated
Beverly | 59242_G_BVRLY | 59242 | G | BVRLY |  | Solar PV |  | NENGREST | Massachusetts | 25 | Essex | 9 | 25009 | 2 | 0 | 2014 | 9999 |  |  | N | Solar | [13 empty] | 0 | 0 | 0 | 0 | [11 empty] | Cabot Beverly LLC | 100 | WEC Energy Group Inc | 100 | Non-regulated
Changing Winds | 59243_G_CHAN1 | 59243 | G | CHAN1 |  | Onshore Wind |  | ERC_PHDL | Texas | 48 | Castro | 69 | 48069 | 288 | 0 | 2024 | 9999 |  |  | N | Wind | [13 empty] | 0 | 0 | 0 | 0 | [11 empty] | Invenergy Services LLC | 100 | Invenergy Services LLC | 100 | Non-regulated
Lorenzo Wind | 59244_G_FIBE1 | 59244 | G | FIBE1 |  | Onshore Wind |  | ERC_WEST | Texas | 48 | Crosby | 107 | 48107 | 80 | 0 | 2018 | 9999 |  |  | N | Wind | [13 empty] | 0 | 0 | 0 | 0 | [11 empty] | Lorenzo Wind LLC | 100 | NextEra Energy Inc | 100 | Non-regulated
Fluvanna | 59245_G_FLUV1 | 59245 | G | FLUV1 |  | Onshore Wind |  | ERC_WEST | Texas | 48 | Scurry | 415 | 48415 | 155.4 | 0 | 2017 | 9999 |  |  | N | Wind | [13 empty] | 0 | 0 | 0 | 0 | [11 empty] | Fluvanna Wind Energy LLC | 100 | Tri Global Energy | 100 | Non-regulated
Goodnight | 59246_G_GOOD1 | 59246 | G | GOOD1 |  | Onshore Wind |  | SPP_SPS | Texas | 48 | Armstrong | 11 | 48011 | 265.5 | 0 | 2023 | 9999 |  |  | N | Wind | [13 empty] | 0 | 0 | 0 | 0 | [11 empty] | FGE Goodnight LLC | 100 | FGE Power | 100 | Non-regulated
Hale Community Wind Farm | 59247_G_HALE1 | 59247 | G | HALE1 |  | Onshore Wind |  | SPP_SPS | Texas | 48 | Hale | 189 | 48189 | 478 | 0 | 2019 | 9999 |  |  | N | Wind | [13 empty] | 0 | 0 | 0 | 0 | [11 empty] | Hale Wind Energy LLC | 100 | Xcel Energy Inc | 100 | Non-regulated
CCMUA | 59248_G_CCMUA | 59248 | G | CCMUA |  | Solar PV |  | PJM_EMAC | New Jersey | 34 | Camden | 7 | 34007 | 1.5 | 0 | 2012 | 9999 |  |  | N | Solar | [13 empty] | 0 | 0 | 0 | 0 | [11 empty] | Camden Solar Center LLC | 100 | WEC Energy Group Inc | 100 | Non-regulated
Rio Bravo Solar 1 LLC | 59249_G_PV1 | 59249 | G | PV1 |  | Solar PV |  | WECC_SCE | California | 6 | Kern | 29 | 06029 | 19.5 | 0 | 2016 | 9999 |  |  | N | Solar | [13 empty] | 0 | 0 | 0 | 0 | [11 empty] | Rio Bravo Solar I LLC | 100 | Duke Energy Corp | 100 | Non-regulated
Rio Bravo Solar II LLC | 59250_G_PV1 | 59250 | G | PV1 |  | Solar PV |  | WECC_SCE | California | 6 | Kern | 29 | 06029 | 19.5 | 0 | 2016 | 9999 |  |  | N | Solar | [13 empty] | 0 | 0 | 0 | 0 | [11 empty] | Rio Bravo Solar I LLC | 100 | Duke Energy Corp | 100 | Non-regulated
Caprock Solar 1 LLC | 59251_G_PV1 | 59251 | G | PV1 |  | Solar PV |  | WECC_NM | New Mexico | 35 | Quay | 37 | 35037 | 24.4 | 0 | 2016 | 9999 |  |  | N | Solar | [13 empty] | 0 | 0 | 0 | 0 | [11 empty] | Caprock Solar 1 LLC | 100 | Duke Energy Corp | 100 | Non-regulated
Wildwood Solar II | 59253_G_PV1 | 59253 | G | PV1 |  | Solar PV |  | WECC_SCE | California | 6 | Kern | 29 | 06029 | 14.7 | 0 | 2017 | 9999 |  |  | N | Solar | [13 empty] | 0 | 0 | 0 | 0 | [11 empty] | Wildwood Solar II LLC | 100 | Duke Energy Corp | 100 | Non-regulated
Johnston LFG Turbine Plant | 59254_G_GENS1 | 59254 | G | GENS1 |  | Landfill Gas |  | NENGREST | Rhode Island | 44 | Providence | 7 | 44007 | 8.9 | 13500 | 2013 | 9999 |  |  | N | Landfill Gas | [13 empty] | 0.0191 | 0.0191 | 0.0191 | 0.0191 | [11 empty] | Rhode Island LFG Genco LLC | 100 | Energy Developments | 100 | Non-regulated
Johnston LFG Turbine Plant | 59254_G_GENT1 | 59254 | G | GENT1 |  | Landfill Gas |  | NENGREST | Rhode Island | 44 | Providence | 7 | 44007 | 5.5 | 13500 | 2013 | 9999 |  |  | N | Landfill Gas | [13 empty] | 0.0191 | 0.0191 | 0.0191 | 0.0191 | [11 empty] | Rhode Island LFG Genco LLC | 100 | Energy Developments | 100 | Non-regulated
Johnston LFG Turbine Plant | 59254_G_GENT2 | 59254 | G | GENT2 |  | Landfill Gas |  | NENGREST | Rhode Island | 44 | Providence | 7 | 44007 | 5.5 | 13500 | 2013 | 9999 |  |  | N | Landfill Gas | [13 empty] | 0.0191 | 0.0191 | 0.0191 | 0.0191 | [11 empty] | Rhode Island LFG Genco LLC | 100 | Energy Developments | 100 | Non-regulated
Johnston LFG Turbine Plant | 59254_G_GENT3 | 59254 | G | GENT3 |  | Landfill Gas |  | NENGREST | Rhode Island | 44 | Providence | 7 | 44007 | 5.5 | 13500 | 2013 | 9999 |  |  | N | Landfill Gas | [13 empty] | 0.0191 | 0.0191 | 0.0191 | 0.0191 | [11 empty] | Rhode Island LFG Genco LLC | 100 | Energy Developments | 100 | Non-regulated
Johnston LFG Turbine Plant | 59254_G_GENT4 | 59254 | G | GENT4 |  | Landfill Gas |  | NENGREST | Rhode Island | 44 | Providence | 7 | 44007 | 5.5 | 13500 | 2013 | 9999 |  |  | N | Landfill Gas | [13 empty] | 0.0191 | 0.0191 | 0.0191 | 0.0191 | [11 empty] | Rhode Island LFG Genco LLC | 100 | Energy Developments | 100 | Non-regulated
Verizon-Torrance | 59261_G_VZ300 | 59261 | G | VZ300 |  | Fuel Cell |  | WEC_LADW | California | 6 | Los Angeles | 37 | 06037 | 1 | 7247 | 2013 | 9999 |  |  | N | Natural Gas | [13 empty] | 0 | 0 | 0 | 0 | [11 empty] | Bloom Energy Corp | 100 | Bloom Energy Corp | 100 | Non-regulated
Lancaster Little Rock | 59262_G_LLRC | 59262 | G | LLRC |  | Solar PV |  | WEC_LADW | California | 6 | Los Angeles | 37 | 06037 | 5 | 0 | 2014 | 9999 |  |  | N | Solar | [13 empty] | 0 | 0 | 0 | 0 | [11 empty] | Lancaster Little Rock C LLC | 100 | Sustainable Power Group LLC | 100 | Non-regulated
Merced Solar LLC | 59265_G_PV8 | 59265 | G | PV8 |  | Solar PV |  | WEC_CALN | California | 6 | Merced | 47 | 06047 | 1.5 | 0 | 2014 | 9999 |  |  | N | Solar | [13 empty] | 0 | 0 | 0 | 0 | [11 empty] | Merced Solar LLC | 100 | Allco Renewable Energy Limited | 100 | Non-regulated
Mission Solar LLC | 59267_G_PV9 | 59267 | G | PV9 |  | Solar PV |  | WEC_CALN | California | 6 | Merced | 47 | 06047 | 1.5 | 0 | 2014 | 9999 |  |  | N | Solar | [13 empty] | 0 | 0 | 0 | 0 | [11 empty] | Mission Solar LLC | 100 | Allco Renewable Energy Limited | 100 | Non-regulated
Hollister Solar LLC | 59268_G_PV10 | 59268 | G | PV10 |  | Solar PV |  | WEC_CALN | California | 6 | San Benito | 69 | 06069 | 1.5 | 0 | 2014 | 9999 |  |  | N | Solar | [13 empty] | 0 | 0 | 0 | 0 | [11 empty] | Hollister Solar LLC | 100 | Hollister Solar LLC | 100 | Non-regulated
Victor Mesa Linda B2 | 59269_G_VMLB2 | 59269 | G | VMLB2 |  | Solar PV |  | WECC_SCE | California | 6 | San Bernardino | 71 | 06071 | 1.6 | 0 | 2014 | 9999 |  |  | N | Solar | [13 empty] | 0 | 0 | 0 | 0 | [11 empty] | Victor Mesa Linda B2 LLC | 100 | Borrego Solar Systems Inc | 100 | Non-regulated
Victor Mesa Linda C2 | 59270_G_VMLC2 | 59270 | G | VMLC2 |  | Solar PV |  | WECC_SCE | California | 6 | San Bernardino | 71 | 06071 | 1.6 | 0 | 2014 | 9999 |  |  | N | Solar | [13 empty] | 0 | 0 | 0 | 0 | [11 empty] | Victor Mesa Linda C2 LLC | 100 | Borrego Solar Systems Inc | 100 | Non-regulated
Victor Mesa Linda D2 | 59271_G_VMLD2 | 59271 | G | VMLD2 |  | Solar PV |  | WECC_SCE | California | 6 | San Bernardino | 71 | 06071 | 1.6 | 0 | 2014 | 9999 |  |  | N | Solar | [13 empty] | 0 | 0 | 0 | 0 | [11 empty] | Victor Mesa Linda D2 LLC | 100 | Borrego Solar Systems Inc | 100 | Non-regulated
Victor Mesa Linda E2 | 59272_G_VMLE2 | 59272 | G | VMLE2 |  | Solar PV |  | WECC_SCE | California | 6 | San Bernardino | 71 | 06071 | 1.6 | 0 | 2014 | 9999 |  |  | N | Solar | [13 empty] | 0 | 0 | 0 | 0 | [11 empty] | Victor Mesa Linda E2 LLC | 100 | Borrego Solar Systems Inc | 100 | Non-regulated
SEPV Palmdale East | 59273_G_PALME | 59273 | G | PALME |  | Solar PV |  | WEC_LADW | California | 6 | Los Angeles | 37 | 06037 | 9 | 0 | 2015 | 9999 |  |  | N | Solar | [13 empty] | 0 | 0 | 0 | 0 | [11 empty] | Sustainable Power Group LLC | 100 | Sustainable Power Group LLC | 100 | Non-regulated
Sutter Greenworks LLC | 59274_G_SUTTG | 59274 | G | SUTTG |  | Solar PV |  | NY_Z_K | New York | 36 | Suffolk | 103 | 36103 | 4 | 0 | 2015 | 9999 |  |  | N | Solar | [13 empty] | 0 | 0 | 0 | 0 | [11 empty] | Sutter Greenworks LLC | 100 | Sustainable Power Group LLC | 100 | Non-regulated
Sterlington Greenworks LLC | 59275_G_STERG | 59275 | G | STERG |  | Solar PV |  | NY_Z_K | New York | 36 | Suffolk | 103 | 36103 | 1 | 0 | 2015 | 9999 |  |  | N | Solar | [13 empty] | 0 | 0 | 0 | 0 | [11 empty] | Sterlington Greenworks LLC | 100 | Sustainable Power Group LLC | 100 | Non-regulated
Leavenworth Greenworks LLC | 59276_G_LEAVG | 59276 | G | LEAVG |  | Solar PV |  | NY_Z_K | New York | 36 | Suffolk | 103 | 36103 | 9.5 | 0 | 2016 | 9999 |  |  | N | Solar | [13 empty] | 0 | 0 | 0 | 0 | [11 empty] | Leavenworth Greenworks LLC | 100 | Sustainable Power Group LLC | 100 | Non-regulated
Medford WWTP | 59277_G_MED1 | 59277 | G | MED1 |  | Solar PV |  | PJM_EMAC | New Jersey | 34 | Burlington | 5 | 34005 | 1.3 | 0 | 2013 | 9999 |  |  | N | Solar | [13 empty] | 0 | 0 | 0 | 0 | [11 empty] | NJR Clean Energy Ventures Corp | 100 | New Jersey Resources Corp | 100 | Non-regulated
Reeves South | 59278_G_REEV1 | 59278 | G | REEV1 |  | Solar PV |  | PJM_EMAC | New Jersey | 34 | Burlington | 5 | 34005 | 1 | 0 | 2013 | 9999 |  |  | N | Solar | [13 empty] | 0 | 0 | 0 | 0 | [11 empty] | Earl F Stahl Jr | 100 | Earl F Stahl Jr | 100 | Non-regulated
Life Technologies - Pleasanton | 59279_G_LFT01 | 59279 | G | LFT01 |  | Fuel Cell |  | WEC_CALN | California | 6 | Alameda | 1 | 06001 | 1 | 7526 | 2013 | 9999 |  |  | N | Natural Gas | [13 empty] | 0 | 0 | 0 | 0 | [11 empty] | Life Technologies Corp | 100 | Life Technologies Corp | 100 | Non-regulated
Kellogg's - San Jose | 59280_G_KLG00 | 59280 | G | KLG00 |  | Fuel Cell |  | WEC_CALN | California | 6 | Santa Clara | 85 | 06085 | 1 | 7405 | 2013 | 9999 |  |  | N | Natural Gas | [13 empty] | 0 | 0 | 0 | 0 | [11 empty] | Bloom Energy Corp | 100 | Bloom Energy Corp | 100 | Non-regulated
California PV Energy at ISD WWTP | 59283_G_W4236 | 59283 | G | W4236 |  | Solar PV |  | WEC_CALN | California | 6 | Contra Costa | 13 | 06013 | 1 | 0 | 2014 | 9999 |  |  | N | Solar | [13 empty] | 0 | 0 | 0 | 0 | [11 empty] | Constellation Solar Arizona LLC | 100 | Exelon Corp | 100 | Non-regulated
Mammoth Plains | 59284_G_GE1.7 | 59284 | G | GE1.7 |  | Onshore Wind |  | SPP_WEST | Oklahoma | 40 | Dewey | 43 | 40043 | 199 | 0 | 2014 | 9999 |  |  | N | Wind | [13 empty] | 0 | 0 | 0 | 0 | [11 empty] | Mammoth Plains Wind Project LLC | 100 | NextEra Energy Inc | 100 | Non-regulated
Rattlesnake Creek Wind Project | 59292_G_RCWP | 59292 | G | RCWP |  | Onshore Wind |  | SPP_NEBR | Nebraska | 31 | Dixon | 51 | 31051 | 318.1 | 0 | 2019 | 9999 |  |  | N | Wind | [13 empty] | 0 | 0 | 0 | 0 | [11 empty] | Enel Green Power Rattlesnake Creek Wind Project LLC | 100 | Enel SpA | 100 | Non-regulated
WED NK Green | 59295_G_NKG1 | 59295 | G | NKG1 |  | Onshore Wind |  | NENGREST | Rhode Island | 44 | Washington | 9 | 44009 | 1.5 | 0 | 2012 | 9999 |  |  | N | Wind | [13 empty] | 0 | 0 | 0 | 0 | [11 empty] | Wed NK Green LLC | 100 | Wind Energy Development | 100 | Non-regulated
Northwest Ohio Wind | 59296_G_NWO-B | 59296 | G | NWO-B |  | Energy Storage |  | PJM_West | Ohio | 39 | Paulding | 125 | 39125 | 0.8 | 0 | 2021 | 9999 |  |  | N | Energy Storage | [13 empty] | 0 | 0 | 0 | 0 | [11 empty] | Northwest Ohio Solar, LLC | 100 | Northwest Ohio Solar, LLC | 100 | Non-regulated
Northwest Ohio Wind | 59296_G_NWOH1 | 59296 | G | NWOH1 |  | Onshore Wind |  | PJM_West | Ohio | 39 | Paulding | 125 | 39125 | 100 | 0 | 2018 | 9999 |  |  | N | Wind | [13 empty] | 0 | 0 | 0 | 0 | [11 empty] | Northwest Ohio Wind Energy LLC | 100 | CMS Energy Corp | 100 | Non-regulated
Northwest Ohio Wind | 59296_G_NWO-S | 59296 | G | NWO-S |  | Solar PV |  | PJM_West | Ohio | 39 | Paulding | 125 | 39125 | 4 | 0 | 2021 | 9999 |  |  | N | Solar | [13 empty] | 0 | 0 | 0 | 0 | [11 empty] | Northwest Ohio Solar, LLC | 100 | Northwest Ohio Solar, LLC | 100 | Non-regulated
Carrier Clinic | 59297_G_CARRI | 59297 | G | CARRI |  | Solar PV |  | PJM_EMAC | New Jersey | 34 | Somerset | 35 | 34035 | 1.5 | 0 | 2009 | 9999 |  |  | N | Solar | [13 empty] | 0 | 0 | 0 | 0 | [11 empty] | EDF Renewables Inc | 100 | EDF Group | 100 | Non-regulated
Waste Mangement Redwood LFGTE | 59299_G_RED1 | 59299 | G | RED1 |  | Landfill Gas |  | WEC_CALN | California | 6 | Marin | 41 | 06041 | 2 | 13500 | 2017 | 9999 |  |  | N | Landfill Gas | [13 empty] | 0.09 | 0.09 | 0.09 | 0.09 | [11 empty] | WM Renewable Energy LLC | 100 | Waste Management Inc | 100 | Non-regulated
Waste Mangement Redwood LFGTE | 59299_G_RED2 | 59299 | G | RED2 |  | Landfill Gas |  | WEC_CALN | California | 6 | Marin | 41 | 06041 | 2 | 13500 | 2017 | 9999 |  |  | N | Landfill Gas | [13 empty] | 0.09 | 0.09 | 0.09 | 0.09 | [11 empty] | WM Renewable Energy LLC | 100 | Waste Management Inc | 100 | Non-regulated
Edge Moor | 593_G_10 | 593 | G | 10 | 381 | Combustion Turbine |  | PJM_EMAC | Delaware | 10 | New Castle | 3 | 10003 | 15 | 10745 | 1963 | 9999 |  |  | N | Distillate Fuel Oil |  |  |  | H2O | [8 empty] | 0.3 | 0.23691 | 0.23691 | 0.23691 | 0.23691 | [11 empty] | Calpine Mid Atlantic Generation LLC | 100 | Energy Capital Partners | 100 | Non-regulated
Hanford 1 and 2 | 59300_G_HAN1 | 59300 | G | HAN1 |  | Solar PV |  | WEC_CALN | California | 6 | Kings | 31 | 06031 | 1.5 | 0 | 2014 | 9999 |  |  | N | Solar | [13 empty] | 0 | 0 | 0 | 0 | [11 empty] | Sequoia PV 2 LLC | 100 | Immodo Group | 100 | Non-regulated
Hanford 1 and 2 | 59300_G_HAN2 | 59300 | G | HAN2 |  | Solar PV |  | WEC_CALN | California | 6 | Kings | 31 | 06031 | 1.5 | 0 | 2014 | 9999 |  |  | N | Solar | [13 empty] | 0 | 0 | 0 | 0 | [11 empty] | Sequoia PV 2 LLC | 100 | Immodo Group | 100 | Non-regulated
WED Coventry 1 | 59301_G_WEDC1 | 59301 | G | WEDC1 |  | Onshore Wind |  | NENGREST | Rhode Island | 44 | Kent | 3 | 44003 | 1.5 | 0 | 2016 | 9999 |  |  | N | Wind | [13 empty] | 0 | 0 | 0 | 0 | [11 empty] | WED Coventry One LLC | 100 | Wind Energy Development | 100 | Non-regulated
WED Coventry 2 | 59302_G_COV2 | 59302 | G | COV2 |  | Onshore Wind |  | NENGREST | Rhode Island | 44 | Kent | 3 | 44003 | 1.5 | 0 | 2016 | 9999 |  |  | N | Wind | [13 empty] | 0 | 0 | 0 | 0 | [11 empty] | WED Coventry Two LLC | 100 | Wind Energy Development | 100 | Non-regulated
WED Coventry 2 | 59302_G_COV2A | 59302 | G | COV2A |  | Onshore Wind |  | NENGREST | Rhode Island | 44 | Kent | 3 | 44003 | 1.5 | 0 | 2016 | 9999 |  |  | N | Wind | [13 empty] | 0 | 0 | 0 | 0 | [11 empty] | WED Coventry Two LLC | 100 | Wind Energy Development | 100 | Non-regulated
WED Coventry 2 | 59302_G_COV2B | 59302 | G | COV2B |  | Onshore Wind |  | NENGREST | Rhode Island | 44 | Kent | 3 | 44003 | 1.5 | 0 | 2016 | 9999 |  |  | N | Wind | [13 empty] | 0 | 0 | 0 | 0 | [11 empty] | WED Coventry Two LLC | 100 | Wind Energy Development | 100 | Non-regulated
WED Coventry 3 | 59305_G_WEDC3 | 59305 | G | WEDC3 |  | Onshore Wind |  | NENGREST | Rhode Island | 44 | Kent | 3 | 44003 | 1.5 | 0 | 2016 | 9999 |  |  | N | Wind | [13 empty] | 0 | 0 | 0 | 0 | [11 empty] | WED Coventry Three LLC | 100 | Wind Energy Development | 100 | Non-regulated
WED Coventry 4 | 59306_G_WEDC4 | 59306 | G | WEDC4 |  | Onshore Wind |  | NENGREST | Rhode Island | 44 | Kent | 3 | 44003 | 1.5 | 0 | 2016 | 9999 |  |  | N | Wind | [13 empty] | 0 | 0 | 0 | 0 | [11 empty] | WED Coventry Four LLC | 100 | Wind Energy Development | 100 | Non-regulated
Beacon Solar Plant Site 5 | 59308_G_BEAC5 | 59308 | G | BEAC5 |  | Solar PV |  | WECC_SCE | California | 6 | Kern | 29 | 06029 | 37.8 | 0 | 2017 | 9999 |  |  | N | Solar | [13 empty] | 0 | 0 | 0 | 0 | [11 empty] | Beacon Site 5 LLC | 100 | TortoiseEcofin | 100 | Non-regulated
Beacon Solar Plant Site 2 | 59309_G_BEAC2 | 59309 | G | BEAC2 |  | Solar PV |  | WECC_SCE | California | 6 | Kern | 29 | 06029 | 47.3 | 0 | 2017 | 9999 |  |  | N | Solar | [13 empty] | 0 | 0 | 0 | 0 | [11 empty] | Beacon Site 2 LLC | 100 | TortoiseEcofin | 100 | Non-regulated
Black Oak Power Producers | 59310_G_GEN1 | 59310 | G | GEN1 |  | Landfill Gas |  | S_D_AECI | Missouri | 29 | Wright | 229 | 29229 | 1.9 | 13500 | 2014 | 9999 |  |  | N | Landfill Gas | [13 empty] | 0.22117 | 0.22117 | 0.22117 | 0.22117 | [11 empty] | Black Oak Power Producers LLC | 100 | Wca Waste Corp | 100 | Non-regulated
Black Oak Power Producers | 59310_G_GEN2 | 59310 | G | GEN2 |  | Landfill Gas |  | S_D_AECI | Missouri | 29 | Wright | 229 | 29229 | 1.9 | 13500 | 2014 | 9999 |  |  | N | Landfill Gas | [13 empty] | 0.22117 | 0.22117 | 0.22117 | 0.22117 | [11 empty] | Black Oak Power Producers LLC | 100 | Wca Waste Corp | 100 | Non-regulated
Seiling Wind I | 59311_G_SEIL1 | 59311 | G | SEIL1 |  | Onshore Wind |  | SPP_WEST | Oklahoma | 40 | Dewey | 43 | 40043 | 199 | 0 | 2014 | 9999 |  |  | N | Wind | [13 empty] | 0 | 0 | 0 | 0 | [11 empty] | Seiling Wind LLC | 100 | NextEra Energy Inc | 100 | Non-regulated
Seiling Wind II | 59312_G_SEIL2 | 59312 | G | SEIL2 |  | Onshore Wind |  | SPP_WEST | Oklahoma | 40 | Dewey | 43 | 40043 | 98.6 | 0 | 2014 | 9999 |  |  | N | Wind | [13 empty] | 0 | 0 | 0 | 0 | [11 empty] | Seiling Wind II LLC | 100 | NextEra Energy Inc | 100 | Non-regulated
WED Coventry 5 | 59313_G_COV5 | 59313 | G | COV5 |  | Onshore Wind |  | NENGREST | Rhode Island | 44 | Kent | 3 | 44003 | 1.5 | 0 | 2017 | 9999 |  |  | N | Wind | [13 empty] | 0 | 0 | 0 | 0 | [11 empty] | WED Coventry Five LLC | 100 | Wind Energy Development | 100 | Non-regulated
WED Coventry 6 | 59314_G_COV6 | 59314 | G | COV6 |  | Onshore Wind |  | NENGREST | Rhode Island | 44 | Kent | 3 | 44003 | 1.5 | 0 | 2016 | 9999 |  |  | N | Wind | [13 empty] | 0 | 0 | 0 | 0 | [11 empty] | WED Coventry One LLC | 100 | Wind Energy Development | 100 | Non-regulated
WED Coventry 6 | 59314_G_COV6A | 59314 | G | COV6A |  | Onshore Wind |  | NENGREST | Rhode Island | 44 | Kent | 3 | 44003 | 1.5 | 0 | 2016 | 9999 |  |  | N | Wind | [13 empty] | 0 | 0 | 0 | 0 | [11 empty] | WED Coventry Three LLC | 100 | Wind Energy Development | 100 | Non-regulated
WED Coventry 6 | 59314_G_COV6B | 59314 | G | COV6B |  | Onshore Wind |  | NENGREST | Rhode Island | 44 | Kent | 3 | 44003 | 1.5 | 0 | 2016 | 9999 |  |  | N | Wind | [13 empty] | 0 | 0 | 0 | 0 | [11 empty] | WED Coventry Four LLC | 100 | Wind Energy Development | 100 | Non-regulated
Hecate Energy Beacon Solar 1 | 59315_G_BEAC1 | 59315 | G | BEAC1 |  | Solar PV |  | WECC_SCE | California | 6 | Kern | 29 | 06029 | 51 | 0 | 2017 | 9999 |  |  | N | Solar | [13 empty] | 0 | 0 | 0 | 0 | [11 empty] | Beacon Solar 1 LLC | 100 | FTP Power LLC | 100 | Non-regulated
Hecate Energy Beacon Solar 3 | 59316_G_BEAC3 | 59316 | G | BEAC3 |  | Solar PV |  | WECC_SCE | California | 6 | Kern | 29 | 06029 | 51 | 0 | 2016 | 9999 |  |  | N | Solar | [13 empty] | 0 | 0 | 0 | 0 | [11 empty] | Beacon Solar 3 LLC | 100 | FTP Power LLC | 100 | Non-regulated
Hecate Energy Beacon Solar 4 | 59317_G_BEAC4 | 59317 | G | BEAC4 |  | Solar PV |  | WECC_SCE | California | 6 | Kern | 29 | 06029 | 47 | 0 | 2016 | 9999 |  |  | N | Solar | [13 empty] | 0 | 0 | 0 | 0 | [11 empty] | Beacon Solar 4 LLC | 100 | FTP Power LLC | 100 | Non-regulated
North Run | 59318_G_NRUN1 | 59318 | G | NRUN1 |  | Solar PV |  | PJM_EMAC | New Jersey | 34 | Burlington | 5 | 34005 | 5 | 0 | 2015 | 9999 |  |  | N | Solar | [13 empty] | 0 | 0 | 0 | 0 | [11 empty] | NJR Clean Energy Ventures Corp | 100 | New Jersey Resources Corp | 100 | Non-regulated
Rock Solid | 59319_G_ROCK1 | 59319 | G | ROCK1 |  | Solar PV |  | PJM_EMAC | New Jersey | 34 | Monmouth | 25 | 34025 | 8 | 0 | 2014 | 9999 |  |  | N | Solar | [13 empty] | 0 | 0 | 0 | 0 | [11 empty] | NJR Clean Energy Ventures II Corp | 100 | New Jersey Resources Corp | 100 | Non-regulated
Los Vientos Windpower III | 59320_G_GEN1 | 59320 | G | GEN1 |  | Onshore Wind |  | ERC_REST | Texas | 48 | Starr | 427 | 48427 | 200 | 0 | 2015 | 9999 |  |  | N | Wind | [13 empty] | 0 | 0 | 0 | 0 | [11 empty] | Los Vientos Windpower III LLC | 100 | Duke Energy Corp | 100 | Non-regulated
Los Vientos Windpower IV | 59321_G_GEN1 | 59321 | G | GEN1 |  | Onshore Wind |  | ERC_REST | Texas | 48 | Starr | 427 | 48427 | 200 | 0 | 2016 | 9999 |  |  | N | Wind | [13 empty] | 0 | 0 | 0 | 0 | [11 empty] | Los Vientos Windpower IV LLC | 100 | Duke Energy Corp | 100 | Non-regulated
Pumpjack Solar I | 59322_G_GEN1 | 59322 | G | GEN1 |  | Solar PV |  | WECC_SCE | California | 6 | Kern | 29 | 06029 | 20 | 0 | 2015 | 9999 |  |  | N | Solar | [13 empty] | 0 | 0 | 0 | 0 | [11 empty] | Pumpjack Solar I LLC | 100 | Duke Energy Corp | 100 | Non-regulated
Sacramento (SMUD) | 59323_G_SMUPV | 59323 | G | SMUPV |  | Solar PV |  | WEC_BANC | California | 6 | Sacramento | 67 | 06067 | 1.5 | 0 | 2014 | 9999 |  |  | N | Solar | [13 empty] | 0 | 0 | 0 | 0 | [11 empty] | Sacramento CA (City of) | 100 | Sacramento CA (City of) | 100 | Non-regulated
MCCo Solar Generating Facility | 59324_G_MCCO1 | 59324 | G | MCCO1 |  | Solar PV |  | PJM_ATSI | Ohio | 39 | Cuyahoga | 35 | 39035 | 0.9 | 0 | 2014 | 9999 |  |  | N | Solar | [13 empty] | 0 | 0 | 0 | 0 | [11 empty] | Medical Center Co | 100 | Medical Center Co | 100 | Non-regulated
Kings Mountain Energy Center | 59325_G_KMEC1 | 59325 | G | KMEC1 | 91012 | Combined Cycle |  | S_VACA | North Carolina | 37 | Cleveland | 45 | 37045 | 259 | 7050 | 2018 | 9999 |  |  | N | Natural Gas |  |  |  |  | SCR | [8 empty] | 0.00582 | 0.00582 | 0.00582 | 0.00582 | [11 empty] | NTE Energy LLC | 100 | NTE Energy LLC | 100 | Non-regulated
Kings Mountain Energy Center | 59325_G_KMEC2 | 59325 | G | KMEC2 | 91012 | Combined Cycle |  | S_VACA | North Carolina | 37 | Cleveland | 45 | 37045 | 227 | 7050 | 2018 | 9999 |  |  | N | Natural Gas |  |  |  | LNB + NH3 | SCR | [8 empty] | 0.00582 | 0.00582 | 0.00582 | 0.00582 | [11 empty] | NTE Energy LLC | 100 | NTE Energy LLC | 100 | Non-regulated
Middletown Energy Center | 59326_G_MEC1 | 59326 | G | MEC1 | 91013 | Combined Cycle |  | PJM_West | Ohio | 39 | Butler | 17 | 39017 | 247.5 | 7050 | 2018 | 9999 |  |  | N | Natural Gas |  |  |  | DLNB | SCR | [8 empty] | 0.00613 | 0.00613 | 0.00613 | 0.00613 | [11 empty] | Ohio Power Partners LLC | 100 | NTE Energy LLC | 100 | Non-regulated
Middletown Energy Center | 59326_G_MEC2 | 59326 | G | MEC2 | 91013 | Combined Cycle |  | PJM_West | Ohio | 39 | Butler | 17 | 39017 | 215.6 | 7050 | 2018 | 9999 |  |  | N | Natural Gas |  |  |  | LNB + NH3 | SCR | [8 empty] | 0.00613 | 0.00613 | 0.00613 | 0.00613 | [11 empty] | Ohio Power Partners LLC | 100 | NTE Energy LLC | 100 | Non-regulated
Marlboro Mushrooms Solar Field | 59327_G_GEN1 | 59327 | G | GEN1 |  | Solar PV |  | PJM_EMAC | Pennsylvania | 42 | Chester | 29 | 42029 | 1 | 0 | 2011 | 9999 |  |  | N | Solar | [13 empty] | 0 | 0 | 0 | 0 | [11 empty] | Southern Energy Management | 100 | Southern Energy Management | 100 | Non-regulated
Golden Acorn Casino | 59328_G_GAC1 | 59328 | G | GAC1 |  | Onshore Wind |  | WEC_SDGE | California | 6 | San Diego | 73 | 06073 | 1 | 0 | 2014 | 9999 |  |  | N | Wind | [13 empty] | 0 | 0 | 0 | 0 | [11 empty] | Foundation CA Fund VII Manager LLC | 100 | Foundation Windpower | 100 | Non-regulated
City of Soledad Water Reclamation | 59329_G_SOL1 | 59329 | G | SOL1 |  | Onshore Wind |  | WEC_CALN | California | 6 | Monterey | 53 | 06053 | 1 | 0 | 2014 | 9999 |  |  | N | Wind | [13 empty] | 0 | 0 | 0 | 0 | [11 empty] | Foundation CA Fund VII Manager LLC | 100 | Foundation Windpower | 100 | Non-regulated
Taylor Farms | 59330_G_TAY1 | 59330 | G | TAY1 |  | Onshore Wind |  | WEC_CALN | California | 6 | Monterey | 53 | 06053 | 1 | 0 | 2014 | 9999 |  |  | N | Wind | [13 empty] | 0 | 0 | 0 | 0 | [11 empty] | Foundation CA Fund VII Manager LLC | 100 | Foundation Windpower | 100 | Non-regulated
Anheuser-Busch #2 | 59331_G_ANB2 | 59331 | G | ANB2 |  | Onshore Wind |  | WEC_CALN | California | 6 | Solano | 95 | 06095 | 1.6 | 0 | 2014 | 9999 |  |  | N | Wind | [13 empty] | 0 | 0 | 0 | 0 | [11 empty] | Foundation CA Fund VII Manager LLC | 100 | Foundation Windpower | 100 | Non-regulated
Mesquite Creek Wind | 59332_G_MSCRK | 59332 | G | MSCRK |  | Onshore Wind |  | ERC_WEST | Texas | 48 | Dawson | 115 | 48115 | 211.2 | 0 | 2015 | 9999 |  |  | N | Wind | [13 empty] | 0 | 0 | 0 | 0 | [11 empty] | Mesquite Creek Wind LLC | 100 | Sumitomo Corp | 100 | Non-regulated
Faison Solar | 59333_G_FAIS1 | 59333 | G | FAIS1 |  | Solar PV |  | S_VACA | North Carolina | 37 | Duplin | 61 | 37061 | 2 | 0 | 2015 | 9999 |  |  | N | Solar | [13 empty] | 0 | 0 | 0 | 0 | [11 empty] | Faison Solar LLC | 100 | Faison Solar LLC | 100 | Non-regulated
Catalina Solar 2, LLC | 59334_G_INV-1 | 59334 | G | INV-1 |  | Solar PV |  | WECC_SCE | California | 6 | Kern | 29 | 06029 | 18 | 0 | 2015 | 9999 |  |  | N | Solar | [13 empty] | 0 | 0 | 0 | 0 | [11 empty] | Catalina Solar 2 LLC | 100 | EDF Group | 100 | Non-regulated
MCLB Landfill Gas to Energy | 59335_G_GEN1 | 59335 | G | GEN1 |  | Landfill Gas |  | S_SOU | Georgia | 13 | Dougherty | 95 | 13095 | 1.9 | 7042 | 2011 | 9999 |  |  | Y | Landfill Gas | [13 empty] | 0.22117 | 0.22117 | 0.22117 | 0.22117 | [11 empty] | Marine Corps Logistics Base | 100 | US Marine Corps | 100 | Non-regulated
MCLB Landfill Gas to Energy | 59335_G_GEN2 | 59335 | G | GEN2 |  | Landfill Gas |  | S_SOU | Georgia | 13 | Dougherty | 95 | 13095 | 1.9 | 14104 | 2021 | 9999 |  |  | N | Landfill Gas | [11 empty] | 0 |  | 0.22117 | 0.22117 | 0.22117 | 0.22117 | [11 empty] | Inst and Envir Div Marine Logistics Base | 100 | Inst and Envir Div Marine Logistics Base | 100 | Non-regulated
Harrell's Hill Solar Center LLC | 59337_G_HHS1 | 59337 | G | HHS1 |  | Solar PV |  | S_VACA | North Carolina | 37 | Wayne | 191 | 37191 | 5 | 0 | 2015 | 9999 |  |  | N | Solar | [13 empty] | 0 | 0 | 0 | 0 | [11 empty] | Harrells Hill Solar Center LLC | 100 | Heliosage Energy LLC | 100 | Non-regulated
Gila River Power Block 1 | 59338_G_CTG1 | 59338 | G | CTG1 | 8508 | Combined Cycle |  | WECC_AZ | Arizona | 4 | Maricopa | 13 | 04013 | 164 | 7352 | 2003 | 9999 |  |  | N | Natural Gas |  |  |  | DLNB | SCR | [8 empty] | 0.01074 | 0.01074 | 0.01074 | 0.01074 | [11 empty] | CXA Sundevil I Inc | 100 | Beal Bank USA | 100 | Regulated
Gila River Power Block 1 | 59338_G_CTG2 | 59338 | G | CTG2 | 8510 | Combined Cycle |  | WECC_AZ | Arizona | 4 | Maricopa | 13 | 04013 | 164 | 7352 | 2003 | 9999 |  |  | N | Natural Gas |  |  |  | DLNB | SCR | [8 empty] | 0.01074 | 0.01074 | 0.01074 | 0.01074 | [11 empty] | CXA Sundevil I Inc | 100 | Beal Bank USA | 100 | Regulated
Gila River Power Block 1 | 59338_G_ST9 | 59338 | G | ST9 | 8508 | Combined Cycle |  | WECC_AZ | Arizona | 4 | Maricopa | 13 | 04013 | 242 | 7352 | 2003 | 9999 |  |  | N | Natural Gas |  |  |  | LNB + NH3 | SCR | [8 empty] | 0.01074 | 0.01074 | 0.01074 | 0.01074 | [11 empty] | CXA Sundevil I Inc | 100 | Beal Bank USA | 100 | Regulated
Quinto Solar PV Project | 59339_G_SSC13 | 59339 | G | SSC13 |  | Solar PV |  | WEC_CALN | California | 6 | Merced | 47 | 06047 | 105.1 | 0 | 2015 | 9999 |  |  | N | Solar | [13 empty] | 0 | 0 | 0 | 0 | [11 empty] | Solar Star California XIII LLC | 100 | APG Asset Management US Inc | 100 | Non-regulated
Dorena Hydro-Electric Facility | 59357_G_FRNCS | 59357 | G | FRNCS |  | Hydro |  | WECC_PNW | Oregon | 41 | Lane | 39 | 41039 | 1.4 | 0 | 2014 | 9999 |  |  | N | Hydro | [13 empty] | 0 | 0 | 0 | 0 | [11 empty] | Dorena Hydro LLC | 100 | Riverbank Power Corp | 100 | Non-regulated
Dorena Hydro-Electric Facility | 59357_G_KAPLN | 59357 | G | KAPLN |  | Hydro |  | WECC_PNW | Oregon | 41 | Lane | 39 | 41039 | 6.1 | 0 | 2014 | 9999 |  |  | N | Hydro | [13 empty] | 0 | 0 | 0 | 0 | [11 empty] | Dorena Hydro LLC | 100 | Riverbank Power Corp | 100 | Non-regulated
Devens | 59358_G_MA2 | 59358 | G | MA2 |  | Solar PV |  | NENGREST | Massachusetts | 25 | Middlesex | 17 | 25017 | 2 | 0 | 2014 | 9999 |  |  | N | Solar | [13 empty] | 0 | 0 | 0 | 0 | [11 empty] | SLX Project 1070 LLC | 100 | Green States Energy Inc | 100 | Non-regulated
SCE-Snowline-Duncan Road (North) | 59359_G_10400 | 59359 | G | 10400 |  | Solar PV |  | WECC_SCE | California | 6 | San Bernardino | 71 | 06071 | 1.5 | 0 | 2014 | 9999 |  |  | N | Solar | [13 empty] | 0 | 0 | 0 | 0 | [11 empty] | SunE Solar XV Lessor LLC | 100 | Brookfield Asset Management Inc | 100 | Non-regulated
SCE-Snowline-Duncan Road (South) | 59360_G_11113 | 59360 | G | 11113 |  | Solar PV |  | WECC_SCE | California | 6 | San Bernardino | 71 | 06071 | 1 | 0 | 2014 | 9999 |  |  | N | Solar | [13 empty] | 0 | 0 | 0 | 0 | [11 empty] | SunE Solar XV Lessor LLC | 100 | Brookfield Asset Management Inc | 100 | Non-regulated
Browne Solar LLC | 59361_G_PV1 | 59361 | G | PV1 |  | Solar PV |  | NENGREST | Massachusetts | 25 | Hampden | 13 | 25013 | 1.4 | 0 | 2014 | 9999 |  |  | N | Solar | [13 empty] | 0 | 0 | 0 | 0 | [11 empty] | Sunray Power LLC | 100 | Sunray Power LLC | 100 | Non-regulated
Indian Hill Solar LLC | 59362_G_PV1 | 59362 | G | PV1 |  | Solar PV |  | NENGREST | Massachusetts | 25 | Hampden | 13 | 25013 | 1.4 | 0 | 2014 | 9999 |  |  | N | Solar | [13 empty] | 0 | 0 | 0 | 0 | [11 empty] | Sunray Power LLC | 100 | Sunray Power LLC | 100 | Non-regulated
State Street Solar LLC | 59363_G_PV1 | 59363 | G | PV1 |  | Solar PV |  | NENGREST | Massachusetts | 25 | Hampden | 13 | 25013 | 1.4 | 0 | 2014 | 9999 |  |  | N | Solar | [13 empty] | 0 | 0 | 0 | 0 | [11 empty] | SR Solar 7 LLC | 100 | Sunray Power LLC | 100 | Non-regulated
Plainfield One Solar LLC | 59364_G_PV1 | 59364 | G | PV1 |  | Solar PV |  | PJM_EMAC | New Jersey | 34 | Somerset | 35 | 34035 | 1.3 | 0 | 2011 | 9999 |  |  | N | Solar | [13 empty] | 0 | 0 | 0 | 0 | [11 empty] | Plainfield One Solar LLC | 100 | Sunray Power LLC | 100 | Non-regulated
24 Applegate Solar LLC | 59365_G_PV1 | 59365 | G | PV1 |  | Solar PV |  | PJM_EMAC | New Jersey | 34 | Mercer | 21 | 34021 | 2.6 | 0 | 2014 | 9999 |  |  | N | Solar | [13 empty] | 0 | 0 | 0 | 0 | [11 empty] | 24 Applegate Solar LLC | 100 | Sunray Power LLC | 100 | Non-regulated
G&S Wantage Solar LLC | 59366_G_PV1 | 59366 | G | PV1 |  | Solar PV |  | PJM_EMAC | New Jersey | 34 | Sussex | 37 | 34037 | 8.5 | 0 | 2014 | 9999 |  |  | N | Solar | [13 empty] | 0 | 0 | 0 | 0 | [11 empty] | G&S Solar Installers LLC | 100 | Sunray Power LLC | 100 | Non-regulated
Engelhard Solar LLC | 59367_G_PV1 | 59367 | G | PV1 |  | Solar PV |  | PJM_EMAC | New Jersey | 34 | Middlesex | 23 | 34023 | 0.8 | 0 | 2012 | 9999 |  |  | N | Solar | [13 empty] | 0 | 0 | 0 | 0 | [11 empty] | Engelhard Solar LLC | 100 | Sunray Power LLC | 100 | Non-regulated
Westborough Solar LLC | 59368_G_PV1 | 59368 | G | PV1 |  | Solar PV |  | NENGREST | Massachusetts | 25 | Worcester | 27 | 25027 | 1.8 | 0 | 2014 | 9999 |  |  | N | Solar | [13 empty] | 0 | 0 | 0 | 0 | [11 empty] | Westborough Solar LLC | 100 | Sunray Power LLC | 100 | Non-regulated
4 Applegate Solar LLC | 59370_G_PV1 | 59370 | G | PV1 |  | Solar PV |  | PJM_EMAC | New Jersey | 34 | Mercer | 21 | 34021 | 1.8 | 0 | 2012 | 9999 |  |  | N | Solar | [13 empty] | 0 | 0 | 0 | 0 | [11 empty] | G&S Solar Installers LLC | 100 | Sunray Power LLC | 100 | Non-regulated
12 Applegate Solar LLC | 59371_G_PV1 | 59371 | G | PV1 |  | Solar PV |  | PJM_EMAC | New Jersey | 34 | Mercer | 21 | 34021 | 1.9 | 0 | 2012 | 9999 |  |  | N | Solar | [13 empty] | 0 | 0 | 0 | 0 | [11 empty] | 12 Applegate Solar LLC | 100 | Sunray Power LLC | 100 | Non-regulated
Old Mill Solar | 59374_G_OMSLR | 59374 | G | OMSLR |  | Solar PV |  | WECC_PNW | Oregon | 41 | Klamath | 35 | 41035 | 5 | 0 | 2015 | 9999 |  |  | N | Solar | [13 empty] | 0 | 0 | 0 | 0 | [11 empty] | Old Mill Solar LLC | 100 | Obsidian Finance Group LLC | 100 | Non-regulated
Rose Hill | 59375_G_ROSE1 | 59375 | G | ROSE1 |  | Solar PV |  | S_VACA | North Carolina | 37 | Duplin | 61 | 37061 | 2 | 0 | 2012 | 9999 |  |  | N | Solar | [13 empty] | 0 | 0 | 0 | 0 | [11 empty] | Rose Hill Solar LLC | 100 | FLS Energy Inc | 100 | Non-regulated
Dunn | 59376_G_DUNN1 | 59376 | G | DUNN1 |  | Solar PV |  | S_VACA | North Carolina | 37 | Harnett | 85 | 37085 | 2 | 0 | 2012 | 9999 |  |  | N | Solar | [13 empty] | 0 | 0 | 0 | 0 | [11 empty] | Dunn Solar LLC | 100 | FLS Energy Inc | 100 | Non-regulated
Town of Cary | 59377_G_CARY1 | 59377 | G | CARY1 |  | Solar PV |  | S_VACA | North Carolina | 37 | Duplin | 61 | 37061 | 1.5 | 0 | 2012 | 9999 |  |  | N | Solar | [13 empty] | 0 | 0 | 0 | 0 | [11 empty] | FLS Owner 80 LLC | 100 | FLS Energy Inc | 100 | Non-regulated
Wapsie Valley Creamery Back Up Generator | 59379_G_1 | 59379 | G | 1 |  | Combustion Turbine | IC Engine | MIS_IA | Iowa | 19 | Buchanan | 19 | 19019 | 1.1 | 13469 | 2015 | 9999 |  |  | N | Distillate Fuel Oil | [13 empty] | 1.6498 | 1.6498 | 1.6498 | 1.6498 | [11 empty] | Wapsie Valley Creamery | 100 | Wapsie Valley Creamery | 100 | Non-regulated
Wildwood Solar I, LLC | 59380_G_WLD1 | 59380 | G | WLD1 |  | Solar PV |  | WECC_SCE | California | 6 | Kern | 29 | 06029 | 19.5 | 0 | 2015 | 9999 |  |  | N | Solar | [13 empty] | 0 | 0 | 0 | 0 | [11 empty] | Wildwood Solar I LLC | 100 | Duke Energy Corp | 100 | Non-regulated
East Kansas Agri-Energy, LLC | 59383_G_KATO | 59383 | G | KATO |  | Non-Fossil Waste |  | SPP_N | Kansas | 20 | Anderson | 3 | 20003 | 0.8 | 11084 | 2005 | 9999 |  |  | N | Non-Fossil Waste | [13 empty] | 0 | 0 | 0 | 0 | [11 empty] | East Kansas Agri Energy LLC | 100 | East Kansas Agri Energy LLC | 100 | Non-regulated
South Plains Wind Phase I | 59384_G_1 | 59384 | G | 1 |  | Onshore Wind |  | ERC_PHDL | Texas | 48 | Floyd | 153 | 48153 | 200 | 0 | 2015 | 9999 |  |  | N | Wind | [13 empty] | 0 | 0 | 0 | 0 | [11 empty] | South Plains Wind Energy LLC | 100 | Tri Global Energy | 100 | Non-regulated
Enterprise Solar, LLC | 59386_G_ENTS1 | 59386 | G | ENTS1 |  | Solar PV |  | WECC_UT | Utah | 49 | Iron | 21 | 49021 | 80 | 0 | 2016 | 9999 |  |  | N | Solar | [13 empty] | 0 | 0 | 0 | 0 | [11 empty] | Enterprise Solar LLC | 100 | Global Infrastructure Partners | 100 | Non-regulated
Escalante Solar I, LLC | 59387_G_ESCS1 | 59387 | G | ESCS1 |  | Solar PV |  | WECC_UT | Utah | 49 | Beaver | 1 | 49001 | 80 | 0 | 2016 | 9999 |  |  | N | Solar | [13 empty] | 0 | 0 | 0 | 0 | [11 empty] | Escalante Solar I LLC | 100 | Global Infrastructure Partners | 100 | Non-regulated
Escalante Solar II, LLC | 59388_G_ESCS2 | 59388 | G | ESCS2 |  | Solar PV |  | WECC_UT | Utah | 49 | Beaver | 1 | 49001 | 80 | 0 | 2016 | 9999 |  |  | N | Solar | [13 empty] | 0 | 0 | 0 | 0 | [11 empty] | Escalante Solar II LLC | 100 | Global Infrastructure Partners | 100 | Non-regulated
Escalante Solar III, LLC | 59389_G_ESCS3 | 59389 | G | ESCS3 |  | Solar PV |  | WECC_UT | Utah | 49 | Beaver | 1 | 49001 | 80 | 0 | 2016 | 9999 |  |  | N | Solar | [13 empty] | 0 | 0 | 0 | 0 | [11 empty] | Escalante Solar III LLC | 100 | Global Infrastructure Partners | 100 | Non-regulated
True North | 59390_G_TNE1 | 59390 | G | TNE1 |  | Solar PV |  | NENGREST | Massachusetts | 25 | Essex | 9 | 25009 | 4.8 | 0 | 2012 | 9999 |  |  | N | Solar | [13 empty] | 0 | 0 | 0 | 0 | [11 empty] | True North Energy | 100 | Capital Dynamics | 100 | Non-regulated
Red Gate Power Plant | 59391_G_ENG01 | 59391 | G | ENG01 |  | Combustion Turbine | IC Engine | ERC_REST | Texas | 48 | Hidalgo | 215 | 48215 | 18.3 | 10745 | 2016 | 9999 |  |  | N | Natural Gas | [13 empty] | 0.0083 | 0.0083 | 0.0083 | 0.0083 | [11 empty] | South Texas Electric Coop Inc | 100 | South Texas Electric Coop Inc | 100 | Regulated
Red Gate Power Plant | 59391_G_ENG02 | 59391 | G | ENG02 |  | Combustion Turbine | IC Engine | ERC_REST | Texas | 48 | Hidalgo | 215 | 48215 | 18.3 | 10745 | 2016 | 9999 |  |  | N | Natural Gas | [13 empty] | 0.00791 | 0.00791 | 0.00791 | 0.00791 | [11 empty] | South Texas Electric Coop Inc | 100 | South Texas Electric Coop Inc | 100 | Regulated
Red Gate Power Plant | 59391_G_ENG03 | 59391 | G | ENG03 |  | Combustion Turbine | IC Engine | ERC_REST | Texas | 48 | Hidalgo | 215 | 48215 | 18.3 | 10745 | 2016 | 9999 |  |  | N | Natural Gas | [13 empty] | 0.00798 | 0.00798 | 0.00798 | 0.00798 | [11 empty] | South Texas Electric Coop Inc | 100 | South Texas Electric Coop Inc | 100 | Regulated
Red Gate Power Plant | 59391_G_ENG04 | 59391 | G | ENG04 |  | Combustion Turbine | IC Engine | ERC_REST | Texas | 48 | Hidalgo | 215 | 48215 | 18.3 | 10745 | 2016 | 9999 |  |  | N | Natural Gas | [13 empty] | 0.00661 | 0.00661 | 0.00661 | 0.00661 | [11 empty] | South Texas Electric Coop Inc | 100 | South Texas Electric Coop Inc | 100 | Regulated
Red Gate Power Plant | 59391_G_ENG05 | 59391 | G | ENG05 |  | Combustion Turbine | IC Engine | ERC_REST | Texas | 48 | Hidalgo | 215 | 48215 | 18.3 | 10745 | 2016 | 9999 |  |  | N | Natural Gas | [13 empty] | 0.0066 | 0.0066 | 0.0066 | 0.0066 | [11 empty] | South Texas Electric Coop Inc | 100 | South Texas Electric Coop Inc | 100 | Regulated
Red Gate Power Plant | 59391_G_ENG06 | 59391 | G | ENG06 |  | Combustion Turbine | IC Engine | ERC_REST | Texas | 48 | Hidalgo | 215 | 48215 | 18.3 | 10745 | 2016 | 9999 |  |  | N | Natural Gas | [13 empty] | 0.00661 | 0.00661 | 0.00661 | 0.00661 | [11 empty] | South Texas Electric Coop Inc | 100 | South Texas Electric Coop Inc | 100 | Regulated
Red Gate Power Plant | 59391_G_ENG07 | 59391 | G | ENG07 |  | Combustion Turbine | IC Engine | ERC_REST | Texas | 48 | Hidalgo | 215 | 48215 | 18.3 | 10745 | 2016 | 9999 |  |  | N | Natural Gas | [13 empty] | 0.00676 | 0.00676 | 0.00676 | 0.00676 | [11 empty] | South Texas Electric Coop Inc | 100 | South Texas Electric Coop Inc | 100 | Regulated
Red Gate Power Plant | 59391_G_ENG08 | 59391 | G | ENG08 |  | Combustion Turbine | IC Engine | ERC_REST | Texas | 48 | Hidalgo | 215 | 48215 | 18.3 | 10745 | 2016 | 9999 |  |  | N | Natural Gas | [13 empty] | 0.00704 | 0.00704 | 0.00704 | 0.00704 | [11 empty] | South Texas Electric Coop Inc | 100 | South Texas Electric Coop Inc | 100 | Regulated
Red Gate Power Plant | 59391_G_ENG09 | 59391 | G | ENG09 |  | Combustion Turbine | IC Engine | ERC_REST | Texas | 48 | Hidalgo | 215 | 48215 | 18.3 | 10745 | 2016 | 9999 |  |  | N | Natural Gas | [13 empty] | 0.00672 | 0.00672 | 0.00672 | 0.00672 | [11 empty] | South Texas Electric Coop Inc | 100 | South Texas Electric Coop Inc | 100 | Regulated
Red Gate Power Plant | 59391_G_ENG10 | 59391 | G | ENG10 |  | Combustion Turbine | IC Engine | ERC_REST | Texas | 48 | Hidalgo | 215 | 48215 | 18.3 | 10745 | 2016 | 9999 |  |  | N | Natural Gas | [13 empty] | 0.00871 | 0.00871 | 0.00871 | 0.00871 | [11 empty] | South Texas Electric Coop Inc | 100 | South Texas Electric Coop Inc | 100 | Regulated
Red Gate Power Plant | 59391_G_ENG11 | 59391 | G | ENG11 |  | Combustion Turbine | IC Engine | ERC_REST | Texas | 48 | Hidalgo | 215 | 48215 | 18.3 | 10745 | 2016 | 9999 |  |  | N | Natural Gas | [13 empty] | 0.00868 | 0.00868 | 0.00868 | 0.00868 | [11 empty] | South Texas Electric Coop Inc | 100 | South Texas Electric Coop Inc | 100 | Regulated
Red Gate Power Plant | 59391_G_ENG12 | 59391 | G | ENG12 |  | Combustion Turbine | IC Engine | ERC_REST | Texas | 48 | Hidalgo | 215 | 48215 | 18.3 | 10745 | 2016 | 9999 |  |  | N | Natural Gas | [13 empty] | 0.00852 | 0.00852 | 0.00852 | 0.00852 | [11 empty] | South Texas Electric Coop Inc | 100 | South Texas Electric Coop Inc | 100 | Regulated
Blue Ridge Generating | 59392_G_GEN1 | 59392 | G | GEN1 |  | Landfill Gas |  | PJM_West | Kentucky | 21 | Estill | 65 | 21065 | 1.2 | 13500 | 2013 | 9999 |  |  | N | Landfill Gas | [13 empty] | 0.22117 | 0.22117 | 0.22117 | 0.22117 | [11 empty] | Advanced Waste Services | 100 | Advanced Waste Services | 100 | Non-regulated
Eubank Landfill Solar Array | 59393_G_ESNM1 | 59393 | G | ESNM1 |  | Solar PV |  | WECC_NM | New Mexico | 35 | Bernalillo | 1 | 35001 | 2 | 0 | 2013 | 9999 |  |  | N | Solar | [13 empty] | 0 | 0 | 0 | 0 | [11 empty] | Emcore Solar | 100 | Emcore Corp | 100 | Non-regulated
Grafton Solar | 59394_G_KRS03 | 59394 | G | KRS03 |  | Solar PV |  | NENGREST | Massachusetts | 25 | Worcester | 27 | 25027 | 1.5 | 0 | 2013 | 9999 |  |  | N | Solar | [13 empty] | 0 | 0 | 0 | 0 | [11 empty] | Kearsarge Grafton LLC | 100 | Kearsarge Energy LP | 100 | Non-regulated
Shaffer | 59396_G_SHF01 | 59396 | G | SHF01 |  | Solar PV |  | NENGREST | Massachusetts | 25 | Middlesex | 17 | 25017 | 5 | 0 | 2014 | 9999 |  |  | N | Solar | [13 empty] | 0 | 0 | 0 | 0 | [11 empty] | CD US Solar MT3 LLC | 100 | Capital Dynamics | 100 | Non-regulated
Indian River Generating Station | 594_G_10 | 594 | G | 10 | 386 | Combustion Turbine |  | PJM_EMAC | Delaware | 10 | Sussex | 5 | 10005 | 16.1 | 14972 | 1967 | 9999 |  |  | N | Distillate Fuel Oil |  |  |  | H2O | [8 empty] | 0.3 | 0.24678 | 0.24678 | 0.24678 | 0.24678 | [11 empty] | Indian River Power LLC | 100 | NRG Energy Inc | 100 | Non-regulated
Searchlight Solar | 59404_G_1 | 59404 | G | 1 |  | Solar PV |  | WECC_SNV | Nevada | 32 | Clark | 3 | 32003 | 17.5 | 0 | 2014 | 9999 |  |  | N | Solar | [13 empty] | 0 | 0 | 0 | 0 | [11 empty] | American Capital Energy Searchlight Solar LLC | 100 | D E Shaw & Co LP | 100 | Non-regulated
Diamond Valley Solar Project | 59405_G_PV11 | 59405 | G | PV11 |  | Solar PV |  | WECC_SCE | California | 6 | Riverside | 65 | 06065 | 1.3 | 0 | 2015 | 9999 |  |  | N | Solar | [13 empty] | 0 | 0 | 0 | 0 | [11 empty] | Diamond Valley Solar LLC | 100 | Allco Renewable Energy Limited | 100 | Non-regulated
Facile Solar | 59406_G_SYS1 | 59406 | G | SYS1 |  | Solar PV |  | S_VACA | North Carolina | 37 | Alamance | 1 | 37001 | 2 | 0 | 2015 | 9999 |  |  | N | Solar | [13 empty] | 0 | 0 | 0 | 0 | [11 empty] | Loy Farm Solar LLC | 100 | Loy Farm Solar LLC | 100 | Non-regulated
Newman Solar | 59407_G_NEW1 | 59407 | G | NEW1 |  | Solar PV |  | WECC_NM | Texas | 48 | El Paso | 141 | 48141 | 10.3 | 0 | 2014 | 9999 |  |  | N | Solar | [13 empty] | 0 | 0 | 0 | 0 | [11 empty] | Newman Solar LLC | 100 | Public Service Enterprise Group Inc | 100 | Non-regulated
Shafter Solar LLC | 59408_G_1 | 59408 | G | 1 |  | Solar PV |  | WECC_SCE | California | 6 | Kern | 29 | 06029 | 20 | 0 | 2015 | 9999 |  |  | N | Solar | [13 empty] | 0 | 0 | 0 | 0 | [11 empty] | Shafter Solar LLC | 100 | NextEra Energy Inc | 100 | Non-regulated
Madelyn Solar, LLC | 59409_G_SNL17 | 59409 | G | SNL17 |  | Solar PV |  | WECC_SCE | California | 6 | San Bernardino | 71 | 06071 | 1 | 0 | 2014 | 9999 |  |  | N | Solar | [13 empty] | 0 | 0 | 0 | 0 | [11 empty] | Madelyn Solar LLC | 100 | Cate Street Capital Inc | 100 | Non-regulated
Rudy Solar, LLC | 59410_G_SNL19 | 59410 | G | SNL19 |  | Solar PV |  | WECC_SCE | California | 6 | San Bernardino | 71 | 06071 | 1.5 | 0 | 2014 | 9999 |  |  | N | Solar | [13 empty] | 0 | 0 | 0 | 0 | [11 empty] | Rudy Solar LLC | 100 | Cate Street Capital Inc | 100 | Non-regulated
Mitchell Solar, LLC | 59411_G_SNL18 | 59411 | G | SNL18 |  | Solar PV |  | WECC_SCE | California | 6 | San Bernardino | 71 | 06071 | 1.5 | 0 | 2014 | 9999 |  |  | N | Solar | [13 empty] | 0 | 0 | 0 | 0 | [11 empty] | Mitchell Solar LLC | 100 | Cate Street Capital Inc | 100 | Non-regulated
Algonquin SKIC20 Solar LLC | 59412_G_SKI20 | 59412 | G | SKI20 |  | Solar PV |  | WECC_SCE | California | 6 | Kern | 29 | 06029 | 20 | 0 | 2015 | 9999 |  |  | N | Solar | [13 empty] | 0 | 0 | 0 | 0 | [11 empty] | Algonquin SKIC 20 Solar LLC | 100 | Algonquin Power & Utilities Corp | 100 | Non-regulated
Corcoran Solar 2 | 59413_G_C2CA | 59413 | G | C2CA |  | Solar PV |  | WEC_CALN | California | 6 | Kings | 31 | 06031 | 19.8 | 0 | 2015 | 9999 |  |  | N | Solar | [13 empty] | 0 | 0 | 0 | 0 | [11 empty] | SPS Corcoran West LLC | 100 | Enco Utility Service LLC | 100 | Non-regulated
Atwell Island West Solar | 59414_G_AWCA | 59414 | G | AWCA |  | Solar PV |  | WECC_SCE | California | 6 | Tulare | 107 | 06107 | 20 | 0 | 2015 | 9999 |  |  | N | Solar | [13 empty] | 0 | 0 | 0 | 0 | [11 empty] | CED Atwell Island West LLC | 100 | Consolidated Edison Inc | 100 | Non-regulated
Backus Microgrid Project | 59415_G_BMP1 | 59415 | G | BMP1 |  | Combustion Turbine | IC Engine | NENG_CT | Connecticut | 9 | New London | 11 | 09011 | 2.5 | 10745 | 2014 | 9999 |  |  | N | Distillate Fuel Oil | [13 empty] | 1.6498 | 1.6498 | 1.6498 | 1.6498 | [11 empty] | Connecticut Municipal Electric Energy Coop | 100 | Connecticut Municipal Electric Energy Coop | 100 | Regulated
Backus Microgrid Project | 59415_G_BMP2 | 59415 | G | BMP2 |  | Combustion Turbine | IC Engine | NENG_CT | Connecticut | 9 | New London | 11 | 09011 | 2.5 | 10745 | 2014 | 9999 |  |  | N | Distillate Fuel Oil | [13 empty] | 1.6498 | 1.6498 | 1.6498 | 1.6498 | [11 empty] | Connecticut Municipal Electric Energy Coop | 100 | Connecticut Municipal Electric Energy Coop | 100 | Regulated
Backus Microgrid Project | 59415_G_BMP3 | 59415 | G | BMP3 |  | Combustion Turbine | IC Engine | NENG_CT | Connecticut | 9 | New London | 11 | 09011 | 2.5 | 10745 | 2014 | 9999 |  |  | N | Distillate Fuel Oil | [13 empty] | 1.6498 | 1.6498 | 1.6498 | 1.6498 | [11 empty] | Connecticut Municipal Electric Energy Coop | 100 | Connecticut Municipal Electric Energy Coop | 100 | Regulated
Backus Microgrid Project | 59415_G_BMP4 | 59415 | G | BMP4 |  | Combustion Turbine | IC Engine | NENG_CT | Connecticut | 9 | New London | 11 | 09011 | 2.5 | 10745 | 2014 | 9999 |  |  | N | Distillate Fuel Oil | [13 empty] | 1.6498 | 1.6498 | 1.6498 | 1.6498 | [11 empty] | Connecticut Municipal Electric Energy Coop | 100 | Connecticut Municipal Electric Energy Coop | 100 | Regulated
Anaheim Solar Energy Plant | 59416_G_PV1 | 59416 | G | PV1 |  | Solar PV |  | WECC_SCE | California | 6 | Orange | 59 | 06059 | 2 | 0 | 2014 | 9999 |  |  | N | Solar | [13 empty] | 0 | 0 | 0 | 0 | [11 empty] | Anaheim Public Utilities Dept | 100 | Anaheim CA (City of) | 100 | Regulated
Pleasant Hill Wind Energy Project | 59417_G_WT1 | 59417 | G | WT1 |  | Onshore Wind |  | ERC_WEST | Texas | 48 | Crosby | 107 | 48107 | 20 | 0 | 2015 | 9999 |  |  | N | Wind | [13 empty] | 0 | 0 | 0 | 0 | [11 empty] | Crosby County Wind Farm LLC | 100 | Tri Global Energy | 100 | Non-regulated
SCE-Snowline-White Road (South) | 59421_G_11111 | 59421 | G | 11111 |  | Solar PV |  | WECC_SCE | California | 6 | San Bernardino | 71 | 06071 | 1.5 | 0 | 2014 | 9999 |  |  | N | Solar | [13 empty] | 0 | 0 | 0 | 0 | [11 empty] | SunE Solar XV Lessor LLC | 100 | Brookfield Asset Management Inc | 100 | Non-regulated
SCE-Snowline-White Road (North) | 59422_G_10401 | 59422 | G | 10401 |  | Solar PV |  | WECC_SCE | California | 6 | San Bernardino | 71 | 06071 | 1.5 | 0 | 2014 | 9999 |  |  | N | Solar | [13 empty] | 0 | 0 | 0 | 0 | [11 empty] | SunE Solar XV Lessor LLC | 100 | Brookfield Asset Management Inc | 100 | Non-regulated
SCE-Snowline-White Rd (Central) | 59423_G_10402 | 59423 | G | 10402 |  | Solar PV |  | WECC_SCE | California | 6 | San Bernardino | 71 | 06071 | 1.5 | 0 | 2014 | 9999 |  |  | N | Solar | [13 empty] | 0 | 0 | 0 | 0 | [11 empty] | SunE Solar XV Lessor LLC | 100 | Brookfield Asset Management Inc | 100 | Non-regulated
IND Solar Farm (Phase IIA) | 59424_G_IND2A | 59424 | G | IND2A |  | Solar PV |  | MIS_INKY | Indiana | 18 | Marion | 97 | 18097 | 7.5 | 0 | 2014 | 9999 |  |  | N | Solar | [13 empty] | 0 | 0 | 0 | 0 | [11 empty] | Indy Airport Solar Project II LLC | 100 | James Wesley Taylor | 100 | Non-regulated
Zimmerman Energy | 59425_G_ZE-#1 | 59425 | G | ZE-#1 |  | Landfill Gas |  | MIS_INKY | Indiana | 18 | Marshall | 99 | 18099 | 1.9 | 13500 | 2014 | 9999 |  |  | N | Landfill Gas | [13 empty] | 0.22117 | 0.22117 | 0.22117 | 0.22117 | [11 empty] | Zimmerman Energy LLC | 100 | Ares Management LP | 100 | Non-regulated
Zimmerman Energy | 59425_G_ZE-#2 | 59425 | G | ZE-#2 |  | Landfill Gas |  | MIS_INKY | Indiana | 18 | Marshall | 99 | 18099 | 1.9 | 13500 | 2014 | 9999 |  |  | N | Landfill Gas | [13 empty] | 0.22117 | 0.22117 | 0.22117 | 0.22117 | [11 empty] | Zimmerman Energy LLC | 100 | Ares Management LP | 100 | Non-regulated
Zimmerman Energy | 59425_G_ZE-#3 | 59425 | G | ZE-#3 |  | Landfill Gas |  | MIS_INKY | Indiana | 18 | Marshall | 99 | 18099 | 1.9 | 13500 | 2014 | 9999 |  |  | N | Landfill Gas | [13 empty] | 0.22117 | 0.22117 | 0.22117 | 0.22117 | [11 empty] | Zimmerman Energy LLC | 100 | Ares Management LP | 100 | Non-regulated
Zimmerman Energy | 59425_G_ZE#4 | 59425 | G | ZE#4 |  | Landfill Gas |  | MIS_INKY | Indiana | 18 | Marshall | 99 | 18099 | 1.4 | 8513 | 2020 | 9999 |  |  | N | Landfill Gas | [13 empty] | 0.09 | 0.09 | 0.09 | 0.09 | [11 empty] | Landfill Energy Systems | 100 | Landfill Energy Systems | 100 | Non-regulated
GKS Solar | 59426_G_GKS1 | 59426 | G | GKS1 |  | Solar PV |  | PJM_Dom | North Carolina | 37 | Perquimans | 143 | 37143 | 5 | 0 | 2015 | 9999 |  |  | N | Solar | [13 empty] | 0 | 0 | 0 | 0 | [11 empty] | SolNCPower1 LLC | 100 | Solon Group | 100 | Non-regulated
Two Mile Solar | 59427_G_TMS1 | 59427 | G | TMS1 |  | Solar PV |  | PJM_Dom | North Carolina | 37 | Perquimans | 143 | 37143 | 5 | 0 | 2015 | 9999 |  |  | N | Solar | [13 empty] | 0 | 0 | 0 | 0 | [11 empty] | SolNCPower1 LLC | 100 | Solon Group | 100 | Non-regulated
Baker Creek Hydroelectric | 59428_G_GENE1 | 59428 | G | GENE1 |  | Hydro |  | WEC_CALN | California | 6 | Humboldt | 23 | 06023 | 1.4 | 0 | 2014 | 9999 |  |  | N | Hydro | [13 empty] | 0 | 0 | 0 | 0 | [11 empty] | Albert Hunt | 100 | Albert Hunt | 100 | Non-regulated
Baker Creek Hydroelectric | 59428_G_GENE2 | 59428 | G | GENE2 |  | Hydro |  | WEC_CALN | California | 6 | Humboldt | 23 | 06023 | 0.1 | 0 | 2014 | 9999 |  |  | N | Hydro | [13 empty] | 0 | 0 | 0 | 0 | [11 empty] | Albert Hunt | 100 | Albert Hunt | 100 | Non-regulated
Downs Farm Solar | 59429_G_DOWN1 | 59429 | G | DOWN1 |  | Solar PV |  | PJM_Dom | North Carolina | 37 | Hertford | 91 | 37091 | 5 | 0 | 2015 | 9999 |  |  | N | Solar | [13 empty] | 0 | 0 | 0 | 0 | [11 empty] | Downs Farm Solar LLC | 100 | Downs Farm Solar LLC | 100 | Non-regulated
Solar Las Vegas MB-1 | 59430_G_MB-1 | 59430 | G | MB-1 |  | Solar PV |  | WECC_SNV | Nevada | 32 | Clark | 3 | 32003 | 4.9 | 0 | 2015 | 9999 |  |  | N | Solar | [13 empty] | 0 | 0 | 0 | 0 | [11 empty] | NRG Energy Inc | 100 | NRG Energy Inc | 100 | Non-regulated
Sierra Solar Greenworks | 59431_G_SSG1 | 59431 | G | SSG1 |  | Solar PV |  | WEC_LADW | California | 6 | Los Angeles | 37 | 06037 | 18 | 0 | 2015 | 9999 |  |  | N | Solar | [13 empty] | 0 | 0 | 0 | 0 | [11 empty] | SPW Solar Holdings 1 LLC | 100 | SPW Solar Managing Member 1 LLC | 100 | Non-regulated
Duke Building 87 | 59432_G_DUK87 | 59432 | G | DUK87 |  | Solar PV |  | MIS_INKY | Indiana | 18 | Marion | 97 | 18097 | 2.7 | 0 | 2014 | 9999 |  |  | N | Solar | [13 empty] | 0 | 0 | 0 | 0 | [11 empty] | Half Moon Ventures LLC | 100 | Half Moon Ventures LLC | 100 | Non-regulated
Duke Building 98 | 59433_G_DUK98 | 59433 | G | DUK98 |  | Solar PV |  | MIS_INKY | Indiana | 18 | Marion | 97 | 18097 | 2.7 | 0 | 2014 | 9999 |  |  | N | Solar | [13 empty] | 0 | 0 | 0 | 0 | [11 empty] | Half Moon Ventures LLC | 100 | Half Moon Ventures LLC | 100 | Non-regulated
Duke Building 129 | 59434_G_DU129 | 59434 | G | DU129 |  | Solar PV |  | MIS_INKY | Indiana | 18 | Marion | 97 | 18097 | 3.4 | 0 | 2014 | 9999 |  |  | N | Solar | [13 empty] | 0 | 0 | 0 | 0 | [11 empty] | Half Moon Ventures LLC | 100 | Half Moon Ventures LLC | 100 | Non-regulated
Oak Tree Energy | 59435_G_OTE14 | 59435 | G | OTE14 |  | Onshore Wind |  | SPP_WAUE | South Dakota | 46 | Clark | 25 | 46025 | 19.5 | 0 | 2014 | 9999 |  |  | N | Wind | [13 empty] | 0 | 0 | 0 | 0 | [11 empty] | Consolidated Edison Development Inc | 100 | Consolidated Edison Inc | 100 | Non-regulated
Lennon Generating | 59436_G_10 | 59436 | G | 10 |  | Landfill Gas |  | MIS_LMI | Michigan | 26 | Shiawassee | 155 | 26155 | 1.5 | 13500 | 2012 | 9999 |  |  | N | Landfill Gas | [13 empty] | 0.22117 | 0.22117 | 0.22117 | 0.22117 | [11 empty] | WM Renewable Energy LLC | 100 | Waste Management Inc | 100 | Non-regulated
Lennon Generating | 59436_G_3 | 59436 | G | 3 |  | Landfill Gas |  | MIS_LMI | Michigan | 26 | Shiawassee | 155 | 26155 | 0.8 | 13500 | 2001 | 9999 |  |  | N | Landfill Gas | [13 empty] | 0.22117 | 0.22117 | 0.22117 | 0.22117 | [11 empty] | WM Renewable Energy LLC | 100 | Waste Management Inc | 100 | Non-regulated
Lennon Generating | 59436_G_4 | 59436 | G | 4 |  | Landfill Gas |  | MIS_LMI | Michigan | 26 | Shiawassee | 155 | 26155 | 0.8 | 13500 | 2006 | 9999 |  |  | N | Landfill Gas | [13 empty] | 0.22117 | 0.22117 | 0.22117 | 0.22117 | [11 empty] | WM Renewable Energy LLC | 100 | Waste Management Inc | 100 | Non-regulated
Lennon Generating | 59436_G_5 | 59436 | G | 5 |  | Landfill Gas |  | MIS_LMI | Michigan | 26 | Shiawassee | 155 | 26155 | 0.8 | 13500 | 2007 | 9999 |  |  | N | Landfill Gas | [13 empty] | 0.22117 | 0.22117 | 0.22117 | 0.22117 | [11 empty] | WM Renewable Energy LLC | 100 | Waste Management Inc | 100 | Non-regulated
Lennon Generating | 59436_G_6 | 59436 | G | 6 |  | Landfill Gas |  | MIS_LMI | Michigan | 26 | Shiawassee | 155 | 26155 | 0.8 | 13500 | 2007 | 9999 |  |  | N | Landfill Gas | [13 empty] | 0.22117 | 0.22117 | 0.22117 | 0.22117 | [11 empty] | WM Renewable Energy LLC | 100 | Waste Management Inc | 100 | Non-regulated
Lennon Generating | 59436_G_7 | 59436 | G | 7 |  | Landfill Gas |  | MIS_LMI | Michigan | 26 | Shiawassee | 155 | 26155 | 1.5 | 13500 | 2014 | 9999 |  |  | N | Landfill Gas | [13 empty] | 0.22117 | 0.22117 | 0.22117 | 0.22117 | [11 empty] | WM Renewable Energy LLC | 100 | Waste Management Inc | 100 | Non-regulated
Lennon Generating | 59436_G_8 | 59436 | G | 8 |  | Landfill Gas |  | MIS_LMI | Michigan | 26 | Shiawassee | 155 | 26155 | 1.5 | 13500 | 2014 | 9999 |  |  | N | Landfill Gas | [13 empty] | 0.22117 | 0.22117 | 0.22117 | 0.22117 | [11 empty] | WM Renewable Energy LLC | 100 | Waste Management Inc | 100 | Non-regulated
Lennon Generating | 59436_G_9 | 59436 | G | 9 |  | Landfill Gas |  | MIS_LMI | Michigan | 26 | Shiawassee | 155 | 26155 | 1.5 | 13500 | 2012 | 9999 |  |  | N | Landfill Gas | [13 empty] | 0.22117 | 0.22117 | 0.22117 | 0.22117 | [11 empty] | WM Renewable Energy LLC | 100 | Waste Management Inc | 100 | Non-regulated
Stillwater B | 59437_G_SWB-1 | 59437 | G | SWB-1 |  | Hydro |  | NENG_ME | Maine | 23 | Penobscot | 19 | 23019 | 0.8 | 0 | 2013 | 9999 |  |  | N | Hydro | [13 empty] | 0 | 0 | 0 | 0 | [11 empty] | Black Bear Development Holdings LLC | 100 | Brookfield Asset Management Inc | 100 | Non-regulated
Stillwater B | 59437_G_SWB-2 | 59437 | G | SWB-2 |  | Hydro |  | NENG_ME | Maine | 23 | Penobscot | 19 | 23019 | 0.8 | 0 | 2013 | 9999 |  |  | N | Hydro | [13 empty] | 0 | 0 | 0 | 0 | [11 empty] | Black Bear Development Holdings LLC | 100 | Brookfield Asset Management Inc | 100 | Non-regulated
Stillwater B | 59437_G_SWB-3 | 59437 | G | SWB-3 |  | Hydro |  | NENG_ME | Maine | 23 | Penobscot | 19 | 23019 | 0.8 | 0 | 2013 | 9999 |  |  | N | Hydro | [13 empty] | 0 | 0 | 0 | 0 | [11 empty] | Black Bear Development Holdings LLC | 100 | Brookfield Asset Management Inc | 100 | Non-regulated
Orono B | 59438_G_ORB-1 | 59438 | G | ORB-1 |  | Hydro |  | NENG_ME | Maine | 23 | Penobscot | 19 | 23019 | 1.3 | 0 | 2013 | 9999 |  |  | N | Hydro | [13 empty] | 0 | 0 | 0 | 0 | [11 empty] | Black Bear Development Holdings LLC | 100 | Brookfield Asset Management Inc | 100 | Non-regulated
Orono B | 59438_G_ORB-2 | 59438 | G | ORB-2 |  | Hydro |  | NENG_ME | Maine | 23 | Penobscot | 19 | 23019 | 1.3 | 0 | 2013 | 9999 |  |  | N | Hydro | [13 empty] | 0 | 0 | 0 | 0 | [11 empty] | Black Bear Development Holdings LLC | 100 | Brookfield Asset Management Inc | 100 | Non-regulated
Orono B | 59438_G_ORB-3 | 59438 | G | ORB-3 |  | Hydro |  | NENG_ME | Maine | 23 | Penobscot | 19 | 23019 | 1.3 | 0 | 2013 | 9999 |  |  | N | Hydro | [13 empty] | 0 | 0 | 0 | 0 | [11 empty] | Black Bear Development Holdings LLC | 100 | Brookfield Asset Management Inc | 100 | Non-regulated
COC Surry LFG, LLC | 59439_G_UNIT1 | 59439 | G | UNIT1 |  | Landfill Gas |  | S_VACA | North Carolina | 37 | Surry | 171 | 37171 | 1.5 | 13500 | 2013 | 9999 |  |  | N | Landfill Gas | [13 empty] | 0.22117 | 0.22117 | 0.22117 | 0.22117 | [11 empty] | Coc Surry LFG LLC | 100 | Barnabas Investment Group LLC | 100 | Non-regulated
Adelanto Solar II, LLC | 59440_G_SAS | 59440 | G | SAS |  | Solar PV |  | WECC_SCE | California | 6 | San Bernardino | 71 | 06071 | 7 | 0 | 2015 | 9999 |  |  | N | Solar | [13 empty] | 0 | 0 | 0 | 0 | [11 empty] | Adelanto Solar II LLC | 100 | NextEra Energy Inc | 100 | Non-regulated
Adelanto Solar, LLC | 59441_G_SAS | 59441 | G | SAS |  | Solar PV |  | WECC_SCE | California | 6 | San Bernardino | 71 | 06071 | 20 | 0 | 2015 | 9999 |  |  | N | Solar | [13 empty] | 0 | 0 | 0 | 0 | [11 empty] | Adelanto Solar LLC | 100 | NextEra Energy Inc | 100 | Non-regulated
Logans Gap Wind LLC | 59442_G_1 | 59442 | G | 1 |  | Onshore Wind |  | ERC_REST | Texas | 48 | Comanche | 93 | 48093 | 200.1 | 0 | 2015 | 9999 |  |  | N | Wind | [13 empty] | 0 | 0 | 0 | 0 | [11 empty] | Logans Gap Wind LLC | 100 | Riverstone Holdings LLC | 100 | Non-regulated
TA-Acacia, LLC | 59443_G_WAS1 | 59443 | G | WAS1 |  | Solar PV |  | WEC_LADW | California | 6 | Los Angeles | 37 | 06037 | 20 | 0 | 2014 | 9999 |  |  | N | Solar | [13 empty] | 0 | 0 | 0 | 0 | [11 empty] | Dominion Solar Holdings LLC | 100 | Dominion Energy Inc | 100 | Non-regulated
Desert Star Hybrid | 59444_G_DS10M | 59444 | G | DS10M |  | Energy Storage |  | WECC_AZ | Arizona | 4 | Maricopa | 13 | 04013 | 10 | 0 | 2023 | 9999 |  |  | N | Energy Storage | [13 empty] | 0 | 0 | 0 | 0 | [11 empty] | Arizona Public Service Co | 100 | Arizona Public Service Co | 100 | Regulated
Desert Star Hybrid | 59444_G_PV1 | 59444 | G | PV1 |  | Solar PV |  | WECC_AZ | Arizona | 4 | Maricopa | 13 | 04013 | 10 | 0 | 2015 | 9999 |  |  | N | Solar | [13 empty] | 0 | 0 | 0 | 0 | [11 empty] | Arizona Public Service Co | 100 | Pinnacle West Capital Corp | 100 | Regulated
St. Albans SPEED Project | 59445_G_PV1 | 59445 | G | PV1 |  | Solar PV |  | NENGREST | Vermont | 50 | Franklin | 11 | 50011 | 2 | 0 | 2013 | 9999 |  |  | N | Solar | [13 empty] | 0 | 0 | 0 | 0 | [11 empty] | St Albans Solar Partners LLC | 100 | St Albans Solar Partners LLC | 100 | Non-regulated
Cranbury | 59446_G_CRANB | 59446 | G | CRANB |  | Solar PV |  | PJM_EMAC | New Jersey | 34 | Middlesex | 23 | 34023 | 5 | 0 | 2011 | 9999 |  |  | N | Solar | [13 empty] | 0 | 0 | 0 | 0 | [11 empty] | RE Cranbury Solar 1 LLC | 100 | Canadian Solar Inc | 100 | Non-regulated
Decatur County Solar Project | 59449_G_DCSP1 | 59449 | G | DCSP1 |  | Solar PV |  | S_SOU | Georgia | 13 | Decatur | 87 | 13087 | 19 | 0 | 2015 | 9999 |  |  | N | Solar | [13 empty] | 0 | 0 | 0 | 0 | [11 empty] | Decatur County Solar Project LLC | 100 | Southern Co | 100 | Non-regulated
Decatur Parkway Solar Project, LLC | 59450_G_DPSP1 | 59450 | G | DPSP1 |  | Solar PV |  | S_SOU | Georgia | 13 | Decatur | 87 | 13087 | 80 | 0 | 2015 | 9999 |  |  | N | Solar | [13 empty] | 0 | 0 | 0 | 0 | [11 empty] | SP Decatur Parkway Solar LLC | 100 | Southern Co | 100 | Non-regulated
CBC Solar Energy Gen Fac Phase 2 | 59451_G_PV2 | 59451 | G | PV2 |  | Solar PV |  | S_VACA | North Carolina | 37 | Wake | 183 | 37183 | 2.5 | 0 | 2013 | 9999 |  |  | N | Solar | [13 empty] | 0 | 0 | 0 | 0 | [11 empty] | CBC Alternative Energy LLC | 100 | CBC Alternative Energy LLC | 100 | Non-regulated
Valencia Solar | 59454_G_VALEN | 59454 | G | VALEN |  | Solar PV |  | WECC_AZ | Arizona | 4 | Pima | 19 | 04019 | 10 | 0 | 2013 | 9999 |  |  | N | Solar | [13 empty] | 0 | 0 | 0 | 0 | [11 empty] | Valencia Solar LLC | 100 | RWE Group | 100 | Non-regulated
Tech Park Solar | 59455_G_TECHP | 59455 | G | TECHP |  | Solar PV |  | WECC_AZ | Arizona | 4 | Pima | 19 | 04019 | 5 | 0 | 2012 | 9999 |  |  | N | Solar | [13 empty] | 0 | 0 | 0 | 0 | [11 empty] | Tech Park Solar LLC | 100 | RWE Group | 100 | Non-regulated
Hickory Ridge Landfill Solar Project | 59459_G_5088 | 59459 | G | 5088 |  | Solar PV |  | S_SOU | Georgia | 13 | DeKalb | 89 | 13089 | 0.6 | 0 | 2011 | 9999 |  |  | N | Solar | [13 empty] | 0 | 0 | 0 | 0 | [11 empty] | Republic Services Group LLC | 100 | Republic Service Inc | 100 | Non-regulated
Kay Wind, LLC | 59460_G_KNG1 | 59460 | G | KNG1 |  | Onshore Wind |  | SPP_WEST | Oklahoma | 40 | Kay | 71 | 40071 | 299 | 0 | 2015 | 9999 |  |  | N | Wind | [13 empty] | 0 | 0 | 0 | 0 | [11 empty] | Kay Wind LLC | 100 | Southern Co | 100 | Non-regulated
Bowerman Power LFG, LLC | 59461_G_GEN01 | 59461 | G | GEN01 |  | Landfill Gas |  | WECC_SCE | California | 6 | Orange | 59 | 06059 | 3.4 | 13500 | 2016 | 9999 |  |  | N | Landfill Gas | [13 empty] | 0.02632 | 0.02632 | 0.02632 | 0.02632 | [11 empty] | Bowerman Power LFG LLC | 100 | Montauk Energy Holdings LLC | 100 | Non-regulated
Bowerman Power LFG, LLC | 59461_G_GEN02 | 59461 | G | GEN02 |  | Landfill Gas |  | WECC_SCE | California | 6 | Orange | 59 | 06059 | 3.4 | 13500 | 2016 | 9999 |  |  | N | Landfill Gas | [13 empty] | 0.02632 | 0.02632 | 0.02632 | 0.02632 | [11 empty] | Bowerman Power LFG LLC | 100 | Montauk Energy Holdings LLC | 100 | Non-regulated
Bowerman Power LFG, LLC | 59461_G_GEN03 | 59461 | G | GEN03 |  | Landfill Gas |  | WECC_SCE | California | 6 | Orange | 59 | 06059 | 3.4 | 13500 | 2016 | 9999 |  |  | N | Landfill Gas | [13 empty] | 0.02632 | 0.02632 | 0.02632 | 0.02632 | [11 empty] | Bowerman Power LFG LLC | 100 | Montauk Energy Holdings LLC | 100 | Non-regulated
Bowerman Power LFG, LLC | 59461_G_GEN04 | 59461 | G | GEN04 |  | Landfill Gas |  | WECC_SCE | California | 6 | Orange | 59 | 06059 | 3.4 | 13500 | 2016 | 9999 |  |  | N | Landfill Gas | [13 empty] | 0.02632 | 0.02632 | 0.02632 | 0.02632 | [11 empty] | Bowerman Power LFG LLC | 100 | Montauk Energy Holdings LLC | 100 | Non-regulated
Bowerman Power LFG, LLC | 59461_G_GEN05 | 59461 | G | GEN05 |  | Landfill Gas |  | WECC_SCE | California | 6 | Orange | 59 | 06059 | 3.4 | 13500 | 2016 | 9999 |  |  | N | Landfill Gas | [13 empty] | 0.02632 | 0.02632 | 0.02632 | 0.02632 | [11 empty] | Bowerman Power LFG LLC | 100 | Montauk Energy Holdings LLC | 100 | Non-regulated
Bowerman Power LFG, LLC | 59461_G_GEN06 | 59461 | G | GEN06 |  | Landfill Gas |  | WECC_SCE | California | 6 | Orange | 59 | 06059 | 3.4 | 13500 | 2016 | 9999 |  |  | N | Landfill Gas | [13 empty] | 0.02632 | 0.02632 | 0.02632 | 0.02632 | [11 empty] | Bowerman Power LFG LLC | 100 | Montauk Energy Holdings LLC | 100 | Non-regulated
Bowerman Power LFG, LLC | 59461_G_GEN07 | 59461 | G | GEN07 |  | Landfill Gas |  | WECC_SCE | California | 6 | Orange | 59 | 06059 | 3.4 | 13500 | 2016 | 9999 |  |  | N | Landfill Gas | [13 empty] | 0.02632 | 0.02632 | 0.02632 | 0.02632 | [11 empty] | Bowerman Power LFG LLC | 100 | Montauk Energy Holdings LLC | 100 | Non-regulated
Denver Intl Airport IV Solar | 59462_G_DIA4 | 59462 | G | DIA4 |  | Solar PV |  | WECC_CO | Colorado | 8 | Denver | 31 | 08031 | 1.5 | 0 | 2014 | 9999 |  |  | N | Solar | [13 empty] | 0 | 0 | 0 | 0 | [11 empty] | Denver Solar IV LLC | 100 | Denver Solar IV LLC | 100 | Non-regulated
Ayers Village Solar | 59463_G_1 | 59463 | G | 1 |  | Solar PV |  | NENGREST | Massachusetts | 25 | Essex | 9 | 25009 | 2 | 0 | 2014 | 9999 |  |  | N | Solar | [13 empty] | 0 | 0 | 0 | 0 | [11 empty] | Ayers Village Solar LLC | 100 | D E Shaw & Co LP | 100 | Non-regulated
Monson Solar | 59464_G_2 | 59464 | G | 2 |  | Solar PV |  | NENGREST | Massachusetts | 25 | Hampden | 13 | 25013 | 3 | 0 | 2014 | 9999 |  |  | N | Solar | [13 empty] | 0 | 0 | 0 | 0 | [11 empty] | DESRI V Massachusetts Solar Holdco LLC | 100 | D E Shaw & Co LP | 100 | Non-regulated
Sullivan Solar | 59465_G_1 | 59465 | G | 1 |  | Solar PV |  | NENGREST | Massachusetts | 25 | Bristol | 5 | 25005 | 1.5 | 0 | 2014 | 9999 |  |  | N | Solar | [13 empty] | 0 | 0 | 0 | 0 | [11 empty] | BWC Origination 3 LLC | 100 | D E Shaw & Co LP | 100 | Non-regulated
Winchendon Solar | 59466_G_3 | 59466 | G | 3 |  | Solar PV |  | NENGREST | Massachusetts | 25 | Worcester | 27 | 25027 | 1.9 | 0 | 2014 | 9999 |  |  | N | Solar | [13 empty] | 0 | 0 | 0 | 0 | [11 empty] | Winchendon Solar LLC | 100 | D E Shaw & Co LP | 100 | Non-regulated
Coldwater Peaking Plant | 59467_G_GEN1 | 59467 | G | GEN1 |  | Combustion Turbine | IC Engine | MIS_LMI | Michigan | 26 | Branch | 23 | 26023 | 4.3 | 10745 | 2015 | 9999 |  |  | N | Natural Gas | [13 empty] | 0.0269 | 0.0269 | 0.0269 | 0.0269 | [11 empty] | Coldwater Board of Public Utility | 100 | Coldwater Board of Public Utility | 100 | Regulated
Coldwater Peaking Plant | 59467_G_GEN2 | 59467 | G | GEN2 |  | Combustion Turbine | IC Engine | MIS_LMI | Michigan | 26 | Branch | 23 | 26023 | 4.3 | 10745 | 2015 | 9999 |  |  | N | Natural Gas | [13 empty] | 0.0269 | 0.0269 | 0.0269 | 0.0269 | [11 empty] | Coldwater Board of Public Utility | 100 | Coldwater Board of Public Utility | 100 | Regulated
Coldwater Peaking Plant | 59467_G_GEN3 | 59467 | G | GEN3 |  | Combustion Turbine | IC Engine | MIS_LMI | Michigan | 26 | Branch | 23 | 26023 | 4.3 | 10745 | 2015 | 9999 |  |  | N | Natural Gas | [13 empty] | 0.0269 | 0.0269 | 0.0269 | 0.0269 | [11 empty] | Coldwater Board of Public Utility | 100 | Coldwater Board of Public Utility | 100 | Regulated
KS Solar Six LLC | 59468_G_HUBB | 59468 | G | HUBB |  | Solar PV |  | NENGREST | Massachusetts | 25 | Worcester | 27 | 25027 | 2 | 0 | 2013 | 9999 |  |  | N | Solar | [13 empty] | 0 | 0 | 0 | 0 | [11 empty] | KS Solar Six LLC | 100 | Kearsarge Energy LP | 100 | Non-regulated
Alamo Solar | 59469_G_ALAMO | 59469 | G | ALAMO |  | Solar PV |  | WECC_SCE | California | 6 | San Bernardino | 71 | 06071 | 20 | 0 | 2015 | 9999 |  |  | N | Solar | [13 empty] | 0 | 0 | 0 | 0 | [11 empty] | Alamo Solar LLC | 100 | Dominion Energy Inc | 100 | Non-regulated
Cornell Snyder Road Solar Array | 59470_G_CSR1 | 59470 | G | CSR1 |  | Solar PV |  | NY_Z_C&E | New York | 36 | Tompkins | 109 | 36109 | 1.8 | 0 | 2014 | 9999 |  |  | N | Solar | [13 empty] | 0 | 0 | 0 | 0 | [11 empty] | Ulysses Solar LLC | 100 | Odyssey Solar 1 LLC | 100 | Non-regulated
Ft. Churchill PV | 59472_G_NVC7 | 59472 | G | NVC7 |  | Solar PV |  | WECC_NNV | Nevada | 32 | Lyon | 19 | 32019 | 19.5 | 0 | 2015 | 9999 |  |  | N | Solar | [13 empty] | 0 | 0 | 0 | 0 | [11 empty] | Apple Inc | 100 | Apple Inc | 100 | Regulated
Apple Campus 2 PV | 59473_G_AC2PV | 59473 | G | AC2PV |  | Solar PV |  | WEC_CALN | California | 6 | Santa Clara | 85 | 06085 | 12.4 | 0 | 2017 | 9999 |  |  | N | Solar | [13 empty] | 0 | 0 | 0 | 0 | [11 empty] | Apple Inc | 100 | Apple Inc | 100 | Non-regulated
Apple Data Center PV3 | 59474_G_DCPV3 | 59474 | G | DCPV3 |  | Solar PV |  | S_VACA | North Carolina | 37 | Catawba | 35 | 37035 | 17.5 | 0 | 2015 | 9999 |  |  | N | Solar | [13 empty] | 0 | 0 | 0 | 0 | [11 empty] | Apple Inc | 100 | Apple Inc | 100 | Non-regulated
Palo Duro Wind | 59475_G_GE1.7 | 59475 | G | GE1.7 |  | Onshore Wind |  | SPP_SPS | Texas | 48 | Ochiltree | 357 | 48357 | 249.9 | 0 | 2014 | 9999 |  |  | N | Wind | [13 empty] | 0 | 0 | 0 | 0 | [11 empty] | Palo Duro Wind Energy LLC | 100 | NextEra Energy Inc | 100 | Non-regulated
Clarendon Solar Farm | 59476_G_VT001 | 59476 | G | VT001 |  | Solar PV |  | NENGREST | Vermont | 50 | Rutland | 21 | 50021 | 2 | 0 | 2014 | 9999 |  |  | N | Solar | [13 empty] | 0 | 0 | 0 | 0 | [11 empty] | Clarendon Solar Farm LLC | 100 | Clarendon Solar Farm LLC | 100 | Non-regulated
Claire Solar Farm | 59477_G_CSF1 | 59477 | G | CSF1 |  | Solar PV |  | NENGREST | Vermont | 50 | Chittenden | 7 | 50007 | 2.2 | 0 | 2014 | 9999 |  |  | N | Solar | [13 empty] | 0 | 0 | 0 | 0 | [11 empty] | Claire Solar Partners LLC | 100 | Claire Solar Partners LLC | 100 | Non-regulated
IMPA Richmond Solar Park | 59478_G_SRICH | 59478 | G | SRICH |  | Solar PV |  | PJM_West | Indiana | 18 | Wayne | 177 | 18177 | 1 | 0 | 2014 | 9999 |  |  | N | Solar | [13 empty] | 0 | 0 | 0 | 0 | [11 empty] | Indiana Municipal Power Agency | 100 | Indiana Municipal Power Agency | 100 | Regulated
IMPA Frankton Solar Park | 59479_G_SFRAN | 59479 | G | SFRAN |  | Solar PV |  | PJM_West | Indiana | 18 | Madison | 95 | 18095 | 1 | 0 | 2014 | 9999 |  |  | N | Solar | [13 empty] | 0 | 0 | 0 | 0 | [11 empty] | Indiana Municipal Power Agency | 100 | Indiana Municipal Power Agency | 100 | Regulated
IMPA Rensselaer Solar Park | 59480_G_SRENS | 59480 | G | SRENS |  | Solar PV |  | MIS_INKY | Indiana | 18 | Jasper | 73 | 18073 | 1 | 0 | 2014 | 9999 |  |  | N | Solar | [13 empty] | 0 | 0 | 0 | 0 | [11 empty] | Indiana Municipal Power Agency | 100 | Indiana Municipal Power Agency | 100 | Regulated
IMPA Peru Solar Park | 59481_G_SPERU | 59481 | G | SPERU |  | Solar PV |  | MIS_INKY | Indiana | 18 | Miami | 103 | 18103 | 3 | 0 | 2015 | 9999 |  |  | N | Solar | [13 empty] | 0 | 0 | 0 | 0 | [11 empty] | Indiana Municipal Power Agency | 100 | Indiana Municipal Power Agency | 100 | Regulated
IMPA Tell City Solar Park | 59482_G_STELL | 59482 | G | STELL |  | Solar PV |  | MIS_INKY | Indiana | 18 | Perry | 123 | 18123 | 1.1 | 0 | 2015 | 9999 |  |  | N | Solar | [13 empty] | 0 | 0 | 0 | 0 | [11 empty] | Indiana Municipal Power Agency | 100 | Indiana Municipal Power Agency | 100 | Regulated
IMPA Crawfordsville Solar Park | 59483_G_SCRAW | 59483 | G | SCRAW |  | Solar PV |  | MIS_INKY | Indiana | 18 | Montgomery | 107 | 18107 | 3 | 0 | 2015 | 9999 |  |  | N | Solar | [13 empty] | 0 | 0 | 0 | 0 | [11 empty] | Indiana Municipal Power Agency | 100 | Indiana Municipal Power Agency | 100 | Regulated
Hadley Solar NG, LLC | 59484_G_PV1 | 59484 | G | PV1 |  | Solar PV |  | NENGREST | Massachusetts | 25 | Hampshire | 15 | 25015 | 2 | 0 | 2014 | 9999 |  |  | N | Solar | [13 empty] | 0 | 0 | 0 | 0 | [11 empty] | Nugen Energy LLC | 100 | Millennium Ethanol LLC | 100 | Non-regulated
265 Pleasant Solar NG, LLC | 59485_G_PV2 | 59485 | G | PV2 |  | Solar PV |  | NENGREST | Massachusetts | 25 | Worcester | 27 | 25027 | 1.9 | 0 | 2014 | 9999 |  |  | N | Solar | [13 empty] | 0 | 0 | 0 | 0 | [11 empty] | Nugen Energy LLC | 100 | Millennium Ethanol LLC | 100 | Non-regulated
Lanier Solar | 59486_G_LANIE | 59486 | G | LANIE |  | Solar PV |  | S_VACA | North Carolina | 37 | Duplin | 61 | 37061 | 4.9 | 0 | 2016 | 9999 |  |  | N | Solar | [13 empty] | 0 | 0 | 0 | 0 | [11 empty] | Lanier Solar LLC | 100 | Sustainable Energy Solutions LLC | 100 | Non-regulated
Highwater Solar I | 59487_G_HIGHW | 59487 | G | HIGHW |  | Solar PV |  | S_VACA | North Carolina | 37 | Wayne | 191 | 37191 | 4.9 | 0 | 2015 | 9999 |  |  | N | Solar | [13 empty] | 0 | 0 | 0 | 0 | [11 empty] | Highwater Solar I LLC | 100 | Sustainable Energy Solutions LLC | 100 | Non-regulated
Bearford Solar II | 59488_G_BEARF | 59488 | G | BEARF |  | Solar PV |  | S_VACA | North Carolina | 37 | Pender | 141 | 37141 | 4.9 | 0 | 2018 | 9999 |  |  | N | Solar | [13 empty] | 0 | 0 | 0 | 0 | [11 empty] | Bearford Solar II LLC | 100 | Sustainable Energy Solutions LLC | 100 | Non-regulated
Anthony Wayne Solar #1 | 59489_G_AWS1 | 59489 | G | AWS1 |  | Solar PV |  | PJM_ATSI | Ohio | 39 | Lucas | 95 | 39095 | 1.7 | 0 | 2014 | 9999 |  |  | N | Solar | [13 empty] | 0 | 0 | 0 | 0 | [11 empty] | Rudolph/Libbe Inc | 100 | Rudolph/Libbe Inc | 100 | Non-regulated
Jett Creek Windfarm (Burnt River) | 59490_G_JCW | 59490 | G | JCW |  | Onshore Wind |  | WECC_PNW | Oregon | 41 | Baker | 1 | 41001 | 10 | 0 | 2017 | 9999 |  |  | N | Wind | [13 empty] | 0 | 0 | 0 | 0 | [11 empty] | Jett Creek Windfarm LLC | 100 | Oregon Windfarms LLC | 100 | Non-regulated
Benson Creek Windfarm (Burnt River) | 59491_G_BCW | 59491 | G | BCW |  | Onshore Wind |  | WECC_PNW | Oregon | 41 | Baker | 1 | 41001 | 10 | 0 | 2017 | 9999 |  |  | N | Wind | [13 empty] | 0 | 0 | 0 | 0 | [11 empty] | Benson Creek Windfarm LLC | 100 | Oregon Intl Holdings LLC | 100 | Non-regulated
Durbin Creek Windfarm (Burnt River) | 59492_G_DCW | 59492 | G | DCW |  | Onshore Wind |  | WECC_PNW | Oregon | 41 | Baker | 1 | 41001 | 10 | 0 | 2017 | 9999 |  |  | N | Wind | [13 empty] | 0 | 0 | 0 | 0 | [11 empty] | Durbin Creek Windfarm LLC | 100 | Oregon Windfarms LLC | 100 | Non-regulated
Prospector Windfarm (Burnt River) | 59493_G_PW | 59493 | G | PW |  | Onshore Wind |  | WECC_PNW | Oregon | 41 | Baker | 1 | 41001 | 10 | 0 | 2017 | 9999 |  |  | N | Wind | [13 empty] | 0 | 0 | 0 | 0 | [11 empty] | Prospector Windfarm LLC | 100 | Oregon Intl Holdings LLC | 100 | Non-regulated
Willow Spring Windfarm (Burnt River) | 59494_G_WSW | 59494 | G | WSW |  | Onshore Wind |  | WECC_PNW | Oregon | 41 | Baker | 1 | 41001 | 10 | 0 | 2017 | 9999 |  |  | N | Wind | [13 empty] | 0 | 0 | 0 | 0 | [11 empty] | Willow Spring Windfarm LLC | 100 | Oregon Windfarms LLC | 100 | Non-regulated
Antares-GRE 314 East Lyme LLC | 59495_G_GRE01 | 59495 | G | GRE01 |  | Solar PV |  | NENG_CT | Connecticut | 9 | New London | 11 | 09011 | 4 | 0 | 2014 | 9999 |  |  | N | Solar | [13 empty] | 0 | 0 | 0 | 0 | [11 empty] | Goldman Sachs Renewable Power LLC | 100 | Goldman Sachs Group Inc (The) | 100 | Non-regulated
BYUI Central Energy Facility | 59496_G_ST601 | 59496 | G | ST601 |  | Combustion Turbine |  | WECC_ID | Idaho | 16 | Madison | 65 | 16065 | 4.6 | 8700 | 2015 | 9999 |  |  | Y | Natural Gas, Distillate Fuel Oil | [13 empty] | 0.011 | 0.011 | 0.011 | 0.011 | [11 empty] | Brigham Young University Idaho | 100 | Church of Jesus Christ of Latter Day Saints | 100 | Non-regulated
Andrew Solar | 59497_G_PV1 | 59497 | G | PV1 |  | Solar PV |  | S_VACA | North Carolina | 37 | Craven | 49 | 37049 | 5 | 0 | 2015 | 9999 |  |  | N | Solar | [13 empty] | 0 | 0 | 0 | 0 | [11 empty] | Andrew Solar LLC | 100 | Cate Street Capital Inc | 100 | Non-regulated
Tracy Solar | 59498_G_PV1 | 59498 | G | PV1 |  | Solar PV |  | S_VACA | North Carolina | 37 | Nash | 127 | 37127 | 10 | 0 | 2015 | 9999 |  |  | N | Solar | [13 empty] | 0 | 0 | 0 | 0 | [11 empty] | Tracy Solar LLC | 100 | Cate Street Capital LLC | 100 | Non-regulated
Candace Solar | 59499_G_PV1 | 59499 | G | PV1 |  | Solar PV |  | S_VACA | North Carolina | 37 | Johnston | 101 | 37101 | 5 | 0 | 2016 | 9999 |  |  | N | Solar | [13 empty] | 0 | 0 | 0 | 0 | [11 empty] | Candace Solar LLC | 100 | Cate Street Capital Inc | 100 | Non-regulated
Sarah Solar | 59500_G_SARAH | 59500 | G | SARAH |  | Solar PV |  | S_VACA | North Carolina | 37 | Franklin | 69 | 37069 | 5 | 0 | 2015 | 9999 |  |  | N | Solar | [13 empty] | 0 | 0 | 0 | 0 | [11 empty] | Sarah Solar LLC | 100 | Cate Street Capital Inc | 100 | Non-regulated
Nitro Solar | 59501_G_NITRO | 59501 | G | NITRO |  | Solar PV |  | S_VACA | North Carolina | 37 | Johnston | 101 | 37101 | 5 | 0 | 2015 | 9999 |  |  | N | Solar | [13 empty] | 0 | 0 | 0 | 0 | [11 empty] | Nitro Solar LLC | 100 | Cate Street Capital Inc | 100 | Non-regulated
Melinda Solar | 59502_G_PV1 | 59502 | G | PV1 |  | Solar PV |  | S_VACA | North Carolina | 37 | Vance | 181 | 37181 | 5 | 0 | 2015 | 9999 |  |  | N | Solar | [13 empty] | 0 | 0 | 0 | 0 | [11 empty] | Melinda Solar LLC | 100 | Cate Street Capital Inc | 100 | Non-regulated
Jacob Solar | 59503_G_PV1 | 59503 | G | PV1 |  | Solar PV |  | S_VACA | North Carolina | 37 | Rockingham | 157 | 37157 | 5 | 0 | 2016 | 9999 |  |  | N | Solar | [13 empty] | 0 | 0 | 0 | 0 | [11 empty] | Jacob Solar LLC | 100 | Cate Street Capital Inc | 100 | Non-regulated
Porter Solar | 59504_G_PV1 | 59504 | G | PV1 |  | Solar PV |  | S_VACA | North Carolina | 37 | Craven | 49 | 37049 | 5 | 0 | 2015 | 9999 |  |  | N | Solar | [13 empty] | 0 | 0 | 0 | 0 | [11 empty] | Porter Solar LLC | 100 | Cate Street Capital Inc | 100 | Non-regulated
Sun Devil Solar | 59505_G_PV1 | 59505 | G | PV1 |  | Solar PV |  | S_VACA | North Carolina | 37 | Warren | 185 | 37185 | 5 | 0 | 2015 | 9999 |  |  | N | Solar | [13 empty] | 0 | 0 | 0 | 0 | [11 empty] | Sun Devil Solar LLC (NC) | 100 | Cate Street Capital Inc | 100 | Non-regulated
Quincy Solar | 59506_G_PV1 | 59506 | G | PV1 |  | Solar PV |  | S_VACA | North Carolina | 37 | Cumberland | 51 | 37051 | 4 | 0 | 2015 | 9999 |  |  | N | Solar | [13 empty] | 0 | 0 | 0 | 0 | [11 empty] | Quincy Solar LLC | 100 | Cate Street Capital Inc | 100 | Non-regulated
Kenneth Solar | 59507_G_PV1 | 59507 | G | PV1 |  | Solar PV |  | S_VACA | North Carolina | 37 | Warren | 185 | 37185 | 3 | 0 | 2016 | 9999 |  |  | N | Solar | [13 empty] | 0 | 0 | 0 | 0 | [11 empty] | Kenneth Solar LLC | 100 | Kenneth Solar LLC | 100 | Non-regulated
Chei Solar | 59508_G_PV1 | 59508 | G | PV1 |  | Solar PV |  | S_VACA | North Carolina | 37 | Nash | 127 | 37127 | 5 | 0 | 2016 | 9999 |  |  | N | Solar | [13 empty] | 0 | 0 | 0 | 0 | [11 empty] | Chei Solar LLC | 100 | Cate Street Capital Inc | 100 | Non-regulated
Murdock Solar | 59509_G_PV1 | 59509 | G | PV1 |  | Solar PV |  | S_VACA | North Carolina | 37 | Johnston | 101 | 37101 | 4 | 0 | 2016 | 9999 |  |  | N | Solar | [13 empty] | 0 | 0 | 0 | 0 | [11 empty] | Murdock Solar LLC | 100 | Cate Street Capital Inc | 100 | Non-regulated
Husky Solar | 59510_G_PV1 | 59510 | G | PV1 |  | Solar PV |  | S_VACA | North Carolina | 37 | Rockingham | 157 | 37157 | 5 | 0 | 2016 | 9999 |  |  | N | Solar | [13 empty] | 0 | 0 | 0 | 0 | [11 empty] | Husky Solar LLC | 100 | Cate Street Capital Inc | 100 | Non-regulated
Beetle Solar | 59511_G_PV1 | 59511 | G | PV1 |  | Solar PV |  | S_VACA | North Carolina | 37 | Cleveland | 45 | 37045 | 4 | 0 | 2016 | 9999 |  |  | N | Solar | [13 empty] | 0 | 0 | 0 | 0 | [11 empty] | Beetle Solar LLC | 100 | Beetle Solar LLC | 100 | Non-regulated
Happy Solar | 59512_G_PV1 | 59512 | G | PV1 |  | Solar PV |  | S_VACA | North Carolina | 37 | Johnston | 101 | 37101 | 4 | 0 | 2016 | 9999 |  |  | N | Solar | [13 empty] | 0 | 0 | 0 | 0 | [11 empty] | Happy Solar 1 LLC | 100 | LightSource BP | 100 | Non-regulated
Meadows PV 1 | 59513_G_MEAD1 | 59513 | G | MEAD1 |  | Solar PV |  | PJM_Dom | North Carolina | 37 | Martin | 117 | 37117 | 20 | 0 | 2016 | 9999 |  |  | N | Solar | [13 empty] | 0 | 0 | 0 | 0 | [11 empty] | Fresh Air Energy II LLC | 100 | Ecoplexus Inc | 100 | Non-regulated
Flat Meeks PV 1 | 59514_G_FLAT1 | 59514 | G | FLAT1 |  | Solar PV |  | PJM_Dom | North Carolina | 37 | Martin | 117 | 37117 | 5 | 0 | 2017 | 9999 |  |  | N | Solar | [13 empty] | 0 | 0 | 0 | 0 | [11 empty] | Ecoplexus Inc | 100 | Ecoplexus Inc | 100 | Non-regulated
Benthall Bridge PV 1 | 59515_G_BENT1 | 59515 | G | BENT1 |  | Solar PV |  | PJM_Dom | North Carolina | 37 | Hertford | 91 | 37091 | 5 | 0 | 2016 | 9999 |  |  | N | Solar | [13 empty] | 0 | 0 | 0 | 0 | [11 empty] | Fresh Air Energy XXI LLC | 100 | Ecoplexus Inc | 100 | Non-regulated
American Legion PV 1 | 59516_G_AMLEG | 59516 | G | AMLEG |  | Solar PV |  | PJM_Dom | North Carolina | 37 | Halifax | 83 | 37083 | 16 | 0 | 2017 | 9999 |  |  | N | Solar | [13 empty] | 0 | 0 | 0 | 0 | [11 empty] | Fresh Air Energy XIX LLC | 100 | Ecoplexus Inc | 100 | Non-regulated
Baker PV 1 | 59517_G_BAKE1 | 59517 | G | BAKE1 |  | Solar PV |  | PJM_Dom | North Carolina | 37 | Hertford | 91 | 37091 | 5 | 0 | 2016 | 9999 |  |  | N | Solar | [13 empty] | 0 | 0 | 0 | 0 | [11 empty] | Fresh Air Energy XXII LLC | 100 | Ecoplexus Inc | 100 | Non-regulated
Grandy PV 1 | 59518_G_GRAND | 59518 | G | GRAND |  | Solar PV |  | PJM_Dom | North Carolina | 37 | Currituck | 53 | 37053 | 20 | 0 | 2020 | 9999 |  |  | N | Solar | [13 empty] | 0 | 0 | 0 | 0 | [11 empty] | Fresh Air Energy II LLC | 100 | Ecoplexus Inc | 100 | Non-regulated
Old Catawba PV 1 | 59519_G_OLDC | 59519 | G | OLDC |  | Solar PV |  | S_VACA | North Carolina | 37 | Catawba | 35 | 37035 | 3.5 | 0 | 2015 | 9999 |  |  | N | Solar | [13 empty] | 0 | 0 | 0 | 0 | [11 empty] | Fresh Air Energy XV LLC | 100 | Ecoplexus Inc | 100 | Non-regulated
Manning PV 1 | 59520_G_MANN | 59520 | G | MANN |  | Solar PV |  | S_VACA | North Carolina | 37 | Alamance | 1 | 37001 | 5 | 0 | 2018 | 9999 |  |  | N | Solar | [13 empty] | 0 | 0 | 0 | 0 | [11 empty] | Fresh Air Energy XX LLC | 100 | Ecoplexus Inc | 100 | Non-regulated
Little River PV 1 | 59521_G_LTLRV | 59521 | G | LTLRV |  | Solar PV |  | S_VACA | North Carolina | 37 | Randolph | 151 | 37151 | 5 | 0 | 2015 | 9999 |  |  | N | Solar | [13 empty] | 0 | 0 | 0 | 0 | [11 empty] | Fresh Air Energy II LLC | 100 | Ecoplexus Inc | 100 | Non-regulated
Giffen Solar Park | 59522_G_FRGSP | 59522 | G | FRGSP |  | Solar PV |  | WEC_CALN | California | 6 | Fresno | 19 | 06019 | 20 | 0 | 2017 | 9999 |  |  | N | Solar | [13 empty] | 0 | 0 | 0 | 0 | [11 empty] | Giffen Solar Park LLC | 100 | Boralex Inc | 100 | Non-regulated
Five Points Solar Park | 59523_G_FRFSP | 59523 | G | FRFSP |  | Solar PV |  | WEC_CALN | California | 6 | Fresno | 19 | 06019 | 60 | 0 | 2016 | 9999 |  |  | N | Solar | [13 empty] | 0 | 0 | 0 | 0 | [11 empty] | Cre Five Points Solar California LLC | 100 | Boralex Inc | 100 | Non-regulated
Blackwell Solar Park | 59524_G_FRBSP | 59524 | G | FRBSP |  | Solar PV |  | WECC_SCE | California | 6 | Kern | 29 | 06029 | 20 | 0 | 2019 | 9999 |  |  | N | Solar | [13 empty] | 0 | 0 | 0 | 0 | [11 empty] | Consolidated Edison Development Inc | 100 | Consolidated Edison Inc | 100 | Non-regulated
Wright Solar Park | 59525_G_FRWSP | 59525 | G | FRWSP |  | Solar PV |  | WEC_CALN | California | 6 | Merced | 47 | 06047 | 200 | 0 | 2019 | 9999 |  |  | N | Solar | [13 empty] | 0 | 0 | 0 | 0 | [11 empty] | Wright Solar Park LLC | 100 | Centaurus Capital LP | 100 | Non-regulated
Whitakers | 59526_G_WHIT1 | 59526 | G | WHIT1 |  | Solar PV |  | S_VACA | North Carolina | 37 | Nash | 127 | 37127 | 12 | 0 | 2015 | 9999 |  |  | N | Solar | [13 empty] | 0 | 0 | 0 | 0 | [11 empty] | Whitakers Solar LLC | 100 | SunEnergy 1 LLC | 100 | Non-regulated
Kelford | 59527_G_KELF1 | 59527 | G | KELF1 |  | Solar PV |  | PJM_Dom | North Carolina | 37 | Bertie | 15 | 37015 | 20 | 0 | 2015 | 9999 |  |  | N | Solar | [13 empty] | 0 | 0 | 0 | 0 | [11 empty] | Kelford Solar LLC | 100 | SunEnergy 1 LLC | 100 | Non-regulated
Solar Oasis LLC | 59528_G_OASIS | 59528 | G | OASIS |  | Solar PV |  | WEC_LADW | California | 6 | Los Angeles | 37 | 06037 | 20 | 0 | 2016 | 9999 |  |  | N | Solar | [13 empty] | 0 | 0 | 0 | 0 | [11 empty] | Solar Oasis LLC | 100 | Global Infrastructure Partners | 100 | Non-regulated
Bannock County LFG to Energy | 59529_G_GEN 2 | 59529 | G | GEN 2 |  | Landfill Gas |  | WECC_ID | Idaho | 16 | Bannock | 5 | 16005 | 1.4 | 14103 | 2019 | 9999 |  |  | N | Landfill Gas | [13 empty] | 0.09 | 0.09 | 0.09 | 0.09 | [11 empty] | Bannock County Public Works Dept | 100 | Bannock County Public Works Dept | 100 | Non-regulated
Bannock County LFG to Energy | 59529_G_GEN1 | 59529 | G | GEN1 |  | Landfill Gas |  | WECC_ID | Idaho | 16 | Bannock | 5 | 16005 | 1.4 | 14103 | 2014 | 9999 |  |  | N | Landfill Gas | [13 empty] | 0.22117 | 0.22117 | 0.22117 | 0.22117 | [11 empty] | Bannock County Public Works Dept | 100 | Bannock County Public Works Dept | 100 | Non-regulated
Pasquotank | 59530_G_PASQ1 | 59530 | G | PASQ1 |  | Solar PV |  | PJM_Dom | North Carolina | 37 | Pasquotank | 139 | 37139 | 20 | 0 | 2014 | 9999 |  |  | N | Solar | [13 empty] | 0 | 0 | 0 | 0 | [11 empty] | Colonial Eagle Solar LLC | 100 | Duke Energy Corp | 100 | Non-regulated
Borden Solar Farm | 59531_G_BRDN | 59531 | G | BRDN |  | Solar PV |  | WEC_CALN | California | 6 | Madera | 39 | 06039 | 50 | 0 | 2020 | 9999 |  |  | N | Solar | [13 empty] | 0 | 0 | 0 | 0 | [11 empty] | 41MB 8me, LLC | 100 | 41MB 8me, LLC | 100 | Non-regulated
Springbok Solar Farm 1 | 59532_G_SB1 | 59532 | G | SB1 |  | Solar PV |  | WECC_SCE | California | 6 | Kern | 29 | 06029 | 105 | 0 | 2016 | 9999 |  |  | N | Solar | [13 empty] | 0 | 0 | 0 | 0 | [11 empty] | 62SK 8ME LLC | 100 | Capital Dynamics | 100 | Non-regulated
Princeton | 59533_G_PRCTN | 59533 | G | PRCTN |  | Solar PV |  | S_VACA | North Carolina | 37 | Johnston | 101 | 37101 | 5 | 0 | 2015 | 9999 |  |  | N | Solar | [13 empty] | 0 | 0 | 0 | 0 | [11 empty] | ESA Princeton NC LLC | 100 | ESA Renewables LLC | 100 | Non-regulated
4Oaks | 59534_G_4OAKS | 59534 | G | 4OAKS |  | Solar PV |  | S_VACA | North Carolina | 37 | Johnston | 101 | 37101 | 5 | 0 | 2015 | 9999 |  |  | N | Solar | [13 empty] | 0 | 0 | 0 | 0 | [11 empty] | ESA Four Oaks NC 1 LLC | 100 | ESA Renewables LLC | 100 | Non-regulated
SR Hazlehurst | 59535_G_HAZLE | 59535 | G | HAZLE |  | Solar PV |  | S_SOU | Georgia | 13 | Jeff Davis | 161 | 13161 | 20 | 0 | 2015 | 9999 |  |  | N | Solar | [13 empty] | 0 | 0 | 0 | 0 | [11 empty] | Silicon Ranch Corp | 100 | Silicon Ranch Corp | 100 | Non-regulated
Coronus Adelanto West 1 | 59536_G_AWI | 59536 | G | AWI |  | Solar PV |  | WECC_SCE | California | 6 | San Bernardino | 71 | 06071 | 1.5 | 0 | 2015 | 9999 |  |  | N | Solar | [13 empty] | 0 | 0 | 0 | 0 | [11 empty] | Industry Solar Power Generation Station 1 LLC | 100 | Sustainable Power Group LLC | 100 | Non-regulated
Coronus Adelanto West 2 | 59537_G_AW2 | 59537 | G | AW2 |  | Solar PV |  | WECC_SCE | California | 6 | San Bernardino | 71 | 06071 | 1.5 | 0 | 2015 | 9999 |  |  | N | Solar | [13 empty] | 0 | 0 | 0 | 0 | [11 empty] | Industry Solar Power Generation Station 1 LLC | 100 | Sustainable Power Group LLC | 100 | Non-regulated
Park Meridian #1 | 59539_G_1 | 59539 | G | 1 |  | Solar PV |  | WECC_SCE | California | 6 | Riverside | 65 | 06065 | 1.5 | 0 | 2015 | 9999 |  |  | N | Solar | [13 empty] | 0 | 0 | 0 | 0 | [11 empty] | Kona Solar LLC | 100 | Kona Solar LLC | 100 | Non-regulated
Rancho Cucamonga Dist #1 | 59540_G_2 | 59540 | G | 2 |  | Solar PV |  | WECC_SCE | California | 6 | San Bernardino | 71 | 06071 | 1.8 | 0 | 2015 | 9999 |  |  | N | Solar | [13 empty] | 0 | 0 | 0 | 0 | [11 empty] | Kona Solar LLC | 100 | Kona Solar LLC | 100 | Non-regulated
Terra Francesco | 59541_G_3 | 59541 | G | 3 |  | Solar PV |  | WECC_SCE | California | 6 | San Bernardino | 71 | 06071 | 1.5 | 0 | 2015 | 9999 |  |  | N | Solar | [13 empty] | 0 | 0 | 0 | 0 | [11 empty] | Kona Solar LLC | 100 | Kona Solar LLC | 100 | Non-regulated
Innovative Solar 6 | 59542_G_IS6 | 59542 | G | IS6 |  | Solar PV |  | S_VACA | North Carolina | 37 | Buncombe | 21 | 37021 | 3.6 | 0 | 2016 | 9999 |  |  | N | Solar | [13 empty] | 0 | 0 | 0 | 0 | [11 empty] | Innovative Solar 6 LLC | 100 | Innovative Solar Systems LLC | 100 | Non-regulated
Acton Solar Landfill | 59543_G_ACTON | 59543 | G | ACTON |  | Solar PV |  | NENGREST | Massachusetts | 25 | Middlesex | 17 | 25017 | 1.6 | 0 | 2013 | 9999 |  |  | N | Solar | [13 empty] | 0 | 0 | 0 | 0 | [11 empty] | Northeast Utilities | 100 | Eversource Energy | 100 | Non-regulated
Parlin Solar LLC | 59544_G_PV1 | 59544 | G | PV1 |  | Solar PV |  | PJM_EMAC | New Jersey | 34 | Middlesex | 23 | 34023 | 1.3 | 0 | 2012 | 9999 |  |  | N | Solar | [13 empty] | 0 | 0 | 0 | 0 | [11 empty] | Parlin Solar LLC | 100 | Tangent Energy Solutions Inc | 100 | Non-regulated
Springfield Solar LLC | 59545_G_PV1 | 59545 | G | PV1 |  | Solar PV |  | PJM_ATSI | Ohio | 39 | Clark | 23 | 39023 | 1.5 | 0 | 2012 | 9999 |  |  | N | Solar | [13 empty] | 0 | 0 | 0 | 0 | [11 empty] | Springfield Solar LLC | 100 | Tangent Energy Solutions Inc | 100 | Non-regulated
Beaver Solar LLC | 59546_G_PV1 | 59546 | G | PV1 |  | Solar PV |  | PJM_ATSI | Pennsylvania | 42 | Beaver | 7 | 42007 | 1.3 | 0 | 2012 | 9999 |  |  | N | Solar | [13 empty] | 0 | 0 | 0 | 0 | [11 empty] | Beaver Solar (Tangent) LLC | 100 | Tangent Energy Solutions Inc | 100 | Non-regulated
Fowler Ridge IV Wind Farm LLC | 59547_G_1 | 59547 | G | 1 |  | Onshore Wind |  | PJM_West | Indiana | 18 | Benton | 7 | 18007 | 150 | 0 | 2016 | 9999 |  |  | N | Wind | [13 empty] | 0 | 0 | 0 | 0 | [11 empty] | Fowler Ridge IV Wind Farm LLC | 100 | Riverstone Holdings LLC | 100 | Non-regulated
Creswell Alligood Solar, LLC | 59548_G_CRES1 | 59548 | G | CRES1 |  | Solar PV |  | PJM_Dom | North Carolina | 37 | Washington | 187 | 37187 | 14 | 0 | 2015 | 9999 |  |  | N | Solar | [13 empty] | 0 | 0 | 0 | 0 | [11 empty] | Creswell Solar LLC | 100 | SunEnergy 1 LLC | 100 | Non-regulated
Everetts Wildcat Solar, LLC | 59549_G_EVER1 | 59549 | G | EVER1 |  | Solar PV |  | PJM_Dom | North Carolina | 37 | Martin | 117 | 37117 | 5 | 0 | 2015 | 9999 |  |  | N | Solar | [13 empty] | 0 | 0 | 0 | 0 | [11 empty] | Everetts Solar LLC | 100 | SunEnergy 1 LLC | 100 | Non-regulated
Putah Creek Solar Farm | 59550_G_PCSF | 59550 | G | PCSF |  | Solar PV |  | WEC_CALN | California | 6 | Yolo | 113 | 06113 | 2 | 0 | 2014 | 9999 |  |  | N | Solar | [13 empty] | 0 | 0 | 0 | 0 | [11 empty] | Putah Creek Solar Farms LLC | 100 | Putah Creek Solar Farms LLC | 100 | Non-regulated
FLS Solar 200, LLC | 59551_G_FLS1 | 59551 | G | FLS1 |  | Solar PV |  | S_VACA | North Carolina | 37 | Robeson | 155 | 37155 | 4.3 | 0 | 2014 | 9999 |  |  | N | Solar | [13 empty] | 0 | 0 | 0 | 0 | [11 empty] | FLS Solar 200 LLC | 100 | FLS Energy Inc | 100 | Non-regulated
FLS Solar 170, LLC | 59552_G_FLS1 | 59552 | G | FLS1 |  | Solar PV |  | S_VACA | North Carolina | 37 | Robeson | 155 | 37155 | 2 | 0 | 2014 | 9999 |  |  | N | Solar | [13 empty] | 0 | 0 | 0 | 0 | [11 empty] | FLS Solar 170 LLC | 100 | FLS Energy Inc | 100 | Non-regulated
Innovative Solar 14, LLC | 59553_G_FLS1 | 59553 | G | FLS1 |  | Solar PV |  | S_VACA | North Carolina | 37 | Henderson | 89 | 37089 | 1.5 | 0 | 2014 | 9999 |  |  | N | Solar | [13 empty] | 0 | 0 | 0 | 0 | [11 empty] | Innovative Solar 14 LLC | 100 | FLS Energy Inc | 100 | Non-regulated
Innovative Solar 15, LLC | 59554_G_FLS1 | 59554 | G | FLS1 |  | Solar PV |  | S_VACA | North Carolina | 37 | Rutherford | 161 | 37161 | 1.5 | 0 | 2014 | 9999 |  |  | N | Solar | [13 empty] | 0 | 0 | 0 | 0 | [11 empty] | Innovative Solar 15 LLC | 100 | FLS Energy Inc | 100 | Non-regulated
Vega Solar | 59555_G_VEGA1 | 59555 | G | VEGA1 |  | Solar PV |  | WEC_CALN | California | 6 | Merced | 47 | 06047 | 20 | 0 | 2015 | 9999 |  |  | N | Solar | [13 empty] | 0 | 0 | 0 | 0 | [11 empty] | FRV Vega Solar LP | 100 | SunEdison | 100 | Non-regulated
Dalton 2 | 59556_G_1 | 59556 | G | 1 |  | Solar PV |  | S_SOU | Georgia | 13 | Murray | 213 | 13213 | 6.5 | 0 | 2014 | 9999 |  |  | N | Solar | [13 empty] | 0 | 0 | 0 | 0 | [11 empty] | Georgia Power Co | 100 | Southern Co | 100 | Regulated
Apple Campus 2 Fuel Cell | 59557_G_AC2FC | 59557 | G | AC2FC |  | Landfill Gas |  | WEC_CALN | California | 6 | Santa Clara | 85 | 06085 | 4 | 14103 | 2017 | 9999 |  |  | N | Landfill Gas | [13 empty] | 0.22117 | 0.22117 | 0.22117 | 0.22117 | [11 empty] | Apple Inc | 100 | Apple Inc | 100 | Non-regulated
Sandoval Solar Energy Center | 59558_G_SSEC1 | 59558 | G | SSEC1 |  | Solar PV |  | WECC_NM | New Mexico | 35 | Sandoval | 43 | 35043 | 6.1 | 0 | 2014 | 9999 |  |  | N | Solar | [13 empty] | 0 | 0 | 0 | 0 | [11 empty] | Public Service Co of New Mexico | 100 | PNM Resources Inc | 100 | Regulated
Springer Solar 1 | 59560_G_SPRG1 | 59560 | G | SPRG1 |  | Solar PV |  | WECC_NM | New Mexico | 35 | Colfax | 7 | 35007 | 0.9 | 0 | 2015 | 9999 |  |  | N | Solar | [13 empty] | 0 | 0 | 0 | 0 | [11 empty] | Springer Electric Coop Inc | 100 | Springer Electric Coop Inc | 100 | Regulated
Crockett Farm | 59561_G_PV1 | 59561 | G | PV1 |  | Solar PV |  | S_VACA | North Carolina | 37 | Lenoir | 107 | 37107 | 5 | 0 | 2014 | 9999 |  |  | N | Solar | [13 empty] | 0 | 0 | 0 | 0 | [11 empty] | Crockett Farm LLC | 100 | Strata Solar LLC | 100 | Non-regulated
Eastover Farm | 59562_G_PV1 | 59562 | G | PV1 |  | Solar PV |  | S_VACA | North Carolina | 37 | Scotland | 165 | 37165 | 5 | 0 | 2014 | 9999 |  |  | N | Solar | [13 empty] | 0 | 0 | 0 | 0 | [11 empty] | Eastover Farm LLC | 100 | Strata Solar LLC | 100 | Non-regulated
Foxfire Solar Farm | 59563_G_PV1 | 59563 | G | PV1 |  | Solar PV |  | S_VACA | North Carolina | 37 | Moore | 125 | 37125 | 5 | 0 | 2015 | 9999 |  |  | N | Solar | [13 empty] | 0 | 0 | 0 | 0 | [11 empty] | Foxfire Farm LLC | 100 | Strata Solar LLC | 100 | Non-regulated
Hutchinson Farm | 59564_G_PV1 | 59564 | G | PV1 |  | Solar PV |  | S_VACA | North Carolina | 37 | Cleveland | 45 | 37045 | 5 | 0 | 2014 | 9999 |  |  | N | Solar | [13 empty] | 0 | 0 | 0 | 0 | [11 empty] | Hutchinson Farm LLC | 100 | Strata Solar LLC | 100 | Non-regulated
Keen Farm | 59565_G_PV1 | 59565 | G | PV1 |  | Solar PV |  | S_VACA | North Carolina | 37 | Johnston | 101 | 37101 | 5 | 0 | 2015 | 9999 |  |  | N | Solar | [13 empty] | 0 | 0 | 0 | 0 | [11 empty] | Keen Farm LLC | 100 | Keen Farm LLC | 100 | Non-regulated
Ashley Solar Farm | 59566_G_PV1 | 59566 | G | PV1 |  | Solar PV |  | S_VACA | North Carolina | 37 | Yadkin | 197 | 37197 | 4 | 0 | 2015 | 9999 |  |  | N | Solar | [13 empty] | 0 | 0 | 0 | 0 | [11 empty] | Ashley Solar Farm LLC | 100 | Entropy Solar Integrators LLC | 100 | Non-regulated
Bearford Farm Solar Project | 59567_G_PV1 | 59567 | G | PV1 |  | Solar PV |  | S_VACA | North Carolina | 37 | Pender | 141 | 37141 | 5 | 0 | 2017 | 9999 |  |  | N | Solar | [13 empty] | 0 | 0 | 0 | 0 | [11 empty] | Bearford Farm LLC | 100 | Bearford Farm LLC | 100 | Non-regulated
Whitetail Solar | 59569_G_PV1 | 59569 | G | PV1 |  | Solar PV |  | S_VACA | South Carolina | 45 | Dillon | 33 | 45033 | 10 | 0 | 2021 | 9999 |  |  | N | Solar | [13 empty] | 0 | 0 | 0 | 0 | [11 empty] | SolRiver Capital LLC | 100 | SolRiver Capital LLC | 100 | Non-regulated
Mocksville Solar | 59570_G_PV1 | 59570 | G | PV1 |  | Solar PV |  | S_VACA | North Carolina | 37 | Davie | 59 | 37059 | 15.4 | 0 | 2016 | 9999 |  |  | N | Solar | [13 empty] | 0 | 0 | 0 | 0 | [11 empty] | Duke Energy Carolinas | 100 | Duke Energy Corp | 100 | Regulated
Cotton Solar | 59572_G_PV1 | 59572 | G | PV1 |  | Solar PV |  | S_VACA | South Carolina | 45 | Dillon | 33 | 45033 | 16 | 0 | 2023 | 9999 |  |  | N | Solar | [13 empty] | 0 | 0 | 0 | 0 | [11 empty] | Cotton Solar, LLC | 100 | Cotton Solar, LLC | 100 | Non-regulated
Tisbury Landfill Solar | 59573_G_TIS1 | 59573 | G | TIS1 |  | Solar PV |  | NENGREST | Massachusetts | 25 | Dukes | 7 | 25007 | 1.1 | 0 | 2014 | 9999 |  |  | N | Solar | [13 empty] | 0 | 0 | 0 | 0 | [11 empty] | CF CVEC Owner One LLC | 100 | Clean Focus Corp | 100 | Non-regulated
Southeast Berrien Generating Facility | 59574_G_SBL | 59574 | G | SBL |  | Landfill Gas |  | PJM_West | Michigan | 26 | Berrien | 21 | 26021 | 4.6 | 13500 | 2009 | 9999 |  |  | N | Landfill Gas | [13 empty] | 0.22117 | 0.22117 | 0.22117 | 0.22117 | [11 empty] | North American Natural Resources | 100 | North American Natural Resources | 100 | Non-regulated
Manway Solar Farm | 59575_G_PV1 | 59575 | G | PV1 |  | Solar PV |  | S_VACA | North Carolina | 37 | Bladen | 17 | 37017 | 5 | 0 | 2015 | 9999 |  |  | N | Solar | [13 empty] | 0 | 0 | 0 | 0 | [11 empty] | Manway Solar LLC | 100 | Solbridge Energy LLC | 100 | Non-regulated
Millikan Farm | 59576_G_GEN1 | 59576 | G | GEN1 |  | Solar PV |  | S_VACA | North Carolina | 37 | Randolph | 151 | 37151 | 5 | 0 | 2015 | 9999 |  |  | N | Solar | [13 empty] | 0 | 0 | 0 | 0 | [11 empty] | Millikan Farm LLC | 100 | Millikan Farm LLC | 100 | Non-regulated
Misenheimer Farm | 59577_G_PV1 | 59577 | G | PV1 |  | Solar PV |  | S_VACA | North Carolina | 37 | Stanly | 167 | 37167 | 5 | 0 | 2015 | 9999 |  |  | N | Solar | [13 empty] | 0 | 0 | 0 | 0 | [11 empty] | Misenheimer Farm LLC | 100 | Misenheimer Farm LLC | 100 | Non-regulated
Monroe Moore Farm | 59578_G_PV1 | 59578 | G | PV1 |  | Solar PV |  | S_VACA | North Carolina | 37 | Union | 179 | 37179 | 5 | 0 | 2016 | 9999 |  |  | N | Solar | [13 empty] | 0 | 0 | 0 | 0 | [11 empty] | Monroe Moore Farm LLC | 100 | Monroe Moore Farm LLC | 100 | Non-regulated
Franklin Solar 2 | 59579_G_PV1 | 59579 | G | PV1 |  | Solar PV |  | S_VACA | North Carolina | 37 | Franklin | 69 | 37069 | 2 | 0 | 2014 | 9999 |  |  | N | Solar | [13 empty] | 0 | 0 | 0 | 0 | [11 empty] | Franklin Solar 2 LLC | 100 | Franklin Solar 2 LLC | 100 | Non-regulated
Stout Farm | 59581_G_PV1 | 59581 | G | PV1 |  | Solar PV |  | S_VACA | North Carolina | 37 | Orange | 135 | 37135 | 5 | 0 | 2014 | 9999 |  |  | N | Solar | [13 empty] | 0 | 0 | 0 | 0 | [11 empty] | Stout Farm LLC | 100 | Strata Solar LLC | 100 | Non-regulated
Tart Farm | 59583_G_PV1 | 59583 | G | PV1 |  | Solar PV |  | S_VACA | North Carolina | 37 | Cumberland | 51 | 37051 | 5 | 0 | 2016 | 9999 |  |  | N | Solar | [13 empty] | 0 | 0 | 0 | 0 | [11 empty] | Tart Farm LLC | 100 | Tart Farm LLC | 100 | Non-regulated
Wellons Farm | 59584_G_PV1 | 59584 | G | PV1 |  | Solar PV |  | S_VACA | North Carolina | 37 | Johnston | 101 | 37101 | 5 | 0 | 2015 | 9999 |  |  | N | Solar | [13 empty] | 0 | 0 | 0 | 0 | [11 empty] | Wellons Farm LLC | 100 | Wellons Farm LLC | 100 | Non-regulated
Woodland Church Farm | 59586_G_PV1 | 59586 | G | PV1 |  | Solar PV |  | S_VACA | North Carolina | 37 | Duplin | 61 | 37061 | 5 | 0 | 2015 | 9999 |  |  | N | Solar | [13 empty] | 0 | 0 | 0 | 0 | [11 empty] | Woodland Church Farm LLC | 100 | Strata Solar LLC | 100 | Non-regulated
Yadkin 601 Farm | 59587_G_PV1 | 59587 | G | PV1 |  | Solar PV |  | S_VACA | North Carolina | 37 | Yadkin | 197 | 37197 | 3 | 0 | 2015 | 9999 |  |  | N | Solar | [13 empty] | 0 | 0 | 0 | 0 | [11 empty] | Yadkin 601 Farm LLC | 100 | Strata Solar LLC | 100 | Non-regulated
Rutherford Farm | 59589_G_PV1 | 59589 | G | PV1 |  | Solar PV |  | S_VACA | North Carolina | 37 | Rutherford | 161 | 37161 | 74.8 | 0 | 2016 | 9999 |  |  | N | Solar | [13 empty] | 0 | 0 | 0 | 0 | [11 empty] | Rutherford Farm LLC | 100 | Strata Solar LLC | 100 | Non-regulated
Schell Solar Farm | 59591_G_PV1 | 59591 | G | PV1 |  | Solar PV |  | PJM_Dom | North Carolina | 37 | Northampton | 131 | 37131 | 5 | 0 | 2016 | 9999 |  |  | N | Solar | [13 empty] | 0 | 0 | 0 | 0 | [11 empty] | Schell Solar Farm LLC | 100 | Strata Solar LLC | 100 | Non-regulated
Sedberry Farm | 59592_G_PV1 | 59592 | G | PV1 |  | Solar PV |  | S_VACA | North Carolina | 37 | Moore | 125 | 37125 | 5 | 0 | 2016 | 9999 |  |  | N | Solar | [13 empty] | 0 | 0 | 0 | 0 | [11 empty] | Sedberry Farm LLC | 100 | Sedberry Farm LLC | 100 | Non-regulated
Spring Valley Farm 2, LLC | 59593_G_PV1 | 59593 | G | PV1 |  | Solar PV |  | S_VACA | North Carolina | 37 | Vance | 181 | 37181 | 5 | 0 | 2017 | 9999 |  |  | N | Solar | [13 empty] | 0 | 0 | 0 | 0 | [11 empty] | Spring Valley Farm 2 LLC | 100 | Spring Valley Farm 2 LLC | 100 | Non-regulated
Stikeleather Farm | 59595_G_PV1 | 59595 | G | PV1 |  | Solar PV |  | S_VACA | North Carolina | 37 | Alexander | 3 | 37003 | 5 | 0 | 2015 | 9999 |  |  | N | Solar | [13 empty] | 0 | 0 | 0 | 0 | [11 empty] | Stikeleather Farm LLC | 100 | Stikeleather Farm LLC | 100 | Non-regulated
Rhubarb One SC | 59596_G_PV1 | 59596 | G | PV1 |  | Solar PV |  | S_VACA | South Carolina | 45 | Marion | 67 | 45067 | 20 | 0 | 2023 | 9999 |  |  | N | Solar | [13 empty] | 0 | 0 | 0 | 0 | [11 empty] | SolRiver Capital LLC | 100 | SolRiver Capital LLC | 100 | Non-regulated
Colton Solar One, LLC | 59597_G_CS001 | 59597 | G | CS001 |  | Solar PV |  | WECC_SCE | California | 6 | San Bernardino | 71 | 06071 | 2.5 | 0 | 2015 | 9999 |  |  | N | Solar | [13 empty] | 0 | 0 | 0 | 0 | [11 empty] | Colton Solar | 100 | Colton Solar | 100 | Non-regulated
Colton Solar Two, LLC | 59598_G_CS002 | 59598 | G | CS002 |  | Solar PV |  | WECC_SCE | California | 6 | San Bernardino | 71 | 06071 | 1 | 0 | 2015 | 9999 |  |  | N | Solar | [13 empty] | 0 | 0 | 0 | 0 | [11 empty] | Colton Solar | 100 | Colton Solar | 100 | Non-regulated
Tropico Solar PV Plant | 59599_G_GEN1 | 59599 | G | GEN1 |  | Solar PV |  | WECC_SCE | California | 6 | Tulare | 107 | 06107 | 13 | 0 | 2016 | 9999 |  |  | N | Solar | [13 empty] | 0 | 0 | 0 | 0 | [11 empty] | Tropico LLC | 100 | Capital Dynamics | 100 | Non-regulated
Nicolis Solar PV Plant | 59600_G_GEN1 | 59600 | G | GEN1 |  | Solar PV |  | WECC_SCE | California | 6 | Tulare | 107 | 06107 | 19 | 0 | 2016 | 9999 |  |  | N | Solar | [13 empty] | 0 | 0 | 0 | 0 | [11 empty] | Nicolis LLC | 100 | Capital Dynamics | 100 | Non-regulated
L&D Landfill Solar | 59601_G_L&D | 59601 | G | L&D |  | Solar PV |  | PJM_EMAC | New Jersey | 34 | Burlington | 5 | 34005 | 10 | 0 | 2015 | 9999 |  |  | N | Solar | [13 empty] | 0 | 0 | 0 | 0 | [11 empty] | L&D Solar LLC | 100 | L&D Solar LLC | 100 | Regulated
Walters Solar (FLS 260) | 59603_G_FLS1 | 59603 | G | FLS1 |  | Solar PV |  | S_VACA | North Carolina | 37 | Robeson | 155 | 37155 | 5 | 0 | 2015 | 9999 |  |  | N | Solar | [13 empty] | 0 | 0 | 0 | 0 | [11 empty] | FLS Solar 260 LLC | 100 | FLS Energy Inc | 100 | Non-regulated
Stagecoach Solar | 59604_G_FLS1 | 59604 | G | FLS1 |  | Solar PV |  | S_VACA | North Carolina | 37 | Vance | 181 | 37181 | 5 | 0 | 2015 | 9999 |  |  | N | Solar | [13 empty] | 0 | 0 | 0 | 0 | [11 empty] | Stagecoach Solar LLC | 100 | FLS Energy Inc | 100 | Non-regulated
Vicksburg Solar | 59605_G_FLS1 | 59605 | G | FLS1 |  | Solar PV |  | S_VACA | North Carolina | 37 | Vance | 181 | 37181 | 5 | 0 | 2015 | 9999 |  |  | N | Solar | [13 empty] | 0 | 0 | 0 | 0 | [11 empty] | Vicksburg Solar LLC | 100 | FLS Energy Inc | 100 | Non-regulated
Soul City Solar | 59606_G_FLS1 | 59606 | G | FLS1 |  | Solar PV |  | S_VACA | North Carolina | 37 | Warren | 185 | 37185 | 3.5 | 0 | 2015 | 9999 |  |  | N | Solar | [13 empty] | 0 | 0 | 0 | 0 | [11 empty] | Soul City Solar LLC | 100 | FLS Energy Inc | 100 | Non-regulated
Maricopa West Solar PV, LLC | 59607_G_MWS | 59607 | G | MWS |  | Solar PV |  | WECC_SCE | California | 6 | Kern | 29 | 06029 | 20 | 0 | 2015 | 9999 |  |  | N | Solar | [13 empty] | 0 | 0 | 0 | 0 | [11 empty] | Maricopa West Solar PV LLC | 100 | Dominion Energy Inc | 100 | Non-regulated
AP North Lake I, LP | 59610_G_APNLI | 59610 | G | APNLI |  | Solar PV |  | WECC_SCE | California | 6 | Riverside | 65 | 06065 | 20 | 0 | 2015 | 9999 |  |  | N | Solar | [13 empty] | 0 | 0 | 0 | 0 | [11 empty] | AP North Lake Solar LP | 100 | SunEdison | 100 | Non-regulated
LKL BLBD, LLC | 59611_G_LKLBB | 59611 | G | LKLBB |  | Solar PV |  | FRCC | Florida | 12 | Polk | 105 | 12105 | 6 | 0 | 2015 | 9999 |  |  | N | Solar | [13 empty] | 0 | 0 | 0 | 0 | [11 empty] | LKL BLBD LLC | 100 | SunEdison | 100 | Non-regulated
Town of Williamson Landfill PV | 59613_G_TWLL | 59613 | G | TWLL |  | Solar PV |  | NY_Z_B | New York | 36 | Wayne | 117 | 36117 | 1.2 | 0 | 2014 | 9999 |  |  | N | Solar | [13 empty] | 0 | 0 | 0 | 0 | [11 empty] | Kenyon Energy LLC | 100 | Kenyon Energy LLC | 100 | Non-regulated
Monterey Diesel Generation Facility | 59614_G_MDG1 | 59614 | G | MDG1 |  | Combustion Turbine | IC Engine | PJM_AP | Virginia | 51 | Highland | 91 | 51091 | 0.6 | 10745 | 2016 | 9999 |  |  | N | Distillate Fuel Oil |  |  |  |  | SCR | [8 empty] | 1.8685 | 1.8685 | 1.8685 | 1.8685 | [11 empty] | Old Dominion Electric Coop | 100 | Old Dominion Electric Coop | 100 | Regulated
Monterey Diesel Generation Facility | 59614_G_MDG10 | 59614 | G | MDG10 |  | Combustion Turbine | IC Engine | PJM_AP | Virginia | 51 | Highland | 91 | 51091 | 0.6 | 10745 | 2016 | 9999 |  |  | N | Distillate Fuel Oil |  |  |  |  | SCR | [8 empty] | 1.8685 | 1.8685 | 1.8685 | 1.8685 | [11 empty] | Old Dominion Electric Coop | 100 | Old Dominion Electric Coop | 100 | Regulated
Monterey Diesel Generation Facility | 59614_G_MDG2 | 59614 | G | MDG2 |  | Combustion Turbine | IC Engine | PJM_AP | Virginia | 51 | Highland | 91 | 51091 | 0.6 | 10745 | 2016 | 9999 |  |  | N | Distillate Fuel Oil |  |  |  |  | SCR | [8 empty] | 1.8685 | 1.8685 | 1.8685 | 1.8685 | [11 empty] | Old Dominion Electric Coop | 100 | Old Dominion Electric Coop | 100 | Regulated
Monterey Diesel Generation Facility | 59614_G_MDG3 | 59614 | G | MDG3 |  | Combustion Turbine | IC Engine | PJM_AP | Virginia | 51 | Highland | 91 | 51091 | 0.6 | 10745 | 2016 | 9999 |  |  | N | Distillate Fuel Oil |  |  |  |  | SCR | [8 empty] | 1.8685 | 1.8685 | 1.8685 | 1.8685 | [11 empty] | Old Dominion Electric Coop | 100 | Old Dominion Electric Coop | 100 | Regulated
Monterey Diesel Generation Facility | 59614_G_MDG4 | 59614 | G | MDG4 |  | Combustion Turbine | IC Engine | PJM_AP | Virginia | 51 | Highland | 91 | 51091 | 0.6 | 10745 | 2016 | 9999 |  |  | N | Distillate Fuel Oil |  |  |  |  | SCR | [8 empty] | 1.8685 | 1.8685 | 1.8685 | 1.8685 | [11 empty] | Old Dominion Electric Coop | 100 | Old Dominion Electric Coop | 100 | Regulated
Monterey Diesel Generation Facility | 59614_G_MDG5 | 59614 | G | MDG5 |  | Combustion Turbine | IC Engine | PJM_AP | Virginia | 51 | Highland | 91 | 51091 | 0.6 | 10745 | 2016 | 9999 |  |  | N | Distillate Fuel Oil |  |  |  |  | SCR | [8 empty] | 1.8685 | 1.8685 | 1.8685 | 1.8685 | [11 empty] | Old Dominion Electric Coop | 100 | Old Dominion Electric Coop | 100 | Regulated
Monterey Diesel Generation Facility | 59614_G_MDG6 | 59614 | G | MDG6 |  | Combustion Turbine | IC Engine | PJM_AP | Virginia | 51 | Highland | 91 | 51091 | 0.6 | 10745 | 2016 | 9999 |  |  | N | Distillate Fuel Oil |  |  |  |  | SCR | [8 empty] | 1.8685 | 1.8685 | 1.8685 | 1.8685 | [11 empty] | Old Dominion Electric Coop | 100 | Old Dominion Electric Coop | 100 | Regulated
Monterey Diesel Generation Facility | 59614_G_MDG7 | 59614 | G | MDG7 |  | Combustion Turbine | IC Engine | PJM_AP | Virginia | 51 | Highland | 91 | 51091 | 0.6 | 10745 | 2016 | 9999 |  |  | N | Distillate Fuel Oil |  |  |  |  | SCR | [8 empty] | 1.8685 | 1.8685 | 1.8685 | 1.8685 | [11 empty] | Old Dominion Electric Coop | 100 | Old Dominion Electric Coop | 100 | Regulated
Monterey Diesel Generation Facility | 59614_G_MDG8 | 59614 | G | MDG8 |  | Combustion Turbine | IC Engine | PJM_AP | Virginia | 51 | Highland | 91 | 51091 | 0.6 | 10745 | 2016 | 9999 |  |  | N | Distillate Fuel Oil |  |  |  |  | SCR | [8 empty] | 1.8685 | 1.8685 | 1.8685 | 1.8685 | [11 empty] | Old Dominion Electric Coop | 100 | Old Dominion Electric Coop | 100 | Regulated
Monterey Diesel Generation Facility | 59614_G_MDG9 | 59614 | G | MDG9 |  | Combustion Turbine | IC Engine | PJM_AP | Virginia | 51 | Highland | 91 | 51091 | 0.6 | 10745 | 2016 | 9999 |  |  | N | Distillate Fuel Oil |  |  |  |  | SCR | [8 empty] | 1.8685 | 1.8685 | 1.8685 | 1.8685 | [11 empty] | Old Dominion Electric Coop | 100 | Old Dominion Electric Coop | 100 | Regulated
Meadow Lake Solar Energy Center | 59618_G_MLK | 59618 | G | MLK |  | Solar PV |  | WECC_NM | New Mexico | 35 | Valencia | 61 | 35061 | 9 | 0 | 2015 | 9999 |  |  | N | Solar | [13 empty] | 0 | 0 | 0 | 0 | [11 empty] | Public Service Co of New Mexico | 100 | PNM Resources Inc | 100 | Regulated
Cibola | 59619_G_CBLA | 59619 | G | CBLA |  | Solar PV |  | WECC_NM | New Mexico | 35 | Cibola | 6 | 35006 | 7.6 | 0 | 2015 | 9999 |  |  | N | Solar | [13 empty] | 0 | 0 | 0 | 0 | [11 empty] | Public Service Co of New Mexico | 100 | PNM Resources Inc | 100 | Regulated
South Milford Solar Plant | 59620_G_SMS1 | 59620 | G | SMS1 |  | Solar PV |  | WECC_UT | Utah | 49 | Beaver | 1 | 49001 | 2.9 | 0 | 2015 | 9999 |  |  | N | Solar | [13 empty] | 0 | 0 | 0 | 0 | [11 empty] | Milford Flat Solar LLC | 100 | Brookfield Asset Management Inc | 100 | Non-regulated
TX Jumbo Road Wind | 59621_G_JRWND | 59621 | G | JRWND |  | Onshore Wind |  | ERC_PHDL | Texas | 48 | Deaf Smith | 117 | 48117 | 299.7 | 0 | 2015 | 9999 |  |  | N | Wind | [13 empty] | 0 | 0 | 0 | 0 | [11 empty] | TX Jumbo Road Wind LLC | 100 | Berkshire Hathaway Inc | 100 | Non-regulated
Future Generation Wind | 59622_G_FGMA | 59622 | G | FGMA |  | Onshore Wind |  | NENGREST | Massachusetts | 25 | Plymouth | 23 | 25023 | 7.9 | 0 | 2016 | 9999 |  |  | N | Wind | [13 empty] | 0 | 0 | 0 | 0 | [11 empty] | Consolidated Edison Development Inc | 100 | Consolidated Edison Inc | 100 | Non-regulated
Clarkson Solar | 59623_G_CSPV | 59623 | G | CSPV |  | Solar PV |  | NY_Z_D | New York | 36 | St Lawrence | 89 | 36089 | 2 | 0 | 2014 | 9999 |  |  | N | Solar | [13 empty] | 0 | 0 | 0 | 0 | [11 empty] | Clarkson University (NY) | 100 | Clarkson University (NY) | 100 | Non-regulated
Twiss Street Solar | 59624_G_PV1 | 59624 | G | PV1 |  | Solar PV |  | NENGREST | Massachusetts | 25 | Hampden | 13 | 25013 | 1.5 | 0 | 2015 | 9999 |  |  | N | Solar | [13 empty] | 0 | 0 | 0 | 0 | [11 empty] | Twiss Street Solar LLC | 100 | Citizens Enterprises Corp | 100 | Non-regulated
Chicopee River Solar | 59625_G_PV1 | 59625 | G | PV1 |  | Solar PV |  | NENGREST | Massachusetts | 25 | Hampden | 13 | 25013 | 2 | 0 | 2015 | 9999 |  |  | N | Solar | [13 empty] | 0 | 0 | 0 | 0 | [11 empty] | Chicopee River Solar LLC | 100 | Citizens Enterprises Corp | 100 | Non-regulated
Chicopee Granby Road Solar | 59626_G_PV1 | 59626 | G | PV1 |  | Solar PV |  | NENGREST | Massachusetts | 25 | Hampden | 13 | 25013 | 1.6 | 0 | 2015 | 9999 |  |  | N | Solar | [13 empty] | 0 | 0 | 0 | 0 | [11 empty] | Chicopee Granby Road Solar LLC | 100 | Citizens Enterprises Corp | 100 | Non-regulated
Harmony | 59627_G_HRMNY | 59627 | G | HRMNY |  | Solar PV |  | PJM_EMAC | New Jersey | 34 | Warren | 41 | 34041 | 3 | 0 | 2015 | 9999 |  |  | N | Solar | [13 empty] | 0 | 0 | 0 | 0 | [11 empty] | NJR Clean Energy Ventures Corp | 100 | New Jersey Resources Corp | 100 | Non-regulated
Hanover | 59628_G_HNOVR | 59628 | G | HNOVR |  | Solar PV |  | PJM_EMAC | New Jersey | 34 | Burlington | 5 | 34005 | 5 | 0 | 2015 | 9999 |  |  | N | Solar | [13 empty] | 0 | 0 | 0 | 0 | [11 empty] | NJR Clean Energy Ventures Corp | 100 | New Jersey Resources Corp | 100 | Non-regulated
Jericho Rise Wind Farm LLC | 59629_G_GEN1 | 59629 | G | GEN1 |  | Onshore Wind |  | NY_Z_D | New York | 36 | Franklin | 33 | 36033 | 77.7 | 0 | 2016 | 9999 |  |  | N | Wind | [13 empty] | 0 | 0 | 0 | 0 | [11 empty] | Jericho Rise Wind Farm LLC | 100 | Energias de Portugal SA | 100 | Non-regulated
CentraState Medical Center PV Facility | 59630_G_CS | 59630 | G | CS |  | Solar PV |  | PJM_EMAC | New Jersey | 34 | Monmouth | 25 | 34025 | 5.2 | 0 | 2014 | 9999 |  |  | N | Solar | [13 empty] | 0 | 0 | 0 | 0 | [11 empty] | Clean Capital Partners LLC | 100 | Clean Capital Partners LLC | 100 | Non-regulated
Imclone Solar Electric Facility | 59631_G_IM | 59631 | G | IM |  | Solar PV |  | PJM_EMAC | New Jersey | 34 | Somerset | 35 | 34035 | 8 | 0 | 2014 | 9999 |  |  | N | Solar | [13 empty] | 0 | 0 | 0 | 0 | [11 empty] | Clean Capital Partners LLC | 100 | Clean Capital Partners LLC | 100 | Non-regulated
Midwest Energy Community Solar Array | 59632_G_1036 | 59632 | G | 1036 |  | Solar PV |  | SPP_N | Kansas | 20 | Thomas | 193 | 20193 | 1.2 | 0 | 2015 | 9999 |  |  | N | Solar | [13 empty] | 0 | 0 | 0 | 0 | [11 empty] | Midwest Energy Inc | 100 | Midwest Energy Inc | 100 | Regulated
Kettleman Solar -Centaurus | 59633_G_KS | 59633 | G | KS |  | Solar PV |  | WEC_CALN | California | 6 | Kings | 31 | 06031 | 20 | 0 | 2015 | 9999 |  |  | N | Solar | [13 empty] | 0 | 0 | 0 | 0 | [11 empty] | EE Kettleman Land LLC | 100 | Boralex Inc | 100 | Non-regulated
Sandstone Solar | 59634_G_SNDST | 59634 | G | SNDST |  | Solar PV |  | WECC_AZ | Arizona | 4 | Pinal | 21 | 04021 | 43 | 0 | 2015 | 9999 |  |  | N | Solar | [13 empty] | 0 | 0 | 0 | 0 | [11 empty] | Sandstone Solar LLC | 100 | Sustainable Power Group LLC | 100 | Non-regulated
Clinton LFGTE | 59635_G_1 | 59635 | G | 1 |  | Landfill Gas |  | MIS_IL | Illinois | 17 | Dewitt | 39 | 17039 | 1.6 | 13500 | 2006 | 9999 |  |  | N | Landfill Gas | [13 empty] | 0.22117 | 0.22117 | 0.22117 | 0.22117 | [11 empty] | Dewitt Energy Associates | 100 | Dewitt Energy Associates LLC | 100 | Regulated
Clinton LFGTE | 59635_G_2 | 59635 | G | 2 |  | Landfill Gas |  | MIS_IL | Illinois | 17 | Dewitt | 39 | 17039 | 1.6 | 13500 | 2006 | 9999 |  |  | N | Landfill Gas | [13 empty] | 0.22117 | 0.22117 | 0.22117 | 0.22117 | [11 empty] | Dewitt Energy Associates | 100 | Dewitt Energy Associates LLC | 100 | Regulated
Charlton Solar I CSG | 59636_G_37021 | 59636 | G | 37021 |  | Solar PV |  | NENGREST | Massachusetts | 25 | Worcester | 27 | 25027 | 3.9 | 0 | 2014 | 9999 |  |  | N | Solar | [13 empty] | 0 | 0 | 0 | 0 | [11 empty] | Charlton Solar I LLC | 100 | Nexamp | 100 | Non-regulated
Adams Wind | 59637_G_ADWF | 59637 | G | ADWF |  | Onshore Wind |  | MIS_IA | Iowa | 19 | Adams | 3 | 19003 | 4.7 | 0 | 2015 | 9999 |  |  | N | Wind | [13 empty] | 0 | 0 | 0 | 0 | [11 empty] | MidAmerican Energy Co | 100 | Berkshire Hathaway Inc | 100 | Regulated
Adams Wind | 59637_G_ADWF2 | 59637 | G | ADWF2 |  | Onshore Wind |  | MIS_IA | Iowa | 19 | Adams | 3 | 19003 | 39 | 0 | 2015 | 9999 |  |  | N | Wind | [13 empty] | 0 | 0 | 0 | 0 | [11 empty] | MidAmerican Energy Co | 100 | Berkshire Hathaway Inc | 100 | Regulated
Adams Wind | 59637_G_ADWF3 | 59637 | G | ADWF3 |  | Onshore Wind |  | MIS_IA | Iowa | 19 | Adams | 3 | 19003 | 58 | 0 | 2015 | 9999 |  |  | N | Wind | [13 empty] | 0 | 0 | 0 | 0 | [11 empty] | MidAmerican Energy Co | 100 | Berkshire Hathaway Inc | 100 | Regulated
Adams Wind | 59637_G_ADWF4 | 59637 | G | ADWF4 |  | Onshore Wind |  | MIS_IA | Iowa | 19 | Adams | 3 | 19003 | 48.3 | 0 | 2016 | 9999 |  |  | N | Wind | [13 empty] | 0 | 0 | 0 | 0 | [11 empty] | MidAmerican Energy Co | 100 | Berkshire Hathaway Inc | 100 | Regulated
Coronal Lost Hills | 59638_G_CLH | 59638 | G | CLH |  | Solar PV |  | WECC_SCE | California | 6 | Kern | 29 | 06029 | 20 | 0 | 2015 | 9999 |  |  | N | Solar | [13 empty] | 0 | 0 | 0 | 0 | [11 empty] | Coronal Lost Hills LLC | 100 | US Bancorp | 100 | Non-regulated
631-56 Airport Owner, LLC | 59639_G_LIGHT | 59639 | G | LIGHT |  | Onshore Wind |  | NENGREST | Massachusetts | 25 | Bristol | 5 | 25005 | 2 | 0 | 2012 | 9999 |  |  | N | Wind | [13 empty] | 0 | 0 | 0 | 0 | [11 empty] | Lightolier Inc | 100 | Phillips Electronics North American Corp | 100 | Non-regulated
Garysburg Solar | 59641_G_5MWPV | 59641 | G | 5MWPV |  | Solar PV |  | PJM_Dom | North Carolina | 37 | Northampton | 131 | 37131 | 5 | 0 | 2016 | 9999 |  |  | N | Solar | [13 empty] | 0 | 0 | 0 | 0 | [11 empty] | Garysburg Solar LLC | 100 | Community Energy Inc (Cei) | 100 | Non-regulated
Gaston Solar | 59642_G_5MWPV | 59642 | G | 5MWPV |  | Solar PV |  | PJM_Dom | North Carolina | 37 | Northampton | 131 | 37131 | 5 | 0 | 2016 | 9999 |  |  | N | Solar | [13 empty] | 0 | 0 | 0 | 0 | [11 empty] | Gaston Solar LLC | 100 | Community Energy Inc (Cei) | 100 | Non-regulated
Seaboard Solar LLC | 59643_G_5MWPV | 59643 | G | 5MWPV |  | Solar PV |  | PJM_Dom | North Carolina | 37 | Northampton | 131 | 37131 | 5 | 0 | 2016 | 9999 |  |  | N | Solar | [13 empty] | 0 | 0 | 0 | 0 | [11 empty] | Seaboard Solar LLC | 100 | Iberdrola SA | 100 | Non-regulated
Mt Olive Solar 1 | 59645_G_FLS1 | 59645 | G | FLS1 |  | Solar PV |  | S_VACA | North Carolina | 37 | Wayne | 191 | 37191 | 5 | 0 | 2015 | 9999 |  |  | N | Solar | [13 empty] | 0 | 0 | 0 | 0 | [11 empty] | Mount Olive I LLC | 100 | FLS Energy Inc | 100 | Non-regulated
FLS Solar 230 (Warren) | 59646_G_FLS1 | 59646 | G | FLS1 |  | Solar PV |  | S_VACA | North Carolina | 37 | Duplin | 61 | 37061 | 4.8 | 0 | 2015 | 9999 |  |  | N | Solar | [13 empty] | 0 | 0 | 0 | 0 | [11 empty] | FLS Solar 230 LLC | 100 | FLS Energy Inc | 100 | Non-regulated
Stillwater Energy Center | 59647_G_1 | 59647 | G | 1 |  | Combustion Turbine | IC Engine | SPP_WEST | Oklahoma | 40 | Payne | 119 | 40119 | 18.6 | 10745 | 2016 | 9999 |  |  | N | Natural Gas | [13 empty] | 0.05956 | 0.05956 | 0.05956 | 0.05956 | [11 empty] | Stillwater Power | 100 | Stillwater Power | 100 | Regulated
Stillwater Energy Center | 59647_G_2 | 59647 | G | 2 |  | Combustion Turbine | IC Engine | SPP_WEST | Oklahoma | 40 | Payne | 119 | 40119 | 18.6 | 10745 | 2016 | 9999 |  |  | N | Natural Gas | [13 empty] | 0.05956 | 0.05956 | 0.05956 | 0.05956 | [11 empty] | Stillwater Power | 100 | Stillwater Power | 100 | Regulated
Stillwater Energy Center | 59647_G_3 | 59647 | G | 3 |  | Combustion Turbine | IC Engine | SPP_WEST | Oklahoma | 40 | Payne | 119 | 40119 | 18.6 | 10745 | 2016 | 9999 |  |  | N | Natural Gas | [13 empty] | 0.05956 | 0.05956 | 0.05956 | 0.05956 | [11 empty] | Stillwater Power | 100 | Stillwater Power | 100 | Regulated
Tarboro Solar | 59648_G_5MWPV | 59648 | G | 5MWPV |  | Solar PV |  | S_VACA | North Carolina | 37 | Edgecombe | 65 | 37065 | 5 | 0 | 2016 | 9999 |  |  | N | Solar | [13 empty] | 0 | 0 | 0 | 0 | [11 empty] | Tarboro Solar LLC | 100 | Community Energy Inc (Cei) | 100 | Non-regulated
Nelson Gardens Landfill Gas to Energy | 59649_G_UNIT1 | 59649 | G | UNIT1 |  | Landfill Gas |  | ERC_REST | Texas | 48 | Bexar | 29 | 48029 | 1.1 | 13500 | 2014 | 9999 |  |  | N | Landfill Gas | [13 empty] | 0.22117 | 0.22117 | 0.22117 | 0.22117 | [11 empty] | Nelson Gardens Energy LLC | 100 | Nelson Gardens Energy LLC | 100 | Non-regulated
Nelson Gardens Landfill Gas to Energy | 59649_G_UNIT2 | 59649 | G | UNIT2 |  | Landfill Gas |  | ERC_REST | Texas | 48 | Bexar | 29 | 48029 | 1.1 | 13500 | 2014 | 9999 |  |  | N | Landfill Gas | [13 empty] | 0.22117 | 0.22117 | 0.22117 | 0.22117 | [11 empty] | Nelson Gardens Energy LLC | 100 | Nelson Gardens Energy LLC | 100 | Non-regulated
Nelson Gardens Landfill Gas to Energy | 59649_G_UNIT3 | 59649 | G | UNIT3 |  | Landfill Gas |  | ERC_REST | Texas | 48 | Bexar | 29 | 48029 | 1.1 | 13500 | 2014 | 9999 |  |  | N | Landfill Gas | [13 empty] | 0.22117 | 0.22117 | 0.22117 | 0.22117 | [11 empty] | Nelson Gardens Energy LLC | 100 | Nelson Gardens Energy LLC | 100 | Non-regulated
Nelson Gardens Landfill Gas to Energy | 59649_G_UNIT4 | 59649 | G | UNIT4 |  | Landfill Gas |  | ERC_REST | Texas | 48 | Bexar | 29 | 48029 | 1.1 | 13500 | 2014 | 9999 |  |  | N | Landfill Gas | [13 empty] | 0.22117 | 0.22117 | 0.22117 | 0.22117 | [11 empty] | Nelson Gardens Energy LLC | 100 | Nelson Gardens Energy LLC | 100 | Non-regulated
CII Methane Management III LFG Plant | 59650_G_GEN1 | 59650 | G | GEN1 |  | Landfill Gas |  | S_SOU | Georgia | 13 | Clarke | 59 | 13059 | 1.6 | 13500 | 2014 | 9999 |  |  | N | Landfill Gas | [13 empty] | 0.22117 | 0.22117 | 0.22117 | 0.22117 | [11 empty] | CII Methane Management III LLC | 100 | Chugach Alaska Corp | 100 | Non-regulated
Forever 21 Retail, Inc. | 59651_G_W4161 | 59651 | G | W4161 |  | Solar PV |  | WEC_LADW | California | 6 | Los Angeles | 37 | 06037 | 1.3 | 0 | 2015 | 9999 |  |  | N | Solar | [13 empty] | 0 | 0 | 0 | 0 | [11 empty] | Forever 21 Clothing Co | 100 | Forever 21 Clothing Co | 100 | Non-regulated
Nordhoff Place | 59652_G_W4162 | 59652 | G | W4162 |  | Solar PV |  | WEC_LADW | California | 6 | Los Angeles | 37 | 06037 | 1 | 0 | 2014 | 9999 |  |  | N | Solar | [13 empty] | 0 | 0 | 0 | 0 | [11 empty] | Los Angeles Dept of Water & Power | 100 | Los Angeles Dept of Water & Power | 100 | Non-regulated
City of Truth or Consequences PV | 59653_G_COTC | 59653 | G | COTC |  | Solar PV |  | WECC_NM | New Mexico | 35 | Sierra | 51 | 35051 | 1.9 | 0 | 2015 | 9999 |  |  | N | Solar | [13 empty] | 0 | 0 | 0 | 0 | [11 empty] | SSA Solar of NM 4 LLC | 100 | Sun Financial LLC | 100 | Non-regulated
Sendero | 59654_G_1 | 59654 | G | 1 |  | Onshore Wind |  | ERC_REST | Texas | 48 | Jim Hogg | 247 | 48247 | 78 | 0 | 2015 | 9999 |  |  | N | Wind | [13 empty] | 0 | 0 | 0 | 0 | [11 empty] | Sendero Wind Energy LLC | 100 | Exelon Corp | 100 | Non-regulated
Campbell County Wind Farm | 59655_G_CCWF1 | 59655 | G | CCWF1 |  | Onshore Wind |  | SPP_WAUE | South Dakota | 46 | Campbell | 21 | 46021 | 97.8 | 0 | 2015 | 9999 |  |  | N | Wind | [13 empty] | 0 | 0 | 0 | 0 | [11 empty] | Campbell County Wind Farm LLC | 50 | Consolidated Edison Inc | 50 | Non-regulated
Comanche Solar | 59656_G_COMCH | 59656 | G | COMCH |  | Solar PV |  | WECC_CO | Colorado | 8 | Pueblo | 101 | 08101 | 120 | 0 | 2016 | 9999 |  |  | N | Solar | [13 empty] | 0 | 0 | 0 | 0 | [11 empty] | Comanche Solar PV LLC | 100 | First Reserve Corp | 100 | Non-regulated
Imperial Valley Solar Co (IVSC) 2, LLC | 59657_G_IVSC2 | 59657 | G | IVSC2 |  | Solar PV |  | WECC_IID | California | 6 | Imperial | 25 | 06025 | 20 | 0 | 2015 | 9999 |  |  | N | Solar | [13 empty] | 0 | 0 | 0 | 0 | [11 empty] | Imperial Valley Solar Co (IVSC) 2 LLC | 100 | Dominion Energy Inc | 100 | Non-regulated
Highland Park Project | 59659_G_HPWT | 59659 | G | HPWT |  | Onshore Wind |  | WECC_CO | Colorado | 8 | Clear Creek | 19 | 08019 | 181 | 0 | 2024 | 9999 |  |  | N | Wind | [13 empty] | 0 | 0 | 0 | 0 | [11 empty] | Clear Creek Power | 100 | Clear Creek Power | 100 | Non-regulated
Washington City Electric Generation | 59660_G_3 | 59660 | G | 3 |  | Combustion Turbine | IC Engine | WECC_UT | Utah | 49 | Washington | 53 | 49053 | 2 | 15262 | 2008 | 9999 |  |  | N | Natural Gas | [13 empty] | 1.061 | 1.061 | 1.061 | 1.061 | [11 empty] | Washington UT (City of) | 100 | Washington UT (City of) | 100 | Regulated
Washington City Electric Generation | 59660_G_4 | 59660 | G | 4 |  | Combustion Turbine | IC Engine | WECC_UT | Utah | 49 | Washington | 53 | 49053 | 2 | 15257 | 2008 | 9999 |  |  | N | Natural Gas | [13 empty] | 1.061 | 1.061 | 1.061 | 1.061 | [11 empty] | Washington UT (City of) | 100 | Washington UT (City of) | 100 | Regulated
Washington City Electric Generation | 59660_G_9 | 59660 | G | 9 |  | Combustion Turbine | IC Engine | WECC_UT | Utah | 49 | Washington | 53 | 49053 | 2 | 15257 | 2007 | 9999 |  |  | N | Natural Gas | [13 empty] | 1.061 | 1.061 | 1.061 | 1.061 | [11 empty] | Washington UT (City of) | 100 | Washington UT (City of) | 100 | Regulated
Cornwall Solar Center, LLC | 59663_G_CSC1 | 59663 | G | CSC1 |  | Solar PV |  | S_VACA | North Carolina | 37 | Granville | 77 | 37077 | 5 | 0 | 2016 | 9999 |  |  | N | Solar | [13 empty] | 0 | 0 | 0 | 0 | [11 empty] | Cornwall Solar Center LLC | 100 | Heliosage Energy LLC | 100 | Non-regulated
City of West Plains Power Station | 59664_G_UNIT1 | 59664 | G | UNIT1 |  | Combustion Turbine |  | SPP_N | Missouri | 29 | Howell | 91 | 29091 | 21 | 18538 | 2000 | 9999 |  |  | N | Natural Gas, Distillate Fuel Oil | [13 empty] | 0.08597 | 0.08597 | 0.08597 | 0.08597 | [11 empty] | West Plains MO (City of) | 100 | West Plains (MO) (City of) | 100 | Regulated
City of West Plains Power Station | 59664_G_UNIT2 | 59664 | G | UNIT2 |  | Combustion Turbine |  | SPP_N | Missouri | 29 | Howell | 91 | 29091 | 21 | 18556 | 2000 | 9999 |  |  | N | Natural Gas, Distillate Fuel Oil | [13 empty] | 0.14561 | 0.14561 | 0.14561 | 0.14561 | [11 empty] | West Plains MO (City of) | 100 | West Plains (MO) (City of) | 100 | Regulated
Innovative Solar 37 LLC | 59665_G_IS037 | 59665 | G | IS037 |  | Solar PV |  | S_VACA | North Carolina | 37 | Anson | 7 | 37007 | 97.5 | 0 | 2017 | 9999 |  |  | N | Solar | [13 empty] | 0 | 0 | 0 | 0 | [11 empty] | Innovative Solar 37 LLC | 100 | Innovative Solar Systems LLC | 100 | Non-regulated
Innovative Solar 47 | 59666_G_IS047 | 59666 | G | IS047 |  | Solar PV |  | S_VACA | North Carolina | 37 | Robeson | 155 | 37155 | 33.8 | 0 | 2017 | 9999 |  |  | N | Solar | [13 empty] | 0 | 0 | 0 | 0 | [11 empty] | Innovative Solar 47 LLC | 100 | Innovative Solar Systems LLC | 100 | Non-regulated
Innovative Solar 48 | 59667_G_IS048 | 59667 | G | IS048 |  | Solar PV |  | S_VACA | North Carolina | 37 | Robeson | 155 | 37155 | 4.9 | 0 | 2015 | 9999 |  |  | N | Solar | [13 empty] | 0 | 0 | 0 | 0 | [11 empty] | Innovative Solar 48 LLC | 100 | Innovative Solar Systems LLC | 100 | Non-regulated
Innovative Solar 54 | 59669_G_IS054 | 59669 | G | IS054 |  | Solar PV |  | S_VACA | North Carolina | 37 | Lenoir | 107 | 37107 | 50 | 0 | 2018 | 9999 |  |  | N | Solar | [13 empty] | 0 | 0 | 0 | 0 | [11 empty] | Innovative Solar 54 LLC | 100 | Innovative Solar Systems LLC | 100 | Non-regulated
Innovative Solar 23 | 59670_G_IS023 | 59670 | G | IS023 |  | Solar PV |  | S_VACA | North Carolina | 37 | Cleveland | 45 | 37045 | 1.9 | 0 | 2015 | 9999 |  |  | N | Solar | [13 empty] | 0 | 0 | 0 | 0 | [11 empty] | Innovative Solar 23 LLC | 100 | Innovative Solar Systems LLC | 100 | Non-regulated
Innovative Solar 46 | 59671_G_IS046 | 59671 | G | IS046 |  | Solar PV |  | S_VACA | North Carolina | 37 | Cumberland | 51 | 37051 | 78.5 | 0 | 2016 | 9999 |  |  | N | Solar | [13 empty] | 0 | 0 | 0 | 0 | [11 empty] | Innovative Solar 46 LLC | 100 | Innovative Solar Systems LLC | 100 | Non-regulated
Innovative Solar 44 | 59675_G_IS044 | 59675 | G | IS044 |  | Solar PV |  | S_VACA | North Carolina | 37 | Robeson | 155 | 37155 | 4.9 | 0 | 2015 | 9999 |  |  | N | Solar | [13 empty] | 0 | 0 | 0 | 0 | [11 empty] | Innovative Solar 44 LLC | 100 | Innovative Solar Systems LLC | 100 | Non-regulated
Innovative Solar 55 | 59676_G_IS044 | 59676 | G | IS044 |  | Solar PV |  | S_VACA | North Carolina | 37 | Robeson | 155 | 37155 | 6.5 | 0 | 2017 | 9999 |  |  | N | Solar | [13 empty] | 0 | 0 | 0 | 0 | [11 empty] | Innovative Solar 55 LLC | 100 | Innovative Solar Systems LLC | 100 | Non-regulated
Innovative Solar 64 | 59677_G_IS064 | 59677 | G | IS064 |  | Solar PV |  | S_VACA | North Carolina | 37 | Sampson | 163 | 37163 | 4.9 | 0 | 2016 | 9999 |  |  | N | Solar | [13 empty] | 0 | 0 | 0 | 0 | [11 empty] | Innovative Solar 64 LLC | 100 | Innovative Solar Systems LLC | 100 | Non-regulated
Innovative Solar 67 | 59678_G_IS067 | 59678 | G | IS067 |  | Solar PV |  | S_VACA | North Carolina | 37 | Pender | 141 | 37141 | 33.3 | 0 | 2018 | 9999 |  |  | N | Solar | [13 empty] | 0 | 0 | 0 | 0 | [11 empty] | Innovative Solar 67 LLC | 100 | Innovative Solar Systems LLC | 100 | Non-regulated
Main Street Solar Project | 59682_G_MS258 | 59682 | G | MS258 |  | Solar PV |  | NENGREST | Vermont | 50 | Rutland | 21 | 50021 | 1.5 | 0 | 2014 | 9999 |  |  | N | Solar | [13 empty] | 0 | 0 | 0 | 0 | [11 empty] | Greenbacker Renewable Energy Co LLC | 100 | Greenbacker Renewable Energy Corp | 100 | Non-regulated
Lordstown Motor Corp | 59683_G_12345 | 59683 | G | 12345 |  | Solar PV |  | PJM_ATSI | Ohio | 39 | Trumbull | 155 | 39155 | 1.7 | 0 | 2015 | 9999 |  |  | N | Solar | [13 empty] | 0 | 0 | 0 | 0 | [11 empty] | General Motors Co | 100 | General Motors Co | 100 | Non-regulated
Lindahl Wind Project, LLC | 59684_G_LWP01 | 59684 | G | LWP01 |  | Onshore Wind |  | SPP_WAUE | North Dakota | 38 | Williams | 105 | 38105 | 150 | 0 | 2017 | 9999 |  |  | N | Wind | [13 empty] | 0 | 0 | 0 | 0 | [11 empty] | Lindahl Wind Project LLC | 100 | Enel SpA | 100 | Non-regulated
Remington Solar Facility | 59685_G_01 | 59685 | G | 01 |  | Solar PV |  | PJM_Dom | Virginia | 51 | Fauquier | 61 | 51061 | 8 | 0 | 2017 | 9999 |  |  | N | Solar | [13 empty] | 0 | 0 | 0 | 0 | [11 empty] | Virginia Electric & Power Co | 100 | Dominion Energy Inc | 100 | Regulated
Sarasota County LFGTE Facility | 59686_G_LESF1 | 59686 | G | LESF1 |  | Landfill Gas |  | FRCC | Florida | 12 | Sarasota | 115 | 12115 | 1.6 | 13500 | 2015 | 9999 |  |  | N | Landfill Gas | [13 empty] | 0.08435 | 0.08435 | 0.08435 | 0.08435 | [11 empty] | Landfill Energy Systems Florida LLC | 100 | Archaea Energy Inc | 100 | Non-regulated
Sarasota County LFGTE Facility | 59686_G_LESF2 | 59686 | G | LESF2 |  | Landfill Gas |  | FRCC | Florida | 12 | Sarasota | 115 | 12115 | 1.6 | 13500 | 2015 | 9999 |  |  | N | Landfill Gas | [13 empty] | 0.08435 | 0.08435 | 0.08435 | 0.08435 | [11 empty] | Landfill Energy Systems Florida LLC | 100 | Archaea Energy Inc | 100 | Non-regulated
Sarasota County LFGTE Facility | 59686_G_LESF3 | 59686 | G | LESF3 |  | Landfill Gas |  | FRCC | Florida | 12 | Sarasota | 115 | 12115 | 1.6 | 13500 | 2015 | 9999 |  |  | N | Landfill Gas | [13 empty] | 0.08435 | 0.08435 | 0.08435 | 0.08435 | [11 empty] | Landfill Energy Systems Florida LLC | 100 | Archaea Energy Inc | 100 | Non-regulated
Sarasota County LFGTE Facility | 59686_G_LESF4 | 59686 | G | LESF4 |  | Landfill Gas |  | FRCC | Florida | 12 | Sarasota | 115 | 12115 | 1.6 | 13648 | 2019 | 9999 |  |  | N | Landfill Gas | [13 empty] | 0.09 | 0.09 | 0.09 | 0.09 | [11 empty] | Landfill Energy Systems Florida LLC | 100 | Archaea Energy Inc | 100 | Non-regulated
Sun Harvest Solar NDP1 | 59687_G_NDP1 | 59687 | G | NDP1 |  | Solar PV |  | WEC_CALN | California | 6 | Merced | 47 | 06047 | 1.5 | 0 | 2015 | 9999 |  |  | N | Solar | [13 empty] | 0 | 0 | 0 | 0 | [11 empty] | Cenergy Power | 100 | BAP Power Corp | 100 | Non-regulated
Wake County LFG Facility | 59688_G_E1 | 59688 | G | E1 |  | Landfill Gas |  | S_VACA | North Carolina | 37 | Wake | 183 | 37183 | 0.3 | 13500 | 2013 | 9999 |  |  | N | Landfill Gas | [13 empty] | 0.22117 | 0.22117 | 0.22117 | 0.22117 | [11 empty] | Industrial Power Generating Co | 100 | Industrial Power Generating Co | 100 | Non-regulated
Wake County LFG Facility | 59688_G_E10 | 59688 | G | E10 |  | Landfill Gas |  | S_VACA | North Carolina | 37 | Wake | 183 | 37183 | 0.3 | 13500 | 2013 | 9999 |  |  | N | Landfill Gas | [13 empty] | 0.22117 | 0.22117 | 0.22117 | 0.22117 | [11 empty] | Industrial Power Generating Co | 100 | Industrial Power Generating Co | 100 | Non-regulated
Wake County LFG Facility | 59688_G_E11 | 59688 | G | E11 |  | Landfill Gas |  | S_VACA | North Carolina | 37 | Wake | 183 | 37183 | 0.3 | 13500 | 2013 | 9999 |  |  | N | Landfill Gas | [13 empty] | 0.22117 | 0.22117 | 0.22117 | 0.22117 | [11 empty] | Industrial Power Generating Co | 100 | Industrial Power Generating Co | 100 | Non-regulated
Wake County LFG Facility | 59688_G_E12 | 59688 | G | E12 |  | Landfill Gas |  | S_VACA | North Carolina | 37 | Wake | 183 | 37183 | 0.3 | 13500 | 2013 | 9999 |  |  | N | Landfill Gas | [13 empty] | 0.22117 | 0.22117 | 0.22117 | 0.22117 | [11 empty] | Industrial Power Generating Co | 100 | Industrial Power Generating Co | 100 | Non-regulated
Wake County LFG Facility | 59688_G_E13 | 59688 | G | E13 |  | Landfill Gas |  | S_VACA | North Carolina | 37 | Wake | 183 | 37183 | 0.3 | 13500 | 2013 | 9999 |  |  | N | Landfill Gas | [13 empty] | 0.22117 | 0.22117 | 0.22117 | 0.22117 | [11 empty] | Industrial Power Generating Co | 100 | Industrial Power Generating Co | 100 | Non-regulated
Wake County LFG Facility | 59688_G_E14 | 59688 | G | E14 |  | Landfill Gas |  | S_VACA | North Carolina | 37 | Wake | 183 | 37183 | 0.3 | 13500 | 2013 | 9999 |  |  | N | Landfill Gas | [13 empty] | 0.22117 | 0.22117 | 0.22117 | 0.22117 | [11 empty] | Industrial Power Generating Co | 100 | Industrial Power Generating Co | 100 | Non-regulated
Wake County LFG Facility | 59688_G_E15 | 59688 | G | E15 |  | Landfill Gas |  | S_VACA | North Carolina | 37 | Wake | 183 | 37183 | 0.3 | 13500 | 2013 | 9999 |  |  | N | Landfill Gas | [13 empty] | 0.22117 | 0.22117 | 0.22117 | 0.22117 | [11 empty] | Industrial Power Generating Co | 100 | Industrial Power Generating Co | 100 | Non-regulated
Wake County LFG Facility | 59688_G_E16 | 59688 | G | E16 |  | Landfill Gas |  | S_VACA | North Carolina | 37 | Wake | 183 | 37183 | 0.3 | 13500 | 2013 | 9999 |  |  | N | Landfill Gas | [13 empty] | 0.22117 | 0.22117 | 0.22117 | 0.22117 | [11 empty] | Industrial Power Generating Co | 100 | Industrial Power Generating Co | 100 | Non-regulated
Wake County LFG Facility | 59688_G_E17 | 59688 | G | E17 |  | Landfill Gas |  | S_VACA | North Carolina | 37 | Wake | 183 | 37183 | 0.3 | 13500 | 2013 | 9999 |  |  | N | Landfill Gas | [13 empty] | 0.22117 | 0.22117 | 0.22117 | 0.22117 | [11 empty] | Industrial Power Generating Co | 100 | Industrial Power Generating Co | 100 | Non-regulated
Wake County LFG Facility | 59688_G_E18 | 59688 | G | E18 |  | Landfill Gas |  | S_VACA | North Carolina | 37 | Wake | 183 | 37183 | 0.3 | 13500 | 2013 | 9999 |  |  | N | Landfill Gas | [13 empty] | 0.22117 | 0.22117 | 0.22117 | 0.22117 | [11 empty] | Industrial Power Generating Co | 100 | Industrial Power Generating Co | 100 | Non-regulated
Wake County LFG Facility | 59688_G_E19 | 59688 | G | E19 |  | Landfill Gas |  | S_VACA | North Carolina | 37 | Wake | 183 | 37183 | 0.3 | 13500 | 2015 | 9999 |  |  | N | Landfill Gas | [13 empty] | 0.22117 | 0.22117 | 0.22117 | 0.22117 | [11 empty] | Industrial Power Generating Co | 100 | Industrial Power Generating Co | 100 | Non-regulated
Wake County LFG Facility | 59688_G_E2 | 59688 | G | E2 |  | Landfill Gas |  | S_VACA | North Carolina | 37 | Wake | 183 | 37183 | 0.3 | 13500 | 2013 | 9999 |  |  | N | Landfill Gas | [13 empty] | 0.22117 | 0.22117 | 0.22117 | 0.22117 | [11 empty] | Industrial Power Generating Co | 100 | Industrial Power Generating Co | 100 | Non-regulated
Wake County LFG Facility | 59688_G_E20 | 59688 | G | E20 |  | Landfill Gas |  | S_VACA | North Carolina | 37 | Wake | 183 | 37183 | 0.3 | 13500 | 2015 | 9999 |  |  | N | Landfill Gas | [13 empty] | 0.22117 | 0.22117 | 0.22117 | 0.22117 | [11 empty] | Industrial Power Generating Co | 100 | Industrial Power Generating Co | 100 | Non-regulated
Wake County LFG Facility | 59688_G_E21 | 59688 | G | E21 |  | Landfill Gas |  | S_VACA | North Carolina | 37 | Wake | 183 | 37183 | 0.3 | 13500 | 2015 | 9999 |  |  | N | Landfill Gas | [13 empty] | 0.22117 | 0.22117 | 0.22117 | 0.22117 | [11 empty] | Industrial Power Generating Co | 100 | Industrial Power Generating Co | 100 | Non-regulated
Wake County LFG Facility | 59688_G_E22 | 59688 | G | E22 |  | Landfill Gas |  | S_VACA | North Carolina | 37 | Wake | 183 | 37183 | 0.3 | 13500 | 2015 | 9999 |  |  | N | Landfill Gas | [13 empty] | 0.22117 | 0.22117 | 0.22117 | 0.22117 | [11 empty] | Industrial Power Generating Co | 100 | Industrial Power Generating Co | 100 | Non-regulated
Wake County LFG Facility | 59688_G_E23 | 59688 | G | E23 |  | Landfill Gas |  | S_VACA | North Carolina | 37 | Wake | 183 | 37183 | 0.3 | 13500 | 2015 | 9999 |  |  | N | Landfill Gas | [13 empty] | 0.22117 | 0.22117 | 0.22117 | 0.22117 | [11 empty] | Industrial Power Generating Co | 100 | Industrial Power Generating Co | 100 | Non-regulated
Wake County LFG Facility | 59688_G_E24 | 59688 | G | E24 |  | Landfill Gas |  | S_VACA | North Carolina | 37 | Wake | 183 | 37183 | 0.3 | 13500 | 2015 | 9999 |  |  | N | Landfill Gas | [13 empty] | 0.22117 | 0.22117 | 0.22117 | 0.22117 | [11 empty] | Industrial Power Generating Co | 100 | Industrial Power Generating Co | 100 | Non-regulated
Wake County LFG Facility | 59688_G_E25 | 59688 | G | E25 |  | Landfill Gas |  | S_VACA | North Carolina | 37 | Wake | 183 | 37183 | 0.3 | 8513 | 2019 | 9999 |  |  | N | Landfill Gas | [13 empty] | 0.09 | 0.09 | 0.09 | 0.09 | [11 empty] | Ingenco Renewable Development, LLC | 100 | Ingenco Renewable Development, LLC | 100 | Non-regulated
Wake County LFG Facility | 59688_G_E26 | 59688 | G | E26 |  | Landfill Gas |  | S_VACA | North Carolina | 37 | Wake | 183 | 37183 | 0.3 | 8513 | 2019 | 9999 |  |  | N | Landfill Gas | [13 empty] | 0.09 | 0.09 | 0.09 | 0.09 | [11 empty] | Ingenco Renewable Development, LLC | 100 | Ingenco Renewable Development, LLC | 100 | Non-regulated
Wake County LFG Facility | 59688_G_E27 | 59688 | G | E27 |  | Landfill Gas |  | S_VACA | North Carolina | 37 | Wake | 183 | 37183 | 0.3 | 8513 | 2019 | 9999 |  |  | N | Landfill Gas | [13 empty] | 0.09 | 0.09 | 0.09 | 0.09 | [11 empty] | Ingenco Renewable Development, LLC | 100 | Ingenco Renewable Development, LLC | 100 | Non-regulated
Wake County LFG Facility | 59688_G_E28 | 59688 | G | E28 |  | Landfill Gas |  | S_VACA | North Carolina | 37 | Wake | 183 | 37183 | 0.3 | 8513 | 2019 | 9999 |  |  | N | Landfill Gas | [13 empty] | 0.09 | 0.09 | 0.09 | 0.09 | [11 empty] | Ingenco Renewable Development, LLC | 100 | Ingenco Renewable Development, LLC | 100 | Non-regulated
Wake County LFG Facility | 59688_G_E29 | 59688 | G | E29 |  | Landfill Gas |  | S_VACA | North Carolina | 37 | Wake | 183 | 37183 | 0.3 | 8513 | 2019 | 9999 |  |  | N | Landfill Gas | [13 empty] | 0.09 | 0.09 | 0.09 | 0.09 | [11 empty] | Ingenco Renewable Development, LLC | 100 | Ingenco Renewable Development, LLC | 100 | Non-regulated
Wake County LFG Facility | 59688_G_E3 | 59688 | G | E3 |  | Landfill Gas |  | S_VACA | North Carolina | 37 | Wake | 183 | 37183 | 0.3 | 13500 | 2013 | 9999 |  |  | N | Landfill Gas | [13 empty] | 0.22117 | 0.22117 | 0.22117 | 0.22117 | [11 empty] | Industrial Power Generating Co | 100 | Industrial Power Generating Co | 100 | Non-regulated
Wake County LFG Facility | 59688_G_E30 | 59688 | G | E30 |  | Landfill Gas |  | S_VACA | North Carolina | 37 | Wake | 183 | 37183 | 0.3 | 8513 | 2019 | 9999 |  |  | N | Landfill Gas | [13 empty] | 0.09 | 0.09 | 0.09 | 0.09 | [11 empty] | Ingenco Renewable Development, LLC | 100 | Ingenco Renewable Development, LLC | 100 | Non-regulated
Wake County LFG Facility | 59688_G_E4 | 59688 | G | E4 |  | Landfill Gas |  | S_VACA | North Carolina | 37 | Wake | 183 | 37183 | 0.3 | 13500 | 2013 | 9999 |  |  | N | Landfill Gas | [13 empty] | 0.22117 | 0.22117 | 0.22117 | 0.22117 | [11 empty] | Industrial Power Generating Co | 100 | Industrial Power Generating Co | 100 | Non-regulated
Wake County LFG Facility | 59688_G_E5 | 59688 | G | E5 |  | Landfill Gas |  | S_VACA | North Carolina | 37 | Wake | 183 | 37183 | 0.3 | 13500 | 2013 | 9999 |  |  | N | Landfill Gas | [13 empty] | 0.22117 | 0.22117 | 0.22117 | 0.22117 | [11 empty] | Industrial Power Generating Co | 100 | Industrial Power Generating Co | 100 | Non-regulated
Wake County LFG Facility | 59688_G_E6 | 59688 | G | E6 |  | Landfill Gas |  | S_VACA | North Carolina | 37 | Wake | 183 | 37183 | 0.3 | 13500 | 2013 | 9999 |  |  | N | Landfill Gas | [13 empty] | 0.22117 | 0.22117 | 0.22117 | 0.22117 | [11 empty] | Industrial Power Generating Co | 100 | Industrial Power Generating Co | 100 | Non-regulated
Wake County LFG Facility | 59688_G_E7 | 59688 | G | E7 |  | Landfill Gas |  | S_VACA | North Carolina | 37 | Wake | 183 | 37183 | 0.3 | 13500 | 2013 | 9999 |  |  | N | Landfill Gas | [13 empty] | 0.22117 | 0.22117 | 0.22117 | 0.22117 | [11 empty] | Industrial Power Generating Co | 100 | Industrial Power Generating Co | 100 | Non-regulated
Wake County LFG Facility | 59688_G_E8 | 59688 | G | E8 |  | Landfill Gas |  | S_VACA | North Carolina | 37 | Wake | 183 | 37183 | 0.3 | 13500 | 2013 | 9999 |  |  | N | Landfill Gas | [13 empty] | 0.22117 | 0.22117 | 0.22117 | 0.22117 | [11 empty] | Industrial Power Generating Co | 100 | Industrial Power Generating Co | 100 | Non-regulated
Wake County LFG Facility | 59688_G_E9 | 59688 | G | E9 |  | Landfill Gas |  | S_VACA | North Carolina | 37 | Wake | 183 | 37183 | 0.3 | 13500 | 2013 | 9999 |  |  | N | Landfill Gas | [13 empty] | 0.22117 | 0.22117 | 0.22117 | 0.22117 | [11 empty] | Industrial Power Generating Co | 100 | Industrial Power Generating Co | 100 | Non-regulated
Gulf Coast Solar Center I | 59689_G_GCSC1 | 59689 | G | GCSC1 |  | Solar PV |  | S_SOU | Florida | 12 | Okaloosa | 91 | 12091 | 30 | 0 | 2017 | 9999 |  |  | N | Solar | [13 empty] | 0 | 0 | 0 | 0 | [11 empty] | Gulf Coast Solar Center I LLC | 100 | Capital Dynamics | 100 | Non-regulated
Gulf Coast Solar Center II | 59690_G_GCSC2 | 59690 | G | GCSC2 |  | Solar PV |  | S_SOU | Florida | 12 | Santa Rosa | 113 | 12113 | 40 | 0 | 2017 | 9999 |  |  | N | Solar | [13 empty] | 0 | 0 | 0 | 0 | [11 empty] | Gulf Coast Solar Center II LLC | 100 | Capital Dynamics | 100 | Non-regulated
Gulf Coast Solar Center III | 59691_G_GCSC3 | 59691 | G | GCSC3 |  | Solar PV |  | S_SOU | Florida | 12 | Escambia | 33 | 12033 | 50 | 0 | 2017 | 9999 |  |  | N | Solar | [13 empty] | 0 | 0 | 0 | 0 | [11 empty] | Gulf Coast Solar Center III LLC | 100 | Capital Dynamics | 100 | Non-regulated
Coastal Virginia Offshore Wind (CVOW) pilot project | 59693_G_OSW1 | 59693 | G | OSW1 |  | Offshore Wind |  | PJM_Dom | Virginia | 51 | Virginia Beach | 810 | 51810 | 12 | 0 | 2021 | 9999 |  |  | N | Wind | [13 empty] | 0 | 0 | 0 | 0 | [11 empty] | Virginia Electric & Power Co | 100 | Virginia Electric & Power Co | 100 | Regulated
Aspen Solar, LLC | 59694_G_GEN1 | 59694 | G | GEN1 |  | Solar PV |  | S_VACA | North Carolina | 37 | Duplin | 61 | 37061 | 4.9 | 0 | 2015 | 9999 |  |  | N | Solar | [13 empty] | 0 | 0 | 0 | 0 | [11 empty] | Aspen Solar LLC | 100 | NARENCO | 100 | Non-regulated
Mt. Home Solar 1, LLC | 59695_G_MHPV1 | 59695 | G | MHPV1 |  | Solar PV |  | WECC_ID | Idaho | 16 | Elmore | 39 | 16039 | 20 | 0 | 2017 | 9999 |  |  | N | Solar | [13 empty] | 0 | 0 | 0 | 0 | [11 empty] | Mountain Home Solar LLC | 100 | Standard Solar Inc | 100 | Non-regulated
West Station (DE) | 597_G_WEST | 597 | G | WEST | 391 | Combustion Turbine |  | PJM_EMAC | Delaware | 10 | New Castle | 3 | 10003 | 15 | 25000 | 1964 | 9999 |  |  | N | Distillate Fuel Oil |  |  |  | H2O | [8 empty] | 0.3 | 0.23776 | 0.23776 | 0.23776 | 0.23776 | [11 empty] | Calpine Mid Atlantic Generation LLC | 100 | Energy Capital Partners | 100 | Non-regulated
Subase Microgrid Project | 59701_G_SFC1 | 59701 | G | SFC1 |  | Fuel Cell |  | NENG_CT | Connecticut | 9 | New London | 11 | 09011 | 3.7 | 9500 | 2022 | 9999 |  |  | N | Natural Gas | [13 empty] | 0 | 0 | 0 | 0 | [11 empty] | Connecticut Municipal Electric Energy Coop | 100 | Connecticut Municipal Electric Energy Coop | 100 | Regulated
Subase Microgrid Project | 59701_G_SFC2 | 59701 | G | SFC2 |  | Fuel Cell |  | NENG_CT | Connecticut | 9 | New London | 11 | 09011 | 3.7 | 9500 | 2022 | 9999 |  |  | N | Natural Gas | [13 empty] | 0 | 0 | 0 | 0 | [11 empty] | Connecticut Municipal Electric Energy Coop | 100 | Connecticut Municipal Electric Energy Coop | 100 | Regulated
Pavant Solar, LLC | 59702_G_1 | 59702 | G | 1 |  | Solar PV |  | WECC_UT | Utah | 49 | Millard | 27 | 49027 | 50 | 0 | 2015 | 9999 |  |  | N | Solar | [13 empty] | 0 | 0 | 0 | 0 | [11 empty] | Pavant Solar LLC | 100 | Public Service Enterprise Group Inc | 100 | Non-regulated
Cottonwood Solar, LLC Cottonwood Carport | 59703_G_1 | 59703 | G | 1 |  | Solar PV |  | WEC_CALN | California | 6 | Marin | 41 | 06041 | 1 | 0 | 2016 | 9999 |  |  | N | Solar | [13 empty] | 0 | 0 | 0 | 0 | [11 empty] | Dominion Resources Inc | 100 | Dominion Energy Inc | 100 | Non-regulated
Shell New Energies, Junction City | 59704_G_JCBIO | 59704 | G | JCBIO |  | Non-Fossil Waste |  | WECC_PNW | Oregon | 41 | Lane | 39 | 41039 | 1.6 | 8767 | 2011 | 9999 |  |  | Y | Non-Fossil Waste | [13 empty] | 0 | 0 | 0 | 0 | [11 empty] | JC Biomethane LLC | 100 | JC Biomethane LLC | 100 | Non-regulated
Steel Sun | 59705_G_SSUN2 | 59705 | G | SSUN2 |  | Solar PV |  | NY_Z_A | New York | 36 | Erie | 29 | 36029 | 2 | 0 | 2016 | 9999 |  |  | N | Solar | [13 empty] | 0 | 0 | 0 | 0 | [11 empty] | BQ Energy | 100 | BQ Energy LLC | 100 | Non-regulated
BRE | 59706_G_NB005 | 59706 | G | NB005 |  | Solar PV |  | S_VACA | North Carolina | 37 | Granville | 77 | 37077 | 4.9 | 0 | 2015 | 9999 |  |  | N | Solar | [13 empty] | 0 | 0 | 0 | 0 | [11 empty] | Bre NC Solar 1 LLC | 100 | Beam Renewable Energy LLC | 100 | Non-regulated
Franklinton Solar | 59708_G_5MWPV | 59708 | G | 5MWPV |  | Solar PV |  | S_VACA | North Carolina | 37 | Franklin | 69 | 37069 | 5 | 0 | 2017 | 9999 |  |  | N | Solar | [13 empty] | 0 | 0 | 0 | 0 | [11 empty] | Franklinton Solar LLC | 100 | Franklinton Solar LLC | 100 | Non-regulated
St. Paul Intl Airport Red & Blue Parking | 59709_G_PV1 | 59709 | G | PV1 |  | Solar PV |  | MIS_MNWI | Minnesota | 27 | Hennepin | 53 | 27053 | 2.3 | 0 | 2015 | 9999 |  |  | N | Solar | [13 empty] | 0 | 0 | 0 | 0 | [11 empty] | Metropolitan Airports Commission | 100 | Metropolitan Airports Commission | 100 | Non-regulated
St. Paul Intl Airport Red & Blue Parking | 59709_G_PV2 | 59709 | G | PV2 |  | Solar PV |  | MIS_MNWI | Minnesota | 27 | Hennepin | 53 | 27053 | 0.9 | 0 | 2016 | 9999 |  |  | N | Solar | [13 empty] | 0 | 0 | 0 | 0 | [11 empty] | Metropolitan Airports Commission | 100 | Metropolitan Airports Commission | 100 | Non-regulated
Sand Valley Power Station | 59710_G_GMA | 59710 | G | GMA |  | Landfill Gas |  | S_C_TVA | Alabama | 1 | Dekalb | 49 | 01049 | 1.6 | 13500 | 2013 | 9999 |  |  | N | Landfill Gas | [13 empty] | 0.22117 | 0.22117 | 0.22117 | 0.22117 | [11 empty] | Bio Energy (Alabama) LLC | 100 | Energy Developments | 100 | Non-regulated
Sand Valley Power Station | 59710_G_GMB | 59710 | G | GMB |  | Landfill Gas |  | S_C_TVA | Alabama | 1 | Dekalb | 49 | 01049 | 1.6 | 13500 | 2013 | 9999 |  |  | N | Landfill Gas | [13 empty] | 0.22117 | 0.22117 | 0.22117 | 0.22117 | [11 empty] | Bio Energy (Alabama) LLC | 100 | Energy Developments | 100 | Non-regulated
Sand Valley Power Station | 59710_G_GMC | 59710 | G | GMC |  | Landfill Gas |  | S_C_TVA | Alabama | 1 | Dekalb | 49 | 01049 | 1.6 | 13500 | 2013 | 9999 |  |  | N | Landfill Gas | [13 empty] | 0.22117 | 0.22117 | 0.22117 | 0.22117 | [11 empty] | Bio Energy (Alabama) LLC | 100 | Energy Developments | 100 | Non-regulated
CII Methane Management IV, LLC | 59711_G_GEN1 | 59711 | G | GEN1 |  | Landfill Gas |  | S_VACA | North Carolina | 37 | Johnston | 101 | 37101 | 1.5 | 13500 | 2014 | 9999 |  |  | N | Landfill Gas | [13 empty] | 0.22117 | 0.22117 | 0.22117 | 0.22117 | [11 empty] | CII Methane Management IV LLC | 100 | Chugach Alaska Corp | 100 | Non-regulated
San Roman Wind I, LLC | 59712_G_SRWI | 59712 | G | SRWI |  | Onshore Wind |  | ERC_REST | Texas | 48 | Cameron | 61 | 48061 | 95.3 | 0 | 2017 | 9999 |  |  | N | Wind | [13 empty] | 0 | 0 | 0 | 0 | [11 empty] | San Roman Wind I LLC | 100 | Acciona Energia | 100 | Non-regulated
Holdrege Solar Center | 59713_G_HDSC | 59713 | G | HDSC |  | Solar PV |  | SPP_NEBR | Nebraska | 31 | Lancaster | 109 | 31109 | 4 | 0 | 2016 | 9999 |  |  | N | Solar | [13 empty] | 0 | 0 | 0 | 0 | [11 empty] | Holdrege Solar Center LLC | 100 | Coronal Development Services LLC | 100 | Non-regulated
IKEA St. Louis 410 | 59714_G_IK410 | 59714 | G | IK410 |  | Solar PV |  | MIS_MO | Missouri | 29 | St Louis City | 510 | 29510 | 1 | 0 | 2015 | 9999 |  |  | N | Solar | [13 empty] | 0 | 0 | 0 | 0 | [11 empty] | IKEA Property Inc | 100 | Ikea Systems BV | 100 | Non-regulated
DD Hay Road Solar 23 LLC | 59715_G_PV1 | 59715 | G | PV1 |  | Solar PV |  | PJM_EMAC | Delaware | 10 | New Castle | 3 | 10003 | 1.2 | 0 | 2015 | 9999 |  |  | N | Solar | [13 empty] | 0 | 0 | 0 | 0 | [11 empty] | DD Hay Road Solar 23 LLC | 100 | LCP Solar Development II LP | 100 | Non-regulated
Framingham State University Plant | 59717_G_ACPV | 59717 | G | ACPV |  | Solar PV |  | NENGREST | Massachusetts | 25 | Middlesex | 17 | 25017 | 0.7 | 0 | 2011 | 9999 |  |  | N | Solar | [13 empty] | 0 | 0 | 0 | 0 | [11 empty] | Framingham State University | 100 | Framingham State University | 100 | Non-regulated
Framingham State University Plant | 59717_G_CCPV | 59717 | G | CCPV |  | Solar PV |  | NENGREST | Massachusetts | 25 | Middlesex | 17 | 25017 | 0.3 | 0 | 2011 | 9999 |  |  | N | Solar | [13 empty] | 0 | 0 | 0 | 0 | [11 empty] | Framingham State University | 100 | Framingham State University | 100 | Non-regulated
Framingham State University Plant | 59717_G_HA | 59717 | G | HA |  | Combustion Turbine | IC Engine | NENGREST | Massachusetts | 25 | Middlesex | 17 | 25017 | 0.4 | 13469 | 2007 | 9999 |  |  | N | Distillate Fuel Oil | [13 empty] | 1.6498 | 1.6498 | 1.6498 | 1.6498 | [11 empty] | Framingham State University | 100 | Framingham State University | 100 | Non-regulated
Framingham State University Plant | 59717_G_LIB | 59717 | G | LIB |  | Combustion Turbine | IC Engine | NENGREST | Massachusetts | 25 | Middlesex | 17 | 25017 | 0.3 | 13469 | 2005 | 9999 |  |  | N | Distillate Fuel Oil | [13 empty] | 1.6498 | 1.6498 | 1.6498 | 1.6498 | [11 empty] | Framingham State University | 100 | Framingham State University | 100 | Non-regulated
Framingham State University Plant | 59717_G_MSC2 | 59717 | G | MSC2 |  | Combustion Turbine | IC Engine | NENGREST | Massachusetts | 25 | Middlesex | 17 | 25017 | 0.2 | 13469 | 2015 | 9999 |  |  | N | Distillate Fuel Oil | [13 empty] | 1.6498 | 1.6498 | 1.6498 | 1.6498 | [11 empty] | Framingham State University | 100 | Framingham State University | 100 | Non-regulated
Framingham State University Plant | 59717_G_NORTH | 59717 | G | NORTH |  | Combustion Turbine | IC Engine | NENGREST | Massachusetts | 25 | Middlesex | 17 | 25017 | 0.2 | 13469 | 2011 | 9999 |  |  | N | Distillate Fuel Oil | [13 empty] | 1.6498 | 1.6498 | 1.6498 | 1.6498 | [11 empty] | Framingham State University | 100 | Framingham State University | 100 | Non-regulated
Framingham State University Plant | 59717_G_OC | 59717 | G | OC |  | Combustion Turbine | IC Engine | NENGREST | Massachusetts | 25 | Middlesex | 17 | 25017 | 0.1 | 13469 | 2003 | 9999 |  |  | N | Distillate Fuel Oil | [13 empty] | 1.6498 | 1.6498 | 1.6498 | 1.6498 | [11 empty] | Framingham State University | 100 | Framingham State University | 100 | Non-regulated
Framingham State University Plant | 59717_G_PP | 59717 | G | PP |  | Combustion Turbine | IC Engine | NENGREST | Massachusetts | 25 | Middlesex | 17 | 25017 | 0.4 | 13469 | 2009 | 9999 |  |  | N | Distillate Fuel Oil | [13 empty] | 1.6498 | 1.6498 | 1.6498 | 1.6498 | [11 empty] | Framingham State University | 100 | Framingham State University | 100 | Non-regulated
Framingham State University Plant | 59717_G_TOW2 | 59717 | G | TOW2 |  | Combustion Turbine | IC Engine | NENGREST | Massachusetts | 25 | Middlesex | 17 | 25017 | 0.4 | 13469 | 2013 | 9999 |  |  | N | Distillate Fuel Oil | [13 empty] | 1.6498 | 1.6498 | 1.6498 | 1.6498 | [11 empty] | Framingham State University | 100 | Framingham State University | 100 | Non-regulated
Framingham State University Plant | 59717_G_WEST | 59717 | G | WEST |  | Combustion Turbine | IC Engine | NENGREST | Massachusetts | 25 | Middlesex | 17 | 25017 | 0.2 | 13469 | 2016 | 9999 |  |  | N | Distillate Fuel Oil | [13 empty] | 1.6498 | 1.6498 | 1.6498 | 1.6498 | [11 empty] | Framingham State University | 100 | Framingham State University | 100 | Non-regulated
Charlotte Solar LLC VT | 59719_G_CS001 | 59719 | G | CS001 |  | Solar PV |  | NENGREST | Vermont | 50 | Chittenden | 7 | 50007 | 2 | 0 | 2014 | 9999 |  |  | N | Solar | [13 empty] | 0 | 0 | 0 | 0 | [11 empty] | Charlotte Solar LLC | 100 | Altus Power America Management LLC | 100 | Non-regulated
Seville 1 | 59722_G_SEV1 | 59722 | G | SEV1 |  | Solar PV |  | WECC_IID | California | 6 | Imperial | 25 | 06025 | 20 | 0 | 2015 | 9999 |  |  | N | Solar | [13 empty] | 0 | 0 | 0 | 0 | [11 empty] | Seville Solar One LLC | 100 | Duke Energy Corp | 100 | Non-regulated
Seville 2 | 59723_G_SEV2 | 59723 | G | SEV2 |  | Solar PV |  | WECC_IID | California | 6 | Imperial | 25 | 06025 | 30 | 0 | 2015 | 9999 |  |  | N | Solar | [13 empty] | 0 | 0 | 0 | 0 | [11 empty] | Seville Solar Two LLC | 100 | Duke Energy Corp | 100 | Non-regulated
Scituate Wind | 59724_G_SCIWT | 59724 | G | SCIWT |  | Onshore Wind |  | NENGREST | Massachusetts | 25 | Plymouth | 23 | 25023 | 1.5 | 0 | 2012 | 9999 |  |  | N | Wind | [13 empty] | 0 | 0 | 0 | 0 | [11 empty] | Scituate Wind LLC | 100 | Solaya Energy | 100 | Non-regulated
Fairhaven Wind | 59725_G_FHWTG | 59725 | G | FHWTG |  | Onshore Wind |  | NENGREST | Massachusetts | 25 | Bristol | 5 | 25005 | 3 | 0 | 2012 | 9999 |  |  | N | Wind | [13 empty] | 0 | 0 | 0 | 0 | [11 empty] | Fairhaven Wind LLC | 100 | Sustainable Resources Group | 100 | Non-regulated
CML&P Generating Facility No. 2 | 59726_G_10 | 59726 | G | 10 |  | Combustion Turbine | IC Engine | SPP_N | Kansas | 20 | Montgomery | 125 | 20125 | 18.7 | 10745 | 2017 | 9999 |  |  | N | Natural Gas | [13 empty] | 1.061 | 1.061 | 1.061 | 1.061 | [11 empty] | Coffeyville Municipal Light & Power | 100 | Coffeyville Municipal Light & Power | 100 | Regulated
CML&P Generating Facility No. 2 | 59726_G_8 | 59726 | G | 8 |  | Combustion Turbine | IC Engine | SPP_N | Kansas | 20 | Montgomery | 125 | 20125 | 18.7 | 10745 | 2017 | 9999 |  |  | N | Natural Gas | [13 empty] | 1.061 | 1.061 | 1.061 | 1.061 | [11 empty] | Coffeyville Municipal Light & Power | 100 | Coffeyville Municipal Light & Power | 100 | Regulated
CML&P Generating Facility No. 2 | 59726_G_9 | 59726 | G | 9 |  | Combustion Turbine | IC Engine | SPP_N | Kansas | 20 | Montgomery | 125 | 20125 | 18.7 | 10745 | 2017 | 9999 |  |  | N | Natural Gas | [13 empty] | 1.061 | 1.061 | 1.061 | 1.061 | [11 empty] | Coffeyville Municipal Light & Power | 100 | Coffeyville Municipal Light & Power | 100 | Regulated
Bull Street Plant | 59727_G_GEN1 | 59727 | G | GEN1 |  | Combustion Turbine |  | S_VACA | South Carolina | 45 | Orangeburg | 75 | 45075 | 2 | 19558 | 2005 | 9999 |  |  | N | Natural Gas | [13 empty] | 0.23894 | 0.23894 | 0.23894 | 0.23894 | [11 empty] | Orangeburg SC (City of) | 100 | Orangeburg SC (City of) | 100 | Regulated
Substation 20 Plant | 59728_G_GEN1 | 59728 | G | GEN1 |  | Combustion Turbine |  | S_VACA | South Carolina | 45 | Orangeburg | 75 | 45075 | 2 | 25000 | 2014 | 9999 |  |  | N | Natural Gas | [13 empty] | 0.23894 | 0.23894 | 0.23894 | 0.23894 | [11 empty] | Orangeburg SC (City of) | 100 | Orangeburg SC (City of) | 100 | Regulated
Macon Solar Power Project | 59729_G_MSF1 | 59729 | G | MSF1 |  | Solar PV |  | SPP_N | Missouri | 29 | Macon | 121 | 29121 | 2.8 | 0 | 2015 | 9999 |  |  | N | Solar | [13 empty] | 0 | 0 | 0 | 0 | [11 empty] | MC Power Companies Inc | 100 | MC Power Companies | 100 | Non-regulated
SEPV 18 | 59730_G_SPV18 | 59730 | G | SPV18 |  | Solar PV |  | WEC_LADW | California | 6 | Los Angeles | 37 | 06037 | 2 | 0 | 2016 | 9999 |  |  | N | Solar | [13 empty] | 0 | 0 | 0 | 0 | [11 empty] | Sustainable Power Group LLC | 100 | Sustainable Power Group LLC | 100 | Non-regulated
Templeton | 59731_G_TEMPL | 59731 | G | TEMPL |  | Solar PV |  | NENGREST | Massachusetts | 25 | Worcester | 27 | 25027 | 3 | 0 | 2014 | 9999 |  |  | N | Solar | [13 empty] | 0 | 0 | 0 | 0 | [11 empty] | Sunny Templeton LLC | 100 | WEC Energy Group Inc | 100 | Non-regulated
Green Pastures Wind I | 59732_G_GPI | 59732 | G | GPI |  | Onshore Wind |  | ERC_WEST | Texas | 48 | Baylor | 23 | 48023 | 150 | 0 | 2015 | 9999 |  |  | N | Wind | [13 empty] | 0 | 0 | 0 | 0 | [11 empty] | Green Pastures Wind I LLC | 100 | Capital Dynamics | 100 | Non-regulated
Green Pastures Wind II | 59733_G_GPII | 59733 | G | GPII |  | Onshore Wind |  | ERC_WEST | Texas | 48 | Knox | 275 | 48275 | 150 | 0 | 2015 | 9999 |  |  | N | Wind | [13 empty] | 0 | 0 | 0 | 0 | [11 empty] | Green Pastures Wind II LLC | 100 | Capital Dynamics | 100 | Non-regulated
Briscoe Wind Farm | 59734_G_BFW | 59734 | G | BFW |  | Onshore Wind |  | ERC_PHDL | Texas | 48 | Briscoe | 45 | 48045 | 150 | 0 | 2015 | 9999 |  |  | N | Wind | [13 empty] | 0 | 0 | 0 | 0 | [11 empty] | Briscoe Wind Farm LLC | 100 | Capital Dynamics | 100 | Non-regulated
Kirkwood Wind Turbine | 59735_G_KCC01 | 59735 | G | KCC01 |  | Onshore Wind |  | MIS_IA | Iowa | 19 | Linn | 113 | 19113 | 0.7 | 0 | 2012 | 9999 |  |  | N | Wind | [13 empty] | 0 | 0 | 0 | 0 | [11 empty] | Kirkwood Community College | 100 | Kirkwood Community College | 100 | Non-regulated
Valentine Wind, LLC | 59736_G_7772 | 59736 | G | 7772 |  | Onshore Wind |  | SPP_NEBR | Nebraska | 31 | Cherry | 31 | 31031 | 1.9 | 0 | 2014 | 9999 |  |  | N | Wind | [13 empty] | 0 | 0 | 0 | 0 | [11 empty] | Valentine Wind LLC | 100 | Bluestem LLC | 100 | Non-regulated
Aspiration G | 59737_G_ASPRG | 59737 | G | ASPRG |  | Solar PV |  | WEC_CALN | California | 6 | Fresno | 19 | 06019 | 9 | 0 | 2017 | 9999 |  |  | N | Solar | [13 empty] | 0 | 0 | 0 | 0 | [11 empty] | sPower | 100 | AES Corp (The) | 100 | Non-regulated
Citizen B | 59738_G_CSB | 59738 | G | CSB |  | Solar PV |  | WEC_CALN | California | 6 | Fresno | 19 | 06019 | 5 | 0 | 2015 | 9999 |  |  | N | Solar | [13 empty] | 0 | 0 | 0 | 0 | [11 empty] | Citizen Solar B LLC | 100 | Sustainable Power Group LLC | 100 | Non-regulated
Lancaster WAD B | 59739_G_LWADB | 59739 | G | LWADB |  | Solar PV |  | WEC_LADW | California | 6 | Los Angeles | 37 | 06037 | 3 | 0 | 2017 | 9999 |  |  | N | Solar | [13 empty] | 0 | 0 | 0 | 0 | [11 empty] | Lancaster WAD B LLC | 50 | Martifer Solar | 50 | Non-regulated
SEPV Mojave West | 59740_G_SPVMW | 59740 | G | SPVMW |  | Solar PV |  | WECC_SCE | California | 6 | Kern | 29 | 06029 | 20 | 0 | 2016 | 9999 |  |  | N | Solar | [13 empty] | 0 | 0 | 0 | 0 | [11 empty] | SEPV Mojave West LLC | 100 | AES Corp (The) | 100 | Non-regulated
Barton Solar Farm | 59741_G_BARTN | 59741 | G | BARTN |  | Solar PV |  | NENGREST | Vermont | 50 | Orleans | 19 | 50019 | 1.9 | 0 | 2014 | 9999 |  |  | N | Solar | [13 empty] | 0 | 0 | 0 | 0 | [11 empty] | Barton Solar LLC | 100 | Robert P Grant | 100 | Non-regulated
Sunnyside Ranch Community Solar Array | 59742_G_HCE | 59742 | G | HCE |  | Solar PV |  | WECC_CO | Colorado | 8 | Garfield | 45 | 08045 | 1.5 | 0 | 2015 | 9999 |  |  | N | Solar | [13 empty] | 0 | 0 | 0 | 0 | [11 empty] | Clean Energy Collective LLC | 100 | Clean Energy Collective LLC | 100 | Regulated
Chimes West Friendship (Nixon Farms) | 59743_G_1 | 59743 | G | 1 |  | Solar PV |  | PJM_SMAC | Maryland | 24 | Howard | 27 | 24027 | 1.2 | 0 | 2014 | 9999 |  |  | N | Solar | [13 empty] | 0 | 0 | 0 | 0 | [11 empty] | SunE SEM 1 LLC | 100 | SunEdison | 100 | Non-regulated
Lakeland Electric Co. (FL)-Airport 1 | 59744_G_1 | 59744 | G | 1 |  | Solar PV |  | FRCC | Florida | 12 | Polk | 105 | 12105 | 2.3 | 0 | 2011 | 9999 |  |  | N | Solar | [13 empty] | 0 | 0 | 0 | 0 | [11 empty] | SunE W12DG B LLC | 100 | SunEdison | 100 | Non-regulated
Leominster (MA)-South Street-R&D | 59745_G_1 | 59745 | G | 1 |  | Solar PV |  | NENGREST | Massachusetts | 25 | Middlesex | 17 | 25017 | 2.6 | 0 | 2013 | 9999 |  |  | N | Solar | [13 empty] | 0 | 0 | 0 | 0 | [11 empty] | South Street Solar LLC | 100 | Gehrlicher Solar America Corp | 100 | Non-regulated
DSH (CA) - Coalinga State Hospital | 59746_G_1 | 59746 | G | 1 |  | Solar PV |  | WEC_CALN | California | 6 | Fresno | 19 | 06019 | 2.6 | 0 | 2014 | 9999 |  |  | N | Solar | [13 empty] | 0 | 0 | 0 | 0 | [11 empty] | SunE Coalinga SH Owner LLC | 100 | SunEdison | 100 | Non-regulated
River Mountains Solar | 59747_G_1 | 59747 | G | 1 |  | Solar PV |  | WECC_SNV | Nevada | 32 | Clark | 3 | 32003 | 14.4 | 0 | 2016 | 9999 |  |  | N | Solar | [13 empty] | 0 | 0 | 0 | 0 | [11 empty] | Terraform Utility Solar XIX LLC | 100 | SunEdison | 100 | Non-regulated
CDCR (CA) - Pleasant Valley State Prison | 59748_G_1 | 59748 | G | 1 |  | Solar PV |  | WEC_CALN | California | 6 | Fresno | 19 | 06019 | 1.2 | 0 | 2014 | 9999 |  |  | N | Solar | [13 empty] | 0 | 0 | 0 | 0 | [11 empty] | SunE Pleasant Valley SP Owner LLC | 100 | SunEdison | 100 | Non-regulated
UMES (MD) - Princess Anne | 59749_G_1 | 59749 | G | 1 |  | Solar PV |  | PJM_EMAC | Maryland | 24 | Somerset | 39 | 24039 | 2.1 | 0 | 2011 | 9999 |  |  | N | Solar | [13 empty] | 0 | 0 | 0 | 0 | [11 empty] | SunEdison | 100 | SunEdison | 100 | Non-regulated
Bourne (MA) - Holliston I | 59750_G_1 | 59750 | G | 1 |  | Solar PV |  | NENGREST | Massachusetts | 25 | Middlesex | 17 | 25017 | 2.4 | 0 | 2014 | 9999 |  |  | N | Solar | [13 empty] | 0 | 0 | 0 | 0 | [11 empty] | SunE Solar XV Lessor LLC | 100 | Brookfield Asset Management Inc | 100 | Non-regulated
Wilzig Associates, LLC | 59751_G_WILZG | 59751 | G | WILZG |  | Solar PV |  | PJM_EMAC | New Jersey | 34 | Bergen | 3 | 34003 | 1.2 | 0 | 2013 | 9999 |  |  | N | Solar | [13 empty] | 0 | 0 | 0 | 0 | [11 empty] | Wilzig Associates LLC | 100 | Wilzig Associates LLC | 100 | Non-regulated
BlueWave Capital - Grafton (SREC II) | 59752_G_1 | 59752 | G | 1 |  | Solar PV |  | NENGREST | Massachusetts | 25 | Worcester | 27 | 25027 | 1.3 | 0 | 2015 | 9999 |  |  | N | Solar | [13 empty] | 0 | 0 | 0 | 0 | [11 empty] | SunEdison YieldCo DG Holdings LLC | 100 | Brookfield Asset Management Inc | 100 | Non-regulated
Lakeland Electric Co. (FL) - Airport II | 59754_G_1 | 59754 | G | 1 |  | Solar PV |  | FRCC | Florida | 12 | Polk | 105 | 12105 | 3.5 | 0 | 2012 | 9999 |  |  | N | Solar | [13 empty] | 0 | 0 | 0 | 0 | [11 empty] | SunE RBPC5 LLC | 100 | SunEdison | 100 | Non-regulated
Chester Power Partners | 59755_G_PVS1 | 59755 | G | PVS1 |  | Solar PV |  | NENGREST | Vermont | 50 | Windsor | 27 | 50027 | 2.2 | 0 | 2014 | 9999 |  |  | N | Solar | [13 empty] | 0 | 0 | 0 | 0 | [11 empty] | Chester Power Partners LLC | 100 | True Green Capital Management LLC | 100 | Non-regulated
Pryor Mountain Wind | 59757_G_1 | 59757 | G | 1 |  | Onshore Wind |  | WECC_MT | Montana | 30 | Carbon | 9 | 30009 | 239.8 | 0 | 2021 | 9999 |  |  | N | Wind | [11 empty] | 0 |  | 0 | 0 | 0 | 0 | [11 empty] | PacifiCorp | 100 | PacifiCorp | 100 | Regulated
Glades Pike Generation Plant | 59759_G_CAT1 | 59759 | G | CAT1 |  | Landfill Gas |  | PJM_PENE | Pennsylvania | 42 | Somerset | 111 | 42111 | 1.6 | 14103 | 2011 | 9999 |  |  | N | Landfill Gas | [13 empty] | 0.22117 | 0.22117 | 0.22117 | 0.22117 | [11 empty] | Pennsylvania Dep of Corrections | 100 | Pennsylvania Dep of Corrections | 100 | Non-regulated
Glades Pike Generation Plant | 59759_G_CAT2 | 59759 | G | CAT2 |  | Landfill Gas |  | PJM_PENE | Pennsylvania | 42 | Somerset | 111 | 42111 | 1.6 | 14103 | 2011 | 9999 |  |  | N | Landfill Gas | [13 empty] | 0.22117 | 0.22117 | 0.22117 | 0.22117 | [11 empty] | Pennsylvania Dep of Corrections | 100 | Pennsylvania Dep of Corrections | 100 | Non-regulated
Red Hill Solar Center, LLC | 59760_G_RHILL | 59760 | G | RHILL |  | Solar PV |  | S_VACA | North Carolina | 37 | Warren | 185 | 37185 | 4.9 | 0 | 2014 | 9999 |  |  | N | Solar | [13 empty] | 0 | 0 | 0 | 0 | [11 empty] | Red Hill Solar Center LLC | 100 | Heliosage Energy LLC | 100 | Non-regulated
Van Slyke Solar Center, LLC | 59761_G_VSLYK | 59761 | G | VSLYK |  | Solar PV |  | S_VACA | North Carolina | 37 | Wilson | 195 | 37195 | 4.9 | 0 | 2014 | 9999 |  |  | N | Solar | [13 empty] | 0 | 0 | 0 | 0 | [11 empty] | Van Slyke Solar Center LLC | 100 | Heliosage Energy LLC | 100 | Non-regulated
Broadway Solar Center, LLC | 59762_G_BRDWY | 59762 | G | BRDWY |  | Solar PV |  | S_VACA | North Carolina | 37 | Columbus | 47 | 37047 | 4.9 | 0 | 2014 | 9999 |  |  | N | Solar | [13 empty] | 0 | 0 | 0 | 0 | [11 empty] | Broadway Solar Center LLC | 100 | Heliosage Energy LLC | 100 | Non-regulated
Robeson County LFG to Energy | 59763_G_GEN01 | 59763 | G | GEN01 |  | Landfill Gas |  | S_VACA | North Carolina | 37 | Robeson | 155 | 37155 | 1 | 14103 | 2012 | 9999 |  |  | N | Landfill Gas | [13 empty] | 0.22117 | 0.22117 | 0.22117 | 0.22117 | [11 empty] | Robeson County Landfill | 100 | Robeson County Landfill | 100 | Non-regulated
Robeson County LFG to Energy | 59763_G_GEN02 | 59763 | G | GEN02 |  | Landfill Gas |  | S_VACA | North Carolina | 37 | Robeson | 155 | 37155 | 1 | 14103 | 2015 | 9999 |  |  | N | Landfill Gas | [13 empty] | 0.22117 | 0.22117 | 0.22117 | 0.22117 | [11 empty] | Robeson County Landfill | 100 | Robeson County Landfill | 100 | Non-regulated
Oregon Clean Energy Center | 59764_G_CTG11 | 59764 | G | CTG11 | 90998 | Combined Cycle |  | PJM_ATSI | Ohio | 39 | Lucas | 95 | 39095 | 256.5 | 7050 | 2017 | 9999 |  |  | N | Natural Gas |  |  |  |  | SCR | [8 empty] | 0.00544 | 0.00544 | 0.00544 | 0.00544 | [11 empty] | Oregon Clean Energy LLC | 100 | North American Project Development LLC | 100 | Non-regulated
Oregon Clean Energy Center | 59764_G_CTG12 | 59764 | G | CTG12 | 90999 | Combined Cycle |  | PJM_ATSI | Ohio | 39 | Lucas | 95 | 39095 | 256.5 | 7050 | 2017 | 9999 |  |  | N | Natural Gas |  |  |  |  | SCR | [8 empty] | 0.00544 | 0.00544 | 0.00544 | 0.00544 | [11 empty] | Oregon Clean Energy LLC | 100 | North American Project Development LLC | 100 | Non-regulated
Oregon Clean Energy Center | 59764_G_EDG13 | 59764 | G | EDG13 |  | Combustion Turbine | IC Engine | PJM_ATSI | Ohio | 39 | Lucas | 95 | 39095 | 1.5 | 12283 | 2017 | 9999 |  |  | N | Distillate Fuel Oil | [13 empty] | 1.6498 | 1.6498 | 1.6498 | 1.6498 | [11 empty] | Oregon Clean Energy LLC | 100 | North American Project Development LLC | 100 | Non-regulated
Oregon Clean Energy Center | 59764_G_STG10 | 59764 | G | STG10 | 90998 | Combined Cycle |  | PJM_ATSI | Ohio | 39 | Lucas | 95 | 39095 | 334.6 | 7050 | 2017 | 9999 |  |  | N | Natural Gas |  |  |  | NH3 | SCR | [8 empty] | 0.00544 | 0.00544 | 0.00544 | 0.00544 | [11 empty] | Oregon Clean Energy LLC | 100 | North American Project Development LLC | 100 | Non-regulated
Stetson Road Solar - Barre I | 59765_G_BI | 59765 | G | BI |  | Solar PV |  | NENGREST | Massachusetts | 25 | Worcester | 27 | 25027 | 2 | 0 | 2014 | 9999 |  |  | N | Solar | [13 empty] | 0 | 0 | 0 | 0 | [11 empty] | Kearsarge Barre I LLC | 100 | Kearsarge Energy LP | 100 | Non-regulated
Barre II Solar Project | 59766_G_BII | 59766 | G | BII |  | Solar PV |  | NENGREST | Massachusetts | 25 | Worcester | 27 | 25027 | 1.5 | 0 | 2014 | 9999 |  |  | N | Solar | [13 empty] | 0 | 0 | 0 | 0 | [11 empty] | Kearsarge Barre II LLC | 100 | Kearsarge Energy LP | 100 | Non-regulated
Chester Solar Farm | 59767_G_CHSTR | 59767 | G | CHSTR |  | Solar PV |  | NENGREST | Massachusetts | 25 | Hampden | 13 | 25013 | 4.8 | 0 | 2014 | 9999 |  |  | N | Solar | [13 empty] | 0 | 0 | 0 | 0 | [11 empty] | Kearsarge Chester LLC | 100 | Kearsarge Energy LP | 100 | Non-regulated
Concord Solar Farm | 59768_G_CMLP | 59768 | G | CMLP |  | Solar PV |  | NENGREST | Massachusetts | 25 | Middlesex | 17 | 25017 | 1.5 | 0 | 2014 | 9999 |  |  | N | Solar | [13 empty] | 0 | 0 | 0 | 0 | [11 empty] | Kearsarge Concord LLC | 100 | Kearsarge Energy LP | 100 | Non-regulated
TIA Solar | 59769_G_1 | 59769 | G | 1 |  | Solar PV |  | FRCC | Florida | 12 | Hillsborough | 57 | 12057 | 1.6 | 0 | 2015 | 9999 |  |  | N | Solar | [13 empty] | 0 | 0 | 0 | 0 | [11 empty] | Tampa Electric Co | 100 | TECO Energy Inc | 100 | Regulated
IMPA Pendleton Solar Park | 59770_G_SPEND | 59770 | G | SPEND |  | Solar PV |  | PJM_West | Indiana | 18 | Madison | 95 | 18095 | 2 | 0 | 2015 | 9999 |  |  | N | Solar | [13 empty] | 0 | 0 | 0 | 0 | [11 empty] | Indiana Municipal Power Agency | 100 | Indiana Municipal Power Agency | 100 | Regulated
Jefferson Solar Park | 59771_G_JSP01 | 59771 | G | JSP01 |  | Solar PV |  | MIS_WUMS | Wisconsin | 55 | Jefferson | 55 | 55055 | 1 | 0 | 2013 | 9999 |  |  | N | Solar | [13 empty] | 0 | 0 | 0 | 0 | [11 empty] | Half Moon Ventures LLC | 100 | Half Moon Ventures LLC | 100 | Non-regulated
KCP&L SmartGrid Innovation Park | 59772_G_1 | 59772 | G | 1 |  | Energy Storage |  | SPP_N | Missouri | 29 | Jackson | 95 | 29095 | 1 | 0 | 2012 | 9999 |  |  | N | Energy Storage | [13 empty] | 0 | 0 | 0 | 0 | [11 empty] | Evergy Metro Inc | 100 | Evergy Inc | 100 | Regulated
Carroll County Energy | 59773_G_CGT1 | 59773 | G | CGT1 | 91034 | Combined Cycle |  | PJM_ATSI | Ohio | 39 | Carroll | 19 | 39019 | 213.3 | 7107 | 2017 | 9999 |  |  | N | Natural Gas |  |  |  | DLNB | SCR | [8 empty] | 0.00564 | 0.00564 | 0.00564 | 0.00564 | [11 empty] | Carroll County Energy LLC | 100 | Advanced Power Services LLC | 100 | Non-regulated
Carroll County Energy | 59773_G_CGT2 | 59773 | G | CGT2 | 91033 | Combined Cycle |  | PJM_ATSI | Ohio | 39 | Carroll | 19 | 39019 | 213.3 | 7107 | 2017 | 9999 |  |  | N | Natural Gas |  |  |  | DLNB | SCR | [8 empty] | 0.00564 | 0.00564 | 0.00564 | 0.00564 | [11 empty] | Carroll County Energy LLC | 100 | Advanced Power Services LLC | 100 | Non-regulated
Carroll County Energy | 59773_G_SGT1 | 59773 | G | SGT1 | 91034 | Combined Cycle |  | PJM_ATSI | Ohio | 39 | Carroll | 19 | 39019 | 288 | 7107 | 2017 | 9999 |  |  | N | Natural Gas |  |  |  | DLNB | SCR | [8 empty] | 0.00564 | 0.00564 | 0.00564 | 0.00564 | [11 empty] | Carroll County Energy LLC | 100 | Advanced Power Services LLC | 100 | Non-regulated
BioTown Ag | 59774_G_ENG1 | 59774 | G | ENG1 |  | Non-Fossil Waste |  | MIS_INKY | Indiana | 18 | White | 181 | 18181 | 1 | 10701 | 2011 | 9999 |  |  | Y | Non-Fossil Waste | [13 empty] | 0 | 0 | 0 | 0 | [11 empty] | BioTown Ag | 100 | Bio Town Ag | 100 | Non-regulated
BioTown Ag | 59774_G_ENG2 | 59774 | G | ENG2 |  | Non-Fossil Waste |  | MIS_INKY | Indiana | 18 | White | 181 | 18181 | 1 | 10701 | 2011 | 9999 |  |  | Y | Non-Fossil Waste | [13 empty] | 0 | 0 | 0 | 0 | [11 empty] | BioTown Ag | 100 | Bio Town Ag | 100 | Non-regulated
BioTown Ag | 59774_G_ENG3 | 59774 | G | ENG3 |  | Non-Fossil Waste |  | MIS_INKY | Indiana | 18 | White | 181 | 18181 | 1 | 10701 | 2011 | 9999 |  |  | Y | Non-Fossil Waste | [13 empty] | 0 | 0 | 0 | 0 | [11 empty] | BioTown Ag | 100 | Bio Town Ag | 100 | Non-regulated
BioTown Ag | 59774_G_ENG4 | 59774 | G | ENG4 |  | Non-Fossil Waste |  | MIS_INKY | Indiana | 18 | White | 181 | 18181 | 1 | 10701 | 2014 | 9999 |  |  | Y | Non-Fossil Waste | [13 empty] | 0 | 0 | 0 | 0 | [11 empty] | BioTown Ag | 100 | Bio Town Ag | 100 | Non-regulated
BioTown Ag | 59774_G_ENG5 | 59774 | G | ENG5 |  | Non-Fossil Waste |  | MIS_INKY | Indiana | 18 | White | 181 | 18181 | 1 | 10701 | 2014 | 9999 |  |  | Y | Non-Fossil Waste | [13 empty] | 0 | 0 | 0 | 0 | [11 empty] | BioTown Ag | 100 | Bio Town Ag | 100 | Non-regulated
BioTown Ag | 59774_G_ENG6 | 59774 | G | ENG6 |  | Non-Fossil Waste |  | MIS_INKY | Indiana | 18 | White | 181 | 18181 | 1 | 10701 | 2014 | 9999 |  |  | Y | Non-Fossil Waste | [13 empty] | 0 | 0 | 0 | 0 | [11 empty] | BioTown Ag | 100 | Bio Town Ag | 100 | Non-regulated
Adams Farm Solar | 59775_G_ADAMS | 59775 | G | ADAMS |  | Solar PV |  | NENGREST | Massachusetts | 25 | Worcester | 27 | 25027 | 3 | 0 | 2013 | 9999 |  |  | N | Solar | [13 empty] | 0 | 0 | 0 | 0 | [11 empty] | Adams Farm Solar LLC | 100 | Barron Partners LP | 100 | Non-regulated
RGS-Rutland VNM SREC II Project (MA) | 59777_G_1 | 59777 | G | 1 |  | Solar PV |  | NENGREST | Massachusetts | 25 | Worcester | 27 | 25027 | 2 | 0 | 2015 | 9999 |  |  | N | Solar | [13 empty] | 0 | 0 | 0 | 0 | [11 empty] | Terraform Solar XVII LLC | 100 | Brookfield Asset Management Inc | 100 | Non-regulated
Eden Solar LLC | 59778_G_EDENS | 59778 | G | EDENS |  | Solar PV |  | S_VACA | North Carolina | 37 | Richmond | 153 | 37153 | 47.7 | 0 | 2015 | 9999 |  |  | N | Solar | [13 empty] | 0 | 0 | 0 | 0 | [11 empty] | Eden Solar LLC | 100 | FTP Power LLC | 100 | Non-regulated
Davis Monthan AFB (AZ) West Airfield | 59779_G_1 | 59779 | G | 1 |  | Solar PV |  | WECC_AZ | Arizona | 4 | Pima | 19 | 04019 | 12.6 | 0 | 2014 | 9999 |  |  | N | Solar | [13 empty] | 0 | 0 | 0 | 0 | [11 empty] | SunE DM LLC | 100 | Macquarie Bank Limited | 100 | Non-regulated
New Bedford (MA) Plymouth | 59780_G_1 | 59780 | G | 1 |  | Solar PV |  | NENGREST | Massachusetts | 25 | Plymouth | 23 | 25023 | 4.3 | 0 | 2014 | 9999 |  |  | N | Solar | [13 empty] | 0 | 0 | 0 | 0 | [11 empty] | BWC Origination 4 LLC | 100 | D E Shaw & Co LP | 100 | Non-regulated
Upper Blackstone (MA) Treasure Valley | 59781_G_1 | 59781 | G | 1 |  | Solar PV |  | NENGREST | Massachusetts | 25 | Worcester | 27 | 25027 | 5 | 0 | 2014 | 9999 |  |  | N | Solar | [13 empty] | 0 | 0 | 0 | 0 | [11 empty] | SunE Solar XV Lessor LLC | 100 | Brookfield Asset Management Inc | 100 | Non-regulated
Gila River Power Block 3 | 59784_G_CTG5 | 59784 | G | CTG5 | 8516 | Combined Cycle |  | WECC_AZ | Arizona | 4 | Maricopa | 13 | 04013 | 146 | 7536 | 2003 | 9999 |  |  | N | Natural Gas |  |  |  | DLNB | SCR | [8 empty] | 0.00726 | 0.00726 | 0.00726 | 0.00726 | [11 empty] | Tucson Electric Power Co | 100 | Uns Energy Corp | 100 | Regulated
Gila River Power Block 3 | 59784_G_CTG6 | 59784 | G | CTG6 | 8518 | Combined Cycle |  | WECC_AZ | Arizona | 4 | Maricopa | 13 | 04013 | 146 | 7536 | 2003 | 9999 |  |  | N | Natural Gas |  |  |  | DLNB | SCR | [8 empty] | 0.00726 | 0.00726 | 0.00726 | 0.00726 | [11 empty] | Tucson Electric Power Co | 100 | Uns Energy Corp | 100 | Regulated
Gila River Power Block 3 | 59784_G_ST11 | 59784 | G | ST11 | 8516 | Combined Cycle |  | WECC_AZ | Arizona | 4 | Maricopa | 13 | 04013 | 223 | 7536 | 2003 | 9999 |  |  | N | Natural Gas |  |  |  | LNB + NH3 | SCR | [8 empty] | 0.00726 | 0.00726 | 0.00726 | 0.00726 | [11 empty] | Tucson Electric Power Co | 100 | Uns Energy Corp | 100 | Regulated
Fremont Community Digester, LLC | 59785_G_19001 | 59785 | G | 19001 |  | Non-Fossil Waste |  | MIS_LMI | Michigan | 26 | Newaygo | 123 | 26123 | 2.9 | 5883 | 2012 | 9999 |  |  | Y | Non-Fossil Waste | [13 empty] | 0 | 0 | 0 | 0 | [11 empty] | Fremont Community Digester LLC | 100 | Indus Energy LLC | 100 | Non-regulated
Fremont Community Digester, LLC | 59785_G_19002 | 59785 | G | 19002 |  | Non-Fossil Waste |  | MIS_LMI | Michigan | 26 | Newaygo | 123 | 26123 | 2.9 | 13500 | 2012 | 9999 |  |  | N | Non-Fossil Waste | [13 empty] | 0 | 0 | 0 | 0 | [11 empty] | Fremont Community Digester LLC | 100 | Indus Energy LLC | 100 | Non-regulated
Fiddler's Canyon #2 | 59786_G_FID2 | 59786 | G | FID2 |  | Solar PV |  | WECC_UT | Utah | 49 | Iron | 21 | 49021 | 3 | 0 | 2015 | 9999 |  |  | N | Solar | [13 empty] | 0 | 0 | 0 | 0 | [11 empty] | SunE Solar XVII Project2 LLC | 100 | SunEdison | 100 | Non-regulated
Fiddler's Canyon #1 | 59787_G_FID1 | 59787 | G | FID1 |  | Solar PV |  | WECC_UT | Utah | 49 | Iron | 21 | 49021 | 3 | 0 | 2015 | 9999 |  |  | N | Solar | [13 empty] | 0 | 0 | 0 | 0 | [11 empty] | SunE Solar XVII Project1 LLC | 100 | SunEdison | 100 | Non-regulated
Advance Stores Company, Inc | 59788_G_PV1 | 59788 | G | PV1 |  | Solar PV |  | NENG_CT | Connecticut | 9 | Hartford | 3 | 09003 | 1 | 0 | 2014 | 9999 |  |  | N | Solar | [13 empty] | 0 | 0 | 0 | 0 | [11 empty] | SolarCity Corp | 100 | Tesla Inc | 100 | Non-regulated
Millbrook School | 59789_G_PV1 | 59789 | G | PV1 |  | Solar PV |  | NY_Z_G-I | New York | 36 | Dutchess | 27 | 36027 | 1.4 | 0 | 2015 | 9999 |  |  | N | Solar | [13 empty] | 0 | 0 | 0 | 0 | [11 empty] | SolarCity Corp | 100 | Tesla Inc | 100 | Non-regulated
Oregon University System Rabbit Field | 59790_G_PV1 | 59790 | G | PV1 |  | Solar PV |  | WECC_PNW | Oregon | 41 | Benton | 3 | 41003 | 1.2 | 0 | 2014 | 9999 |  |  | N | Solar | [13 empty] | 0 | 0 | 0 | 0 | [11 empty] | SolarCity Corp | 100 | Tesla Inc | 100 | Non-regulated
Orchard Hills Renewable Energy Station | 59792_G_1 | 59792 | G | 1 |  | Landfill Gas |  | PJM_COMD | Illinois | 17 | Ogle | 141 | 17141 | 2.2 | 13500 | 2016 | 9999 |  |  | N | Landfill Gas | [13 empty] | 0.22117 | 0.22117 | 0.22117 | 0.22117 | [11 empty] | Hoosier Energy Rural Electric Coop Inc | 100 | Hoosier Energy Rural Electric Coop Inc | 100 | Regulated
Orchard Hills Renewable Energy Station | 59792_G_2 | 59792 | G | 2 |  | Landfill Gas |  | PJM_COMD | Illinois | 17 | Ogle | 141 | 17141 | 2.2 | 13500 | 2016 | 9999 |  |  | N | Landfill Gas | [13 empty] | 0.22117 | 0.22117 | 0.22117 | 0.22117 | [11 empty] | Hoosier Energy Rural Electric Coop Inc | 100 | Hoosier Energy Rural Electric Coop Inc | 100 | Regulated
Orchard Hills Renewable Energy Station | 59792_G_3 | 59792 | G | 3 |  | Landfill Gas |  | PJM_COMD | Illinois | 17 | Ogle | 141 | 17141 | 2.2 | 13500 | 2016 | 9999 |  |  | N | Landfill Gas | [13 empty] | 0.22117 | 0.22117 | 0.22117 | 0.22117 | [11 empty] | Hoosier Energy Rural Electric Coop Inc | 100 | Hoosier Energy Rural Electric Coop Inc | 100 | Regulated
Orchard Hills Renewable Energy Station | 59792_G_4 | 59792 | G | 4 |  | Landfill Gas |  | PJM_COMD | Illinois | 17 | Ogle | 141 | 17141 | 2.2 | 13500 | 2016 | 9999 |  |  | N | Landfill Gas | [13 empty] | 0.22117 | 0.22117 | 0.22117 | 0.22117 | [11 empty] | Hoosier Energy Rural Electric Coop Inc | 100 | Hoosier Energy Rural Electric Coop Inc | 100 | Regulated
Orchard Hills Renewable Energy Station | 59792_G_5 | 59792 | G | 5 |  | Landfill Gas |  | PJM_COMD | Illinois | 17 | Ogle | 141 | 17141 | 2.2 | 13500 | 2016 | 9999 |  |  | N | Landfill Gas | [13 empty] | 0.22117 | 0.22117 | 0.22117 | 0.22117 | [11 empty] | Hoosier Energy Rural Electric Coop Inc | 100 | Hoosier Energy Rural Electric Coop Inc | 100 | Regulated
Orchard Hills Renewable Energy Station | 59792_G_6 | 59792 | G | 6 |  | Landfill Gas |  | PJM_COMD | Illinois | 17 | Ogle | 141 | 17141 | 2.2 | 13500 | 2016 | 9999 |  |  | N | Landfill Gas | [13 empty] | 0.22117 | 0.22117 | 0.22117 | 0.22117 | [11 empty] | Hoosier Energy Rural Electric Coop Inc | 100 | Hoosier Energy Rural Electric Coop Inc | 100 | Regulated
Chicago West Side Energy Center | 59794_G_GEN1 | 59794 | G | GEN1 |  | Combustion Turbine |  | PJM_COMD | Illinois | 17 | Cook | 31 | 17031 | 3.5 | 8700 | 2003 | 2045 |  |  | Y | Natural Gas | [13 empty] | 0.16383 | 0.16383 | 0.16383 | 0.16383 | [11 empty] | US Dept of Veterans Affairs | 100 | US Dept of Veterans Affairs | 100 | Non-regulated
Ahoskie | 59795_G_FLS1 | 59795 | G | FLS1 |  | Solar PV |  | PJM_Dom | North Carolina | 37 | Hertford | 91 | 37091 | 5 | 0 | 2018 | 9999 |  |  | N | Solar | [13 empty] | 0 | 0 | 0 | 0 | [11 empty] | Solar Green Storage LLC | 100 | Solar Green Storage LLC | 100 | Non-regulated
Kelford | 59796_G_FLS1 | 59796 | G | FLS1 |  | Solar PV |  | PJM_Dom | North Carolina | 37 | Bertie | 15 | 37015 | 4.7 | 0 | 2016 | 9999 |  |  | N | Solar | [13 empty] | 0 | 0 | 0 | 0 | [11 empty] | TWE Kelford Solar Project LLC | 100 | Enel SpA | 100 | Non-regulated
Bayonne MUA- Leitner-Poma Wind Turbine | 59797_G_WT1 | 59797 | G | WT1 |  | Onshore Wind |  | PJM_EMAC | New Jersey | 34 | Hudson | 17 | 34017 | 0.1 | 0 | 2012 | 9999 |  |  | N | Wind | [13 empty] | 0 | 0 | 0 | 0 | [11 empty] | Bayonne Municipal Utility Authority | 100 | Bayonne Municipal Utility Authority | 100 | Non-regulated
Colon PV | 59798_G_W4172 | 59798 | G | W4172 |  | Solar PV |  | WEC_LADW | California | 6 | Los Angeles | 37 | 06037 | 0.9 | 0 | 2015 | 9999 |  |  | N | Solar | [13 empty] | 0 | 0 | 0 | 0 | [11 empty] | Colonfit LLC | 100 | Colonfit LLC | 100 | Non-regulated
Amazon San Bernardino | 59800_G_AMZ00 | 59800 | G | AMZ00 |  | Fuel Cell |  | WECC_SCE | California | 6 | San Bernardino | 71 | 06071 | 1 | 7002 | 2014 | 9999 |  |  | N | Natural Gas | [13 empty] | 0 | 0 | 0 | 0 | [11 empty] | Bloom Energy Corp | 100 | Bloom Energy Corp | 100 | Non-regulated
IBM Southbury | 59801_G_IBM00 | 59801 | G | IBM00 |  | Fuel Cell |  | NENG_CT | Connecticut | 9 | New Haven | 9 | 09009 | 1 | 6923 | 2014 | 9999 |  |  | N | Natural Gas | [13 empty] | 0 | 0 | 0 | 0 | [11 empty] | Bloom Energy Corp | 100 | Bloom Energy Corp | 100 | Non-regulated
Maxim | 59802_G_MXM00 | 59802 | G | MXM00 |  | Fuel Cell |  | WEC_CALN | California | 6 | Santa Clara | 85 | 06085 | 1 | 5901 | 2014 | 9999 |  |  | N | Natural Gas | [13 empty] | 0 | 0 | 0 | 0 | [11 empty] | Bloom Energy Corp | 100 | Bloom Energy Corp | 100 | Non-regulated
Pixar - Emeryville | 59803_G_PXR00 | 59803 | G | PXR00 |  | Fuel Cell |  | WEC_CALN | California | 6 | Alameda | 1 | 06001 | 1 | 7165 | 2014 | 9999 |  |  | N | Natural Gas | [13 empty] | 0 | 0 | 0 | 0 | [11 empty] | Bloom Energy Corp | 100 | Bloom Energy Corp | 100 | Non-regulated
Starbucks - Evolution Fresh | 59804_G_SBK00 | 59804 | G | SBK00 |  | Fuel Cell |  | WECC_SCE | California | 6 | San Bernardino | 71 | 06071 | 1 | 7250 | 2014 | 9999 |  |  | N | Natural Gas | [13 empty] | 0 | 0 | 0 | 0 | [11 empty] | Bloom Energy Corp | 100 | Bloom Energy Corp | 100 | Non-regulated
Yahoo! - HQ | 59805_G_YAH00 | 59805 | G | YAH00 |  | Fuel Cell |  | WEC_CALN | California | 6 | Santa Clara | 85 | 06085 | 1 | 5705 | 2014 | 9999 |  |  | N | Natural Gas | [13 empty] | 0 | 0 | 0 | 0 | [11 empty] | Bloom Energy Corp | 100 | Bloom Energy Corp | 100 | Non-regulated
Jayhawk | 59806_G_SOLAR | 59806 | G | SOLAR |  | Solar PV |  | ERC_WEST | Texas | 48 | Mitchell | 335 | 48335 | 101 | 0 | 2025 | 9999 |  |  | N | Solar | [13 empty] | 0 | 0 | 0 | 0 | [11 empty] | Luminant Generation Company LLC | 100 | Luminant Generation Company LLC | 100 | Non-regulated
Airport 1 Solar (DIA) | 59807_G_GBDIA | 59807 | G | GBDIA |  | Solar PV |  | WECC_CO | Colorado | 8 | Denver | 31 | 08031 | 1.5 | 0 | 2009 | 9999 |  |  | N | Solar | [13 empty] | 0 | 0 | 0 | 0 | [11 empty] | MP2 Capital LLC | 50 | Blu Leaf Energy Inc | 50 | Non-regulated
Munster Landfill Gas-to-Energy | 59808_G_GEN1 | 59808 | G | GEN1 |  | Landfill Gas |  | MIS_INKY | Indiana | 18 | Lake | 89 | 18089 | 1.1 | 20229 | 2012 | 9999 |  |  | N | Landfill Gas | [13 empty] | 0.22117 | 0.22117 | 0.22117 | 0.22117 | [11 empty] | Energy Systems Group | 100 | Energy Systems Group | 100 | Non-regulated
Mountain Home Energy Center | 59809_G_GEN1 | 59809 | G | GEN1 |  | Combustion Turbine | IC Engine | S_C_TVA | Tennessee | 47 | Washington | 179 | 47179 | 3.2 | 10745 | 2002 | 9999 |  |  | N | Natural Gas, Distillate Fuel Oil | [13 empty] | 1.061 | 1.061 | 1.061 | 1.061 | [11 empty] | Energy Systems Group | 100 | Energy Systems Group | 100 | Non-regulated
Mountain Home Energy Center | 59809_G_GEN2 | 59809 | G | GEN2 |  | Combustion Turbine | IC Engine | S_C_TVA | Tennessee | 47 | Washington | 179 | 47179 | 1.8 | 21960 | 2002 | 9999 |  |  | N | Distillate Fuel Oil | [13 empty] | 1.6498 | 1.6498 | 1.6498 | 1.6498 | [11 empty] | Energy Systems Group | 100 | Energy Systems Group | 100 | Non-regulated
Mountain Home Energy Center | 59809_G_GEN3 | 59809 | G | GEN3 |  | Combustion Turbine | IC Engine | S_C_TVA | Tennessee | 47 | Washington | 179 | 47179 | 1.8 | 21960 | 2002 | 9999 |  |  | N | Distillate Fuel Oil | [13 empty] | 1.6498 | 1.6498 | 1.6498 | 1.6498 | [11 empty] | Energy Systems Group | 100 | Energy Systems Group | 100 | Non-regulated
Dairyland WTE Plant | 59810_G_GEN1 | 59810 | G | GEN1 |  | Non-Fossil Waste |  | MIS_WUMS | Wisconsin | 55 | Brown | 9 | 55009 | 0.7 | 14719 | 2012 | 9999 |  |  | N | Non-Fossil Waste | [13 empty] | 0 | 0 | 0 | 0 | [11 empty] | Dairlyland Farm LLC | 100 | Dairlyland Farm LLC | 100 | Non-regulated
Dairyland WTE Plant | 59810_G_GEN2 | 59810 | G | GEN2 |  | Non-Fossil Waste |  | MIS_WUMS | Wisconsin | 55 | Brown | 9 | 55009 | 0.7 | 14721 | 2012 | 9999 |  |  | N | Non-Fossil Waste | [13 empty] | 0 | 0 | 0 | 0 | [11 empty] | Dairlyland Farm LLC | 100 | Dairlyland Farm LLC | 100 | Non-regulated
Rockfish Solar LLC | 59811_G_GEN1 | 59811 | G | GEN1 |  | Solar PV |  | PJM_SMAC | Maryland | 24 | Charles | 17 | 24017 | 10.3 | 0 | 2015 | 9999 |  |  | N | Solar | [13 empty] | 0 | 0 | 0 | 0 | [11 empty] | Rockfish Solar LLC | 100 | Public Service Enterprise Group Inc | 100 | Non-regulated
Wolf Hollow II | 59812_G_CGT4 | 59812 | G | CGT4 | 91202 | Combined Cycle |  | ERC_REST | Texas | 48 | Hood | 221 | 48221 | 327.8 | 7225 | 2017 | 9999 |  |  | N | Natural Gas |  |  |  | NH3 | SCR | [8 empty] | 0.00474 | 0.00474 | 0.00474 | 0.00474 | [11 empty] | Wolf Hollow I Power LLC | 100 | TexGen Power LLC | 100 | Non-regulated
Wolf Hollow II | 59812_G_CGT5 | 59812 | G | CGT5 | 91203 | Combined Cycle |  | ERC_REST | Texas | 48 | Hood | 221 | 48221 | 329.3 | 7225 | 2017 | 9999 |  |  | N | Natural Gas |  |  |  | NH3 | SCR | [8 empty] | 0.00474 | 0.00474 | 0.00474 | 0.00474 | [11 empty] | Wolf Hollow I Power LLC | 100 | TexGen Power LLC | 100 | Non-regulated
Wolf Hollow II | 59812_G_STG6 | 59812 | G | STG6 | 91202 | Combined Cycle |  | ERC_REST | Texas | 48 | Hood | 221 | 48221 | 458.3 | 7225 | 2017 | 9999 |  |  | N | Natural Gas |  |  |  | NH3 | SCR | [8 empty] | 0.00474 | 0.00474 | 0.00474 | 0.00474 | [11 empty] | Wolf Hollow I Power LLC | 100 | TexGen Power LLC | 100 | Non-regulated
Copper Mountain Solar 4, LLC | 59814_G_PV01 | 59814 | G | PV01 |  | Solar PV |  | WECC_SNV | Nevada | 32 | Clark | 3 | 32003 | 51.8 | 0 | 2016 | 9999 |  |  | N | Solar | [13 empty] | 0 | 0 | 0 | 0 | [11 empty] | Copper Mountain Solar 4 LLC | 100 | Consolidated Edison Inc | 100 | Non-regulated
Copper Mountain Solar 4, LLC | 59814_G_PV02 | 59814 | G | PV02 |  | Solar PV |  | WECC_SNV | Nevada | 32 | Clark | 3 | 32003 | 41.8 | 0 | 2016 | 9999 |  |  | N | Solar | [13 empty] | 0 | 0 | 0 | 0 | [11 empty] | Copper Mountain Solar 4 LLC | 100 | Consolidated Edison Inc | 100 | Non-regulated
Granby LFG | 59815_G_GLFG1 | 59815 | G | GLFG1 |  | Landfill Gas |  | NENGREST | Massachusetts | 25 | Hampshire | 15 | 25015 | 2.8 | 14663 | 2001 | 9999 |  |  | N | Landfill Gas | [13 empty] | 0.22117 | 0.22117 | 0.22117 | 0.22117 | [11 empty] | Industrial Power Services Corp | 100 | Industrial Power Services Corp | 100 | Non-regulated
Nanticoke LFG | 59816_G_BR12 | 59816 | G | BR12 |  | Landfill Gas |  | NY_Z_C&E | New York | 36 | Broome | 7 | 36007 | 4 | 13500 | 2006 | 9999 |  |  | N | Landfill Gas | [13 empty] | 0.22117 | 0.22117 | 0.22117 | 0.22117 | [11 empty] | Broome Energy Resources LLC | 100 | Broome Energy Resources LLC | 100 | Non-regulated
Tooele Army Depot(CSG) | 59817_G_BATT1 | 59817 | G | BATT1 |  | Energy Storage |  | WECC_UT | Utah | 49 | Tooele | 45 | 49045 | 1 | 0 | 2020 | 9999 |  |  | N | Energy Storage | [11 empty] | 0 |  | 0 | 0 | 0 | 0 | [11 empty] | Tooele Army Depot | 100 | Tooele Army Depot | 100 | Non-regulated
Tooele Army Depot(CSG) | 59817_G_GEN01 | 59817 | G | GEN01 |  | Onshore Wind |  | WECC_UT | Utah | 49 | Tooele | 45 | 49045 | 1.5 | 0 | 2010 | 9999 |  |  | N | Wind | [13 empty] | 0 | 0 | 0 | 0 | [11 empty] | United States Army | 100 | United States Army | 100 | Non-regulated
Tooele Army Depot(CSG) | 59817_G_GEN03 | 59817 | G | GEN03 |  | Onshore Wind |  | WECC_UT | Utah | 49 | Tooele | 45 | 49045 | 1.7 | 0 | 2016 | 9999 |  |  | N | Wind | [13 empty] | 0 | 0 | 0 | 0 | [11 empty] | United States Army | 100 | United States Army | 100 | Non-regulated
Tooele Army Depot(CSG) | 59817_G_PV1 | 59817 | G | PV1 |  | Solar Thermal |  | WECC_UT | Utah | 49 | Tooele | 45 | 49045 | 0.1 | 9771 | 2021 | 9999 |  |  | N | Solar | [13 empty] | 0 | 0 | 0 | 0 | [11 empty] | Tooele Army Depot Garrison Operations | 100 | Tooele Army Depot Garrison Operations | 100 | Non-regulated
Tooele Army Depot(CSG) | 59817_G_PV2 | 59817 | G | PV2 |  | Solar PV |  | WECC_UT | Utah | 49 | Tooele | 45 | 49045 | 1.5 | 0 | 2023 | 9999 |  |  | N | Solar | [11 empty] | 0 |  | 0 | 0 | 0 | 0 | [11 empty] | Tooele Army Depot | 100 | Tooele Army Depot | 100 | Non-regulated
Concord Farm | 59818_G_1 | 59818 | G | 1 |  | Solar PV |  | S_VACA | North Carolina | 37 | Cabarrus | 25 | 37025 | 4.9 | 0 | 2011 | 9999 |  |  | N | Solar | [13 empty] | 0 | 0 | 0 | 0 | [11 empty] | Shoe Show Inc | 100 | Shoe Show Inc | 100 | Non-regulated
Mohave Electric at Fort Mohave | 59819_G_PV1 | 59819 | G | PV1 |  | Solar PV |  | WECC_AZ | Arizona | 4 | Mohave | 15 | 04015 | 4.4 | 0 | 2015 | 9999 |  |  | N | Solar | [13 empty] | 0 | 0 | 0 | 0 | [11 empty] | Mohave Sunrise Solar I LLC | 100 | Exelon Corp | 100 | Non-regulated
Hunt Farm Solar | 59820_G_HUNTF | 59820 | G | HUNTF |  | Solar PV |  | NENGREST | Massachusetts | 25 | Franklin | 11 | 25011 | 3 | 0 | 2013 | 9999 |  |  | N | Solar | [13 empty] | 0 | 0 | 0 | 0 | [11 empty] | Hunt Farm Solar LLC | 100 | True Green Capital Management LLC | 100 | Non-regulated
205 Sturbridge A | 59821_G_STURA | 59821 | G | STURA |  | Solar PV |  | NENGREST | Massachusetts | 25 | Hampden | 13 | 25013 | 3 | 0 | 2014 | 9999 |  |  | N | Solar | [13 empty] | 0 | 0 | 0 | 0 | [11 empty] | Soltas Energy Corp | 100 | Barron Partners LP | 100 | Non-regulated
201 Sturbridge B | 59822_G_STURB | 59822 | G | STURB |  | Solar PV |  | NENGREST | Massachusetts | 25 | Hampden | 13 | 25013 | 2 | 0 | 2014 | 9999 |  |  | N | Solar | [13 empty] | 0 | 0 | 0 | 0 | [11 empty] | Soltas Energy Corp | 100 | Barron Partners LP | 100 | Non-regulated
INDY III | 59823_G_INDY3 | 59823 | G | INDY3 |  | Solar PV |  | MIS_INKY | Indiana | 18 | Marion | 97 | 18097 | 2.5 | 0 | 2015 | 9999 |  |  | N | Solar | [13 empty] | 0 | 0 | 0 | 0 | [11 empty] | Bulldog Energy Airport LLC | 100 | Johnson Mellon Solutions LLC | 100 | Non-regulated
Sweetgum Solar | 59824_G_5732 | 59824 | G | 5732 |  | Solar PV |  | S_VACA | North Carolina | 37 | Lee | 105 | 37105 | 4.9 | 0 | 2015 | 9999 |  |  | N | Solar | [13 empty] | 0 | 0 | 0 | 0 | [11 empty] | Sweetgum Solar LLC | 100 | NARENCO | 100 | Non-regulated
South Louisburg Solar | 59825_G_5MWPV | 59825 | G | 5MWPV |  | Solar PV |  | S_VACA | North Carolina | 37 | Franklin | 69 | 37069 | 5 | 0 | 2016 | 9999 |  |  | N | Solar | [13 empty] | 0 | 0 | 0 | 0 | [11 empty] | South Louisburg Solar LLC | 100 | South Louisburg Solar LLC | 100 | Non-regulated
Sunshine Valley Solar | 59826_G_GEN01 | 59826 | G | GEN01 |  | Solar PV |  | WECC_NNV | Nevada | 32 | Nye | 23 | 32023 | 103.5 | 0 | 2019 | 9999 |  |  | N | Solar | [13 empty] | 0 | 0 | 0 | 0 | [11 empty] | Sunshine Valley Solar LLC | 100 | First Solar Inc | 100 | Non-regulated
Playa Solar 1, LLC | 59827_G_GEN01 | 59827 | G | GEN01 |  | Solar PV |  | WECC_SNV | Nevada | 32 | Clark | 3 | 32003 | 79 | 0 | 2017 | 9999 |  |  | N | Solar | [13 empty] | 0 | 0 | 0 | 0 | [11 empty] | Playa Solar 1 LLC | 100 | First Solar Inc | 100 | Non-regulated
Balsam | 59828_G_5375 | 59828 | G | 5375 |  | Solar PV |  | S_VACA | North Carolina | 37 | Lee | 105 | 37105 | 5 | 0 | 2015 | 9999 |  |  | N | Solar | [13 empty] | 0 | 0 | 0 | 0 | [11 empty] | Balsam Solar LLC | 100 | NARENCO | 100 | Non-regulated
Hickory | 59829_G_5515 | 59829 | G | 5515 |  | Solar PV |  | S_VACA | North Carolina | 37 | Duplin | 61 | 37061 | 5 | 0 | 2019 | 9999 |  |  | N | Solar | [13 empty] | 0 | 0 | 0 | 0 | [11 empty] | Current Energy Group | 100 | Current Energy Group | 100 | Non-regulated
Royal Solar | 59831_G_FLS1 | 59831 | G | FLS1 |  | Solar PV |  | S_VACA | North Carolina | 37 | Cumberland | 51 | 37051 | 4.9 | 0 | 2015 | 9999 |  |  | N | Solar | [13 empty] | 0 | 0 | 0 | 0 | [11 empty] | Royal Solar LLC | 100 | FLS Energy Inc | 100 | Non-regulated
Kinston Solar | 59832_G_FLS1 | 59832 | G | FLS1 |  | Solar PV |  | S_VACA | North Carolina | 37 | Lenoir | 107 | 37107 | 5 | 0 | 2015 | 9999 |  |  | N | Solar | [13 empty] | 0 | 0 | 0 | 0 | [11 empty] | TWE Kinston Solar Project LLC | 100 | TradeWind Energy | 100 | Non-regulated
Laurinburg Solar | 59833_G_FLS1 | 59833 | G | FLS1 |  | Solar PV |  | S_VACA | North Carolina | 37 | Scotland | 165 | 37165 | 5 | 0 | 2015 | 9999 |  |  | N | Solar | [13 empty] | 0 | 0 | 0 | 0 | [11 empty] | TWE Laurinburg Solar Project LLC | 100 | Enel SpA | 100 | Non-regulated
Indy Grocers | 59834_G_INGRO | 59834 | G | INGRO |  | Solar PV |  | MIS_INKY | Indiana | 18 | Marion | 97 | 18097 | 1 | 0 | 2015 | 9999 |  |  | N | Solar | [13 empty] | 0 | 0 | 0 | 0 | [11 empty] | GES MegaOne LLC | 100 | James Wesley Taylor | 100 | Non-regulated
Newton Grove | 59835_G_GEN1 | 59835 | G | GEN1 |  | Solar PV |  | S_VACA | North Carolina | 37 | Sampson | 163 | 37163 | 1.9 | 0 | 2015 | 9999 |  |  | N | Solar | [13 empty] | 0 | 0 | 0 | 0 | [11 empty] | ESA Newton Grove 1 NC LLC | 100 | BayWa AG | 100 | Non-regulated
Twin Falls (WI) | 59836_G_11 | 59836 | G | 11 |  | Hydro |  | MIS_WUMS | Wisconsin | 55 | Florence | 37 | 55037 | 4.6 | 0 | 2016 | 9999 |  |  | N | Hydro | [13 empty] | 0 | 0 | 0 | 0 | [11 empty] | Wisconsin Electric Power Co | 100 | WEC Energy Group Inc | 100 | Regulated
Twin Falls (WI) | 59836_G_12 | 59836 | G | 12 |  | Hydro |  | MIS_WUMS | Wisconsin | 55 | Florence | 37 | 55037 | 4.6 | 0 | 2016 | 9999 |  |  | N | Hydro | [13 empty] | 0 | 0 | 0 | 0 | [11 empty] | Wisconsin Electric Power Co | 100 | WEC Energy Group Inc | 100 | Regulated
Slate Creek Wind Project LLC | 59837_G_GEN1 | 59837 | G | GEN1 |  | Onshore Wind |  | SPP_N | Kansas | 20 | Sumner | 191 | 20191 | 150 | 0 | 2015 | 9999 |  |  | N | Wind | [13 empty] | 0 | 0 | 0 | 0 | [11 empty] | Slate Creek Wind Project LLC | 100 | EDF Group | 100 | Non-regulated
Milo Wind Project LLC | 59838_G_GEN1 | 59838 | G | GEN1 |  | Onshore Wind |  | SPP_SPS | New Mexico | 35 | Roosevelt | 41 | 35041 | 50 | 0 | 2016 | 9999 |  |  | N | Wind | [13 empty] | 0 | 0 | 0 | 0 | [11 empty] | Milo Wind Project LLC | 100 | EDF Group | 100 | Non-regulated
Spring Hill Road | 59839_G_SHRD1 | 59839 | G | SHRD1 |  | Solar PV |  | NENGREST | Massachusetts | 25 | Worcester | 27 | 25027 | 1.9 | 0 | 2015 | 9999 |  |  | N | Solar | [13 empty] | 0 | 0 | 0 | 0 | [11 empty] | Spring Hill Rd Solar 1 LLC | 100 | Sustainable Power Group LLC | 100 | Non-regulated
Springbok Solar Farm 2 | 59840_G_SB2 | 59840 | G | SB2 |  | Solar PV |  | WECC_SCE | California | 6 | Kern | 29 | 06029 | 155 | 0 | 2016 | 9999 |  |  | N | Solar | [13 empty] | 0 | 0 | 0 | 0 | [11 empty] | 63SU 8ME LLC | 100 | 8 Minute Solar Energy | 100 | Non-regulated
General Motors Corp at White Marsh MD | 59841_G_PV1 | 59841 | G | PV1 |  | Solar PV |  | PJM_SMAC | Maryland | 24 | Baltimore | 5 | 24005 | 1 | 0 | 2011 | 9999 |  |  | N | Solar | [13 empty] | 0 | 0 | 0 | 0 | [11 empty] | Constellation Solar Maryland LLC | 100 | Exelon Corp | 100 | Non-regulated
CNE at Cambridge MD | 59842_G_PV1 | 59842 | G | PV1 |  | Solar PV |  | PJM_EMAC | Maryland | 24 | Dorchester | 19 | 24019 | 3.2 | 0 | 2015 | 9999 |  |  | N | Solar | [13 empty] | 0 | 0 | 0 | 0 | [11 empty] | OneEnergy Cambridge LLC | 100 | OneEnergy Inc | 100 | Non-regulated
Georgia Power at Wadley GA | 59843_G_PV1 | 59843 | G | PV1 |  | Solar PV |  | S_SOU | Georgia | 13 | Jefferson | 163 | 13163 | 1 | 0 | 2014 | 9999 |  |  | N | Solar | [13 empty] | 0 | 0 | 0 | 0 | [11 empty] | Constellation Solar Georgia LLC | 100 | Exelon Corp | 100 | Non-regulated
Munich Re Plaza | 59844_G_PZ1 | 59844 | G | PZ1 |  | Solar PV |  | PJM_EMAC | New Jersey | 34 | Middlesex | 23 | 34023 | 1.6 | 0 | 2012 | 9999 |  |  | N | Solar | [13 empty] | 0 | 0 | 0 | 0 | [11 empty] | Munich Reinsurance America Inc | 100 | Munich Re Trading LLC | 100 | Non-regulated
Munich Re Plaza | 59844_G_PZ2 | 59844 | G | PZ2 |  | Solar PV |  | PJM_EMAC | New Jersey | 34 | Middlesex | 23 | 34023 | 0.8 | 0 | 2012 | 9999 |  |  | N | Solar | [13 empty] | 0 | 0 | 0 | 0 | [11 empty] | Munich Reinsurance America Inc | 100 | Munich Re Trading LLC | 100 | Non-regulated
New River | 59845_G_E1 | 59845 | G | E1 |  | Landfill Gas |  | PJM_West | Virginia | 51 | Pulaski | 155 | 51155 | 0.3 | 13500 | 2013 | 9999 |  |  | N | Landfill Gas | [13 empty] | 0.22117 | 0.22117 | 0.22117 | 0.22117 | [11 empty] | Industrial Power Generating Co | 100 | Industrial Power Generating Co | 100 | Non-regulated
New River | 59845_G_E10 | 59845 | G | E10 |  | Landfill Gas |  | PJM_West | Virginia | 51 | Pulaski | 155 | 51155 | 0.3 | 13500 | 2013 | 9999 |  |  | N | Landfill Gas | [13 empty] | 0.22117 | 0.22117 | 0.22117 | 0.22117 | [11 empty] | Industrial Power Generating Co | 100 | Industrial Power Generating Co | 100 | Non-regulated
New River | 59845_G_E11 | 59845 | G | E11 |  | Landfill Gas |  | PJM_West | Virginia | 51 | Pulaski | 155 | 51155 | 0.3 | 13500 | 2013 | 9999 |  |  | N | Landfill Gas | [13 empty] | 0.22117 | 0.22117 | 0.22117 | 0.22117 | [11 empty] | Industrial Power Generating Co | 100 | Industrial Power Generating Co | 100 | Non-regulated
New River | 59845_G_E12 | 59845 | G | E12 |  | Landfill Gas |  | PJM_West | Virginia | 51 | Pulaski | 155 | 51155 | 0.3 | 13500 | 2013 | 9999 |  |  | N | Landfill Gas | [13 empty] | 0.22117 | 0.22117 | 0.22117 | 0.22117 | [11 empty] | Industrial Power Generating Co | 100 | Industrial Power Generating Co | 100 | Non-regulated
New River | 59845_G_E13 | 59845 | G | E13 |  | Landfill Gas |  | PJM_West | Virginia | 51 | Pulaski | 155 | 51155 | 0.3 | 13500 | 2013 | 9999 |  |  | N | Landfill Gas | [13 empty] | 0.22117 | 0.22117 | 0.22117 | 0.22117 | [11 empty] | Industrial Power Generating Co | 100 | Industrial Power Generating Co | 100 | Non-regulated
New River | 59845_G_E14 | 59845 | G | E14 |  | Landfill Gas |  | PJM_West | Virginia | 51 | Pulaski | 155 | 51155 | 0.3 | 13500 | 2013 | 9999 |  |  | N | Landfill Gas | [13 empty] | 0.22117 | 0.22117 | 0.22117 | 0.22117 | [11 empty] | Industrial Power Generating Co | 100 | Industrial Power Generating Co | 100 | Non-regulated
New River | 59845_G_E15 | 59845 | G | E15 |  | Landfill Gas |  | PJM_West | Virginia | 51 | Pulaski | 155 | 51155 | 0.3 | 13500 | 2013 | 9999 |  |  | N | Landfill Gas | [13 empty] | 0.22117 | 0.22117 | 0.22117 | 0.22117 | [11 empty] | Industrial Power Generating Co | 100 | Industrial Power Generating Co | 100 | Non-regulated
New River | 59845_G_E16 | 59845 | G | E16 |  | Landfill Gas |  | PJM_West | Virginia | 51 | Pulaski | 155 | 51155 | 0.3 | 13500 | 2013 | 9999 |  |  | N | Landfill Gas | [13 empty] | 0.22117 | 0.22117 | 0.22117 | 0.22117 | [11 empty] | Industrial Power Generating Co | 100 | Industrial Power Generating Co | 100 | Non-regulated
New River | 59845_G_E17 | 59845 | G | E17 |  | Landfill Gas |  | PJM_West | Virginia | 51 | Pulaski | 155 | 51155 | 0.3 | 13500 | 2013 | 9999 |  |  | N | Landfill Gas | [13 empty] | 0.22117 | 0.22117 | 0.22117 | 0.22117 | [11 empty] | Industrial Power Generating Co | 100 | Industrial Power Generating Co | 100 | Non-regulated
New River | 59845_G_E18 | 59845 | G | E18 |  | Landfill Gas |  | PJM_West | Virginia | 51 | Pulaski | 155 | 51155 | 0.3 | 13500 | 2013 | 9999 |  |  | N | Landfill Gas | [13 empty] | 0.22117 | 0.22117 | 0.22117 | 0.22117 | [11 empty] | Industrial Power Generating Co | 100 | Industrial Power Generating Co | 100 | Non-regulated
New River | 59845_G_E2 | 59845 | G | E2 |  | Landfill Gas |  | PJM_West | Virginia | 51 | Pulaski | 155 | 51155 | 0.3 | 13500 | 2013 | 9999 |  |  | N | Landfill Gas | [13 empty] | 0.22117 | 0.22117 | 0.22117 | 0.22117 | [11 empty] | Industrial Power Generating Co | 100 | Industrial Power Generating Co | 100 | Non-regulated
New River | 59845_G_E3 | 59845 | G | E3 |  | Landfill Gas |  | PJM_West | Virginia | 51 | Pulaski | 155 | 51155 | 0.3 | 13500 | 2013 | 9999 |  |  | N | Landfill Gas | [13 empty] | 0.22117 | 0.22117 | 0.22117 | 0.22117 | [11 empty] | Industrial Power Generating Co | 100 | Industrial Power Generating Co | 100 | Non-regulated
New River | 59845_G_E4 | 59845 | G | E4 |  | Landfill Gas |  | PJM_West | Virginia | 51 | Pulaski | 155 | 51155 | 0.3 | 13500 | 2013 | 9999 |  |  | N | Landfill Gas | [13 empty] | 0.22117 | 0.22117 | 0.22117 | 0.22117 | [11 empty] | Industrial Power Generating Co | 100 | Industrial Power Generating Co | 100 | Non-regulated
New River | 59845_G_E5 | 59845 | G | E5 |  | Landfill Gas |  | PJM_West | Virginia | 51 | Pulaski | 155 | 51155 | 0.3 | 13500 | 2013 | 9999 |  |  | N | Landfill Gas | [13 empty] | 0.22117 | 0.22117 | 0.22117 | 0.22117 | [11 empty] | Industrial Power Generating Co | 100 | Industrial Power Generating Co | 100 | Non-regulated
New River | 59845_G_E6 | 59845 | G | E6 |  | Landfill Gas |  | PJM_West | Virginia | 51 | Pulaski | 155 | 51155 | 0.3 | 13500 | 2013 | 9999 |  |  | N | Landfill Gas | [13 empty] | 0.22117 | 0.22117 | 0.22117 | 0.22117 | [11 empty] | Industrial Power Generating Co | 100 | Industrial Power Generating Co | 100 | Non-regulated
New River | 59845_G_E7 | 59845 | G | E7 |  | Landfill Gas |  | PJM_West | Virginia | 51 | Pulaski | 155 | 51155 | 0.3 | 13500 | 2013 | 9999 |  |  | N | Landfill Gas | [13 empty] | 0.22117 | 0.22117 | 0.22117 | 0.22117 | [11 empty] | Industrial Power Generating Co | 100 | Industrial Power Generating Co | 100 | Non-regulated
New River | 59845_G_E8 | 59845 | G | E8 |  | Landfill Gas |  | PJM_West | Virginia | 51 | Pulaski | 155 | 51155 | 0.3 | 13500 | 2013 | 9999 |  |  | N | Landfill Gas | [13 empty] | 0.22117 | 0.22117 | 0.22117 | 0.22117 | [11 empty] | Industrial Power Generating Co | 100 | Industrial Power Generating Co | 100 | Non-regulated
New River | 59845_G_E9 | 59845 | G | E9 |  | Landfill Gas |  | PJM_West | Virginia | 51 | Pulaski | 155 | 51155 | 0.3 | 13500 | 2013 | 9999 |  |  | N | Landfill Gas | [13 empty] | 0.22117 | 0.22117 | 0.22117 | 0.22117 | [11 empty] | Industrial Power Generating Co | 100 | Industrial Power Generating Co | 100 | Non-regulated
Northwest Community Hospital | 59847_G_1 | 59847 | G | 1 |  | Combustion Turbine | IC Engine | PJM_COMD | Illinois | 17 | Cook | 31 | 17031 | 0.9 | 11373 | 1996 | 2045 |  |  | Y | Natural Gas | [13 empty] | 1.061 | 1.061 | 1.061 | 1.061 | [11 empty] | Northwest Community Hospital | 100 | Northwest Community Hospital | 100 | Non-regulated
Northwest Community Hospital | 59847_G_2 | 59847 | G | 2 |  | Combustion Turbine | IC Engine | PJM_COMD | Illinois | 17 | Cook | 31 | 17031 | 0.9 | 11373 | 1996 | 2045 |  |  | Y | Natural Gas | [13 empty] | 1.061 | 1.061 | 1.061 | 1.061 | [11 empty] | Northwest Community Hospital | 100 | Northwest Community Hospital | 100 | Non-regulated
Northwest Community Hospital | 59847_G_3 | 59847 | G | 3 |  | Combustion Turbine | IC Engine | PJM_COMD | Illinois | 17 | Cook | 31 | 17031 | 0.9 | 11373 | 1996 | 2045 |  |  | Y | Natural Gas | [13 empty] | 1.061 | 1.061 | 1.061 | 1.061 | [11 empty] | Northwest Community Hospital | 100 | Northwest Community Hospital | 100 | Non-regulated
Northwest Community Hospital | 59847_G_4 | 59847 | G | 4 |  | Combustion Turbine | IC Engine | PJM_COMD | Illinois | 17 | Cook | 31 | 17031 | 0.9 | 11373 | 1996 | 2045 |  |  | Y | Natural Gas | [13 empty] | 1.061 | 1.061 | 1.061 | 1.061 | [11 empty] | Northwest Community Hospital | 100 | Northwest Community Hospital | 100 | Non-regulated
Pikes Peak Solar Garden 1 LLC CSG | 59848_G_PPSG1 | 59848 | G | PPSG1 |  | Solar PV |  | WECC_CO | Colorado | 8 | El Paso | 41 | 08041 | 2 | 0 | 2015 | 9999 |  |  | N | Solar | [13 empty] | 0 | 0 | 0 | 0 | [11 empty] | Global Sun Holdings Inc | 100 | Global Sun Holdings Inc | 100 | Non-regulated
Adams Community Solar Garden LLC | 59849_G_23377 | 59849 | G | 23377 |  | Solar PV |  | WECC_CO | Colorado | 8 | Adams | 1 | 08001 | 1.2 | 0 | 2015 | 9999 |  |  | N | Solar | [13 empty] | 0 | 0 | 0 | 0 | [11 empty] | Global Sun Holdings Inc | 100 | Global Sun Holdings Inc | 100 | Non-regulated
Adams Community Solar Garden III LLC | 59850_G_23376 | 59850 | G | 23376 |  | Solar PV |  | WECC_CO | Colorado | 8 | Adams | 1 | 08001 | 1.2 | 0 | 2015 | 9999 |  |  | N | Solar | [13 empty] | 0 | 0 | 0 | 0 | [11 empty] | Global Sun Holdings Inc | 100 | Global Sun Holdings Inc | 100 | Non-regulated
Great Bay Solar 1 | 59851_G_GBS01 | 59851 | G | GBS01 |  | Solar PV |  | PJM_EMAC | Maryland | 24 | Somerset | 39 | 24039 | 75 | 0 | 2018 | 9999 |  |  | N | Solar | [13 empty] | 0 | 0 | 0 | 0 | [11 empty] | Great Bay Solar I LLC | 100 | Algonquin Power & Utilities Corp | 100 | Non-regulated
North Star Solar Project | 59852_G_NSSP1 | 59852 | G | NSSP1 |  | Solar PV |  | MIS_MNWI | Minnesota | 27 | Chisago | 25 | 27025 | 100 | 0 | 2016 | 9999 |  |  | N | Solar | [13 empty] | 0 | 0 | 0 | 0 | [11 empty] | North Star Solar PV LLC | 100 | D E Shaw & Co LP | 100 | Non-regulated
Watervliet PV | 59853_G_WVPV1 | 59853 | G | WVPV1 |  | Solar PV |  | PJM_West | Michigan | 26 | Berrien | 21 | 26021 | 4.6 | 0 | 2016 | 9999 |  |  | N | Solar | [13 empty] | 0 | 0 | 0 | 0 | [11 empty] | Indiana Michigan Power Co | 100 | American Electric Power Co Inc | 100 | Regulated
OlivePV | 59854_G_OLPV1 | 59854 | G | OLPV1 |  | Solar PV |  | PJM_West | Indiana | 18 | St Joseph | 141 | 18141 | 5 | 0 | 2016 | 9999 |  |  | N | Solar | [13 empty] | 0 | 0 | 0 | 0 | [11 empty] | Indiana Michigan Power Co | 100 | American Electric Power Co Inc | 100 | Regulated
Deer Creek PV | 59855_G_DCPV1 | 59855 | G | DCPV1 |  | Solar PV |  | PJM_West | Indiana | 18 | Grant | 53 | 18053 | 2.5 | 0 | 2016 | 9999 |  |  | N | Solar | [13 empty] | 0 | 0 | 0 | 0 | [11 empty] | Indiana Michigan Power Co | 100 | American Electric Power Co Inc | 100 | Regulated
SoINCPower6, LLC | 59856_G_SUN1 | 59856 | G | SUN1 |  | Solar PV |  | PJM_Dom | North Carolina | 37 | Gates | 73 | 37073 | 5 | 0 | 2015 | 9999 |  |  | N | Solar | [13 empty] | 0 | 0 | 0 | 0 | [11 empty] | SolNCPower6 LLC | 100 | Solon Group | 100 | Non-regulated
SoINCPower5, LLC | 59857_G_BAT1 | 59857 | G | BAT1 |  | Solar PV |  | S_VACA | North Carolina | 37 | Nash | 127 | 37127 | 5 | 0 | 2015 | 9999 |  |  | N | Solar | [13 empty] | 0 | 0 | 0 | 0 | [11 empty] | SolNCPower5 LLC | 100 | Solon Group | 100 | Non-regulated
Johnston Solar | 59858_G_JSI01 | 59858 | G | JSI01 |  | Solar PV |  | NENGREST | Rhode Island | 44 | Providence | 7 | 44007 | 1.5 | 0 | 2015 | 9999 |  |  | N | Solar | [13 empty] | 0 | 0 | 0 | 0 | [11 empty] | Half Moon Ventures LLC | 100 | Half Moon Ventures LLC | 100 | Non-regulated
HP Hood CT | 59860_G_HHOOD | 59860 | G | HHOOD |  | Combustion Turbine |  | PJM_AP | Virginia | 51 | Frederick | 69 | 51069 | 15 | 8700 | 2015 | 9999 |  |  | Y | Natural Gas | [13 empty] | 0.011 | 0.011 | 0.011 | 0.011 | [11 empty] | HP Hood LLC | 100 | HP Hood | 100 | Non-regulated
Twin Branch PV | 59861_G_TBPV1 | 59861 | G | TBPV1 |  | Solar PV |  | PJM_West | Indiana | 18 | St Joseph | 141 | 18141 | 2.6 | 0 | 2016 | 9999 |  |  | N | Solar | [13 empty] | 0 | 0 | 0 | 0 | [11 empty] | Indiana Michigan Power Co | 100 | American Electric Power Co Inc | 100 | Regulated
Fort Benning Solar Facility | 59862_G_1 | 59862 | G | 1 |  | Solar PV |  | S_SOU | Georgia | 13 | Chattahoochee | 53 | 13053 | 30 | 0 | 2015 | 9999 |  |  | N | Solar | [13 empty] | 0 | 0 | 0 | 0 | [11 empty] | Georgia Power Co | 100 | Southern Co | 100 | Regulated
Fort Gordon Solar Facility | 59863_G_1 | 59863 | G | 1 |  | Solar PV |  | S_SOU | Georgia | 13 | Richmond | 245 | 13245 | 30 | 0 | 2016 | 9999 |  |  | N | Solar | [13 empty] | 0 | 0 | 0 | 0 | [11 empty] | Georgia Power Co | 100 | Southern Co | 100 | Regulated
Kings Bay Solar Facility | 59864_G_1 | 59864 | G | 1 |  | Solar PV |  | S_SOU | Georgia | 13 | Camden | 39 | 13039 | 30.2 | 0 | 2016 | 9999 |  |  | N | Solar | [13 empty] | 0 | 0 | 0 | 0 | [11 empty] | Georgia Power Co | 100 | Southern Co | 100 | Regulated
Fort Stewart Solar Facility | 59865_G_1 | 59865 | G | 1 |  | Solar PV |  | S_SOU | Georgia | 13 | Liberty | 179 | 13179 | 30 | 0 | 2016 | 9999 |  |  | N | Solar | [13 empty] | 0 | 0 | 0 | 0 | [11 empty] | Georgia Power Co | 100 | Southern Co | 100 | Regulated
Palmer Solar LLC | 59866_G_11111 | 59866 | G | 11111 |  | Solar PV |  | NENGREST | Massachusetts | 25 | Hampden | 13 | 25013 | 2.5 | 0 | 2013 | 9999 |  |  | N | Solar | [13 empty] | 0 | 0 | 0 | 0 | [11 empty] | Greenhouse Solar LLC | 50 | Greenhouse Solar LLC | 50 | Non-regulated
Lockheed Martin Solar System | 59867_G_LMSOL | 59867 | G | LMSOL |  | Solar PV |  | FRCC | Florida | 12 | Pinellas | 103 | 12103 | 1.9 | 0 | 2015 | 9999 |  |  | N | Solar | [13 empty] | 0 | 0 | 0 | 0 | [11 empty] | Lockheed Martin Solar System | 100 | Lockheed Martin Corp | 100 | Non-regulated
Kingbird A Solar LLC | 59868_G_GEN01 | 59868 | G | GEN01 |  | Solar PV |  | WECC_SCE | California | 6 | Kern | 29 | 06029 | 20 | 0 | 2016 | 9999 |  |  | N | Solar | [13 empty] | 0 | 0 | 0 | 0 | [11 empty] | Kingbird Solar A LLC | 100 | Capital Dynamics | 100 | Non-regulated
Aiya Solar Project | 59869_G_GEN01 | 59869 | G | GEN01 |  | Solar PV |  | WECC_SNV | Nevada | 32 | Clark | 3 | 32003 | 100 | 0 | 2029 | 9999 |  |  | N | Solar | [13 empty] | 0 | 0 | 0 | 0 | [11 empty] | Aiya Solar CEI, LLC | 100 | Aiya Solar CEI, LLC | 100 | Non-regulated
Little Bear Solar 1, LLC | 59870_G_GEN01 | 59870 | G | GEN01 |  | Solar PV |  | WEC_CALN | California | 6 | Fresno | 19 | 06019 | 40 | 0 | 2020 | 9999 |  |  | N | Solar | [13 empty] | 0 | 0 | 0 | 0 | [11 empty] | Longroad Energy Services LLC | 100 | Longroad Energy Services LLC | 100 | Non-regulated
Desert Quartzite | 59871_G_GEN01 | 59871 | G | GEN01 |  | Solar PV |  | WECC_SCE | California | 6 | Riverside | 65 | 06065 | 480 | 0 | 2023 | 9999 |  |  | N | Solar | [13 empty] | 0 | 0 | 0 | 0 | [11 empty] | Desert Quartzite LLC | 100 | Desert Quartzite LLC | 100 | Non-regulated
Desert Quartzite | 59871_G_GEN02 | 59871 | G | GEN02 |  | Energy Storage |  | WECC_SCE | California | 6 | Riverside | 65 | 06065 | 150 | 0 | 2023 | 9999 |  |  | N | Energy Storage | [11 empty] | 0 |  | 0 | 0 | 0 | 0 | [11 empty] | Desert Quartzite LLC | 100 | Desert Quartzite LLC | 100 | Non-regulated
UC Davis South Campus | 59872_G_UCD1 | 59872 | G | UCD1 |  | Solar PV |  | WEC_CALN | California | 6 | Yolo | 113 | 06113 | 13 | 0 | 2015 | 9999 |  |  | N | Solar | [13 empty] | 0 | 0 | 0 | 0 | [11 empty] | Solar Star California XXXII LLC | 100 | SunPower Corp | 100 | Non-regulated
Lowell Solar Landfill | 59873_G_PV | 59873 | G | PV |  | Solar PV |  | NENGREST | Massachusetts | 25 | Middlesex | 17 | 25017 | 1.3 | 0 | 2013 | 9999 |  |  | N | Solar | [13 empty] | 0 | 0 | 0 | 0 | [11 empty] | Ameresco Inc | 100 | Ameresco Inc | 100 | Non-regulated
Richland Solar Center | 59874_G_PV1 | 59874 | G | PV1 |  | Solar PV |  | S_SOU | Georgia | 13 | Twiggs | 289 | 13289 | 20 | 0 | 2015 | 9999 |  |  | N | Solar | [13 empty] | 0 | 0 | 0 | 0 | [11 empty] | Dominion Resources Inc | 100 | Dominion Energy Inc | 100 | Non-regulated
Marshall Solar Energy Project | 59875_G_PV1 | 59875 | G | PV1 |  | Solar PV |  | MIS_MNWI | Minnesota | 27 | Lyon | 83 | 27083 | 62.3 | 0 | 2017 | 9999 |  |  | N | Solar | [13 empty] | 0 | 0 | 0 | 0 | [11 empty] | Marshall Solar LLC | 100 | NextEra Energy Inc | 100 | Non-regulated
Marine Corps Logistics Base Solar | 59876_G_1 | 59876 | G | 1 |  | Solar PV |  | S_SOU | Georgia | 13 | Dougherty | 95 | 13095 | 31.2 | 0 | 2018 | 9999 |  |  | N | Solar | [13 empty] | 0 | 0 | 0 | 0 | [11 empty] | Georgia Power Co | 100 | Southern Co | 100 | Regulated
Riverside RWQCP Fuel Cell | 59877_G_MB20 | 59877 | G | MB20 |  | Fuel Cell |  | WECC_SCE | California | 6 | Riverside | 65 | 06065 | 1.4 | 8818 | 2016 | 9999 |  |  | Y | Natural Gas | [13 empty] | 0 | 0 | 0 | 0 | [11 empty] | Riverside Public Utilities | 100 | Riverside Public Utilities | 100 | Non-regulated
Windhub Solar A LLC | 59878_G_GEN01 | 59878 | G | GEN01 |  | Solar PV |  | WECC_SCE | California | 6 | Kern | 29 | 06029 | 20 | 0 | 2019 | 9999 |  |  | N | Solar | [13 empty] | 0 | 0 | 0 | 0 | [11 empty] | Windhub Solar A LLC | 100 | First Solar Inc | 100 | Non-regulated
North Rosamond Solar LLC | 59879_G_GEN01 | 59879 | G | GEN01 |  | Solar PV |  | WECC_SCE | California | 6 | Kern | 29 | 06029 | 151.1 | 0 | 2019 | 9999 |  |  | N | Solar | [13 empty] | 0 | 0 | 0 | 0 | [11 empty] | North Rosamond Solar LLC | 100 | First Solar Inc | 100 | Non-regulated
Kings Park Solar I | 59880_G_KIPS1 | 59880 | G | KIPS1 |  | Solar PV |  | NY_Z_K | New York | 36 | Suffolk | 103 | 36103 | 2 | 0 | 2019 | 9999 |  |  | N | Solar | [13 empty] | 0 | 0 | 0 | 0 | [11 empty] | BQ Energy | 100 | BQ Energy LLC | 100 | Non-regulated
Kings Park Solar II | 59881_G_KIPS2 | 59881 | G | KIPS2 |  | Solar PV |  | NY_Z_K | New York | 36 | Suffolk | 103 | 36103 | 2 | 0 | 2019 | 9999 |  |  | N | Solar | [13 empty] | 0 | 0 | 0 | 0 | [11 empty] | BQ Energy | 100 | BQ Energy LLC | 100 | Non-regulated
Exelon West Medway II LLC | 59882_G_4 | 59882 | G | 4 | 91232 | Combustion Turbine |  | NENGREST | Massachusetts | 25 | Norfolk | 21 | 25021 | 96.3 | 10745 | 2019 | 9999 |  |  | N | Natural Gas, Distillate Fuel Oil |  |  |  |  | SCR | [8 empty] | 0.01068 | 0.01068 | 0.01068 | 0.01068 | [11 empty] | West Medway II LLC | 100 | Exelon Corp | 100 | Non-regulated
Exelon West Medway II LLC | 59882_G_5 | 59882 | G | 5 | 91233 | Combustion Turbine |  | NENGREST | Massachusetts | 25 | Norfolk | 21 | 25021 | 92.5 | 10745 | 2019 | 9999 |  |  | N | Natural Gas, Distillate Fuel Oil |  |  |  |  | SCR | [8 empty] | 0.00962 | 0.00962 | 0.00962 | 0.00962 | [11 empty] | West Medway II LLC | 100 | Exelon Corp | 100 | Non-regulated
Beaufort Solar, LLC | 59887_G_GEN | 59887 | G | GEN |  | Solar PV |  | S_VACA | North Carolina | 37 | Beaufort | 13 | 37013 | 15 | 0 | 2015 | 9999 |  |  | N | Solar | [13 empty] | 0 | 0 | 0 | 0 | [11 empty] | Beaufort Solar LLC | 100 | Hudson Clean Energy Partners LP | 100 | Non-regulated
Bloom Wind | 59888_G_GEN | 59888 | G | GEN |  | Onshore Wind |  | SPP_N | Kansas | 20 | Ford | 57 | 20057 | 178.2 | 0 | 2017 | 9999 |  |  | N | Wind | [13 empty] | 0 | 0 | 0 | 0 | [11 empty] | Allianz Risk Transfer | 100 | Allianz SE | 100 | Non-regulated
Butler Solar Farm 20 | 59891_G_1 | 59891 | G | 1 |  | Solar PV |  | S_SOU | Georgia | 13 | Taylor | 269 | 13269 | 20 | 0 | 2016 | 9999 |  |  | N | Solar | [13 empty] | 0 | 0 | 0 | 0 | [11 empty] | Butler Solar Farm LLC | 100 | Butler Solar Farm LLC | 100 | Non-regulated
Pawpaw Solar Plant | 59894_G_1 | 59894 | G | 1 |  | Solar PV |  | S_SOU | Georgia | 13 | Taylor | 269 | 13269 | 30 | 0 | 2016 | 9999 |  |  | N | Solar | [13 empty] | 0 | 0 | 0 | 0 | [11 empty] | SP Pawpaw Solar LLC | 100 | Southern Co | 100 | Non-regulated
Butler Solar Project 103 | 59896_G_1 | 59896 | G | 1 |  | Solar PV |  | S_SOU | Georgia | 13 | Taylor | 269 | 13269 | 100 | 0 | 2016 | 9999 |  |  | N | Solar | [13 empty] | 0 | 0 | 0 | 0 | [11 empty] | SP Butler Solar LLC | 100 | Southern Co | 100 | Non-regulated
Taylor County Solar | 59897_G_1 | 59897 | G | 1 |  | Solar PV |  | S_SOU | Georgia | 13 | Taylor | 269 | 13269 | 143 | 0 | 2016 | 9999 |  |  | N | Solar | [13 empty] | 0 | 0 | 0 | 0 | [11 empty] | SP Sandhills Solar LLC | 100 | Southern Co | 100 | Non-regulated
SunEnergy1-Scotland Neck, LLC | 59898_G_SE1SN | 59898 | G | SE1SN |  | Solar PV |  | PJM_Dom | North Carolina | 37 | Halifax | 83 | 37083 | 3 | 0 | 2014 | 9999 |  |  | N | Solar | [13 empty] | 0 | 0 | 0 | 0 | [11 empty] | Montross Solar LLC | 100 | SunEnergy 1 LLC | 100 | Non-regulated
Choco Solar, LLC | 59899_G_CHOCO | 59899 | G | CHOCO |  | Solar PV |  | S_VACA | North Carolina | 37 | Beaufort | 13 | 37013 | 5 | 0 | 2014 | 9999 |  |  | N | Solar | [13 empty] | 0 | 0 | 0 | 0 | [11 empty] | Choco Solar LLC | 100 | SunEnergy 1 LLC | 100 | Non-regulated
Corcoran Solar 3 | 59900_G_C3CA | 59900 | G | C3CA |  | Solar PV |  | WEC_CALN | California | 6 | Kings | 31 | 06031 | 20 | 0 | 2016 | 9999 |  |  | N | Solar | [13 empty] | 0 | 0 | 0 | 0 | [11 empty] | CED Corcoran Solar 3 LLC | 100 | Sempra Energy | 100 | Non-regulated
Albertson Solar LLC | 59901_G_ALBRT | 59901 | G | ALBRT |  | Solar PV |  | S_VACA | North Carolina | 37 | Duplin | 61 | 37061 | 5 | 0 | 2015 | 9999 |  |  | N | Solar | [13 empty] | 0 | 0 | 0 | 0 | [11 empty] | Albertson Solar LLC | 100 | SunEnergy 1 LLC | 100 | Non-regulated
Cardinal Point Wind | 59902_G_GEN | 59902 | G | GEN |  | Onshore Wind |  | MIS_IL | Illinois | 17 | McDonough | 109 | 17109 | 150 | 0 | 2020 | 9999 |  |  | N | Wind | [13 empty] | 0 | 0 | 0 | 0 | [11 empty] | Cardinal Point LLC | 100 | Capital Power Corp | 100 | Non-regulated
New Frontier Wind | 59903_G_GEN | 59903 | G | GEN |  | Onshore Wind |  | MIS_MAPP | North Dakota | 38 | McHenry | 49 | 38049 | 100 | 0 | 2018 | 9999 |  |  | N | Wind | [13 empty] | 0 | 0 | 0 | 0 | [11 empty] | Capital Power Corp | 100 | Capital Power Corp | 100 | Non-regulated
Western Branch High School | 59904_G_1 | 59904 | G | 1 |  | Solar PV |  | PJM_Dom | Virginia | 51 | Chesapeake City | 550 | 51550 | 0.4 | 0 | 2016 | 9999 |  |  | N | Solar | [13 empty] | 0 | 0 | 0 | 0 | [11 empty] | Virginia Electric & Power Co | 100 | Dominion Energy Inc | 100 | Regulated
Merck | 59905_G_1 | 59905 | G | 1 |  | Solar PV |  | PJM_Dom | Virginia | 51 | Rockingham | 165 | 51165 | 0.8 | 0 | 2017 | 9999 |  |  | N | Solar | [13 empty] | 0 | 0 | 0 | 0 | [11 empty] | Merck & Co Inc | 100 | Merck & Co Inc | 100 | Regulated
Moxie Freedom Generation Plant | 59906_G_GEN1 | 59906 | G | GEN1 | 91193 | Combined Cycle |  | PJM_WMAC | Pennsylvania | 42 | Luzerne | 79 | 42079 | 522.5 | 7050 | 2018 | 9999 |  |  | N | Natural Gas |  |  |  | LNB + NH3 | SCR | [8 empty] | 0.00602 | 0.00602 | 0.00602 | 0.00602 | [11 empty] | Moxie Freedom LLC | 100 | Moxie Energy LLC | 100 | Non-regulated
Moxie Freedom Generation Plant | 59906_G_GEN2 | 59906 | G | GEN2 | 91194 | Combined Cycle |  | PJM_WMAC | Pennsylvania | 42 | Luzerne | 79 | 42079 | 522.5 | 7050 | 2018 | 9999 |  |  | N | Natural Gas |  |  |  | LNB + NH3 | SCR | [8 empty] | 0.00602 | 0.00602 | 0.00602 | 0.00602 | [11 empty] | Moxie Freedom LLC | 100 | Moxie Energy LLC | 100 | Non-regulated
Mount Olive Solar | 59908_G_2MWPV | 59908 | G | 2MWPV |  | Solar PV |  | S_VACA | North Carolina | 37 | Wayne | 191 | 37191 | 2 | 0 | 2016 | 9999 |  |  | N | Solar | [13 empty] | 0 | 0 | 0 | 0 | [11 empty] | Mount Olive Solar LLC | 100 | Mount Olive Solar LLC | 100 | Non-regulated
KDC Solar PR1, LLC | 59910_G_SF | 59910 | G | SF |  | Solar PV |  | PJM_EMAC | New Jersey | 34 | Ocean | 29 | 34029 | 17 | 0 | 2019 | 9999 |  |  | N | Solar | [13 empty] | 0 | 0 | 0 | 0 | [11 empty] | Clean Capital Partners LLC | 100 | Clean Capital Partners LLC | 100 | Non-regulated
Philip Morris | 59911_G_1 | 59911 | G | 1 |  | Solar PV |  | PJM_Dom | Virginia | 51 | Chesterfield | 41 | 51041 | 0.8 | 0 | 2016 | 9999 |  |  | N | Solar | [13 empty] | 0 | 0 | 0 | 0 | [11 empty] | Park 500 Philip Morris USA | 100 | Altria Group Inc | 100 | Regulated
Freemont Solar Center LLC | 59912_G_FREE | 59912 | G | FREE |  | Solar PV |  | S_VACA | North Carolina | 37 | Lincoln | 109 | 37109 | 5 | 0 | 2016 | 9999 |  |  | N | Solar | [13 empty] | 0 | 0 | 0 | 0 | [11 empty] | Coronal Development Services LLC | 100 | Coronal Group LLC | 100 | Non-regulated
Greensville County Power Station | 59913_G_CT01 | 59913 | G | CT01 | 91099 | Combined Cycle |  | PJM_Dom | Virginia | 51 | Greensville | 81 | 51081 | 324.4 | 7050 | 2018 | 9999 |  |  | N | Natural Gas |  |  |  | DLNB | SCR | [8 empty] | 0.00527 | 0.00527 | 0.00527 | 0.00527 | [11 empty] | Dominion Virginia Power | 100 | Dominion Energy Inc | 100 | Regulated
Greensville County Power Station | 59913_G_CT02 | 59913 | G | CT02 | 91100 | Combined Cycle |  | PJM_Dom | Virginia | 51 | Greensville | 81 | 51081 | 324.4 | 7050 | 2018 | 9999 |  |  | N | Natural Gas |  |  |  | DLNB | SCR | [8 empty] | 0.00527 | 0.00527 | 0.00527 | 0.00527 | [11 empty] | Dominion Virginia Power | 100 | Dominion Energy Inc | 100 | Regulated
Greensville County Power Station | 59913_G_CT03 | 59913 | G | CT03 | 91101 | Combined Cycle |  | PJM_Dom | Virginia | 51 | Greensville | 81 | 51081 | 324.4 | 7050 | 2018 | 9999 |  |  | N | Natural Gas |  |  |  | DLNB | SCR | [8 empty] | 0.00527 | 0.00527 | 0.00527 | 0.00527 | [11 empty] | Dominion Virginia Power | 100 | Dominion Energy Inc | 100 | Regulated
Greensville County Power Station | 59913_G_ST01 | 59913 | G | ST01 | 91099 | Combined Cycle |  | PJM_Dom | Virginia | 51 | Greensville | 81 | 51081 | 611.8 | 7050 | 2018 | 9999 |  |  | N | Natural Gas |  |  |  | LNB | SCR | [8 empty] | 0.00527 | 0.00527 | 0.00527 | 0.00527 | [11 empty] | Dominion Virginia Power | 100 | Dominion Energy Inc | 100 | Regulated
Crestwood Solar Center LLC | 59914_G_CREST | 59914 | G | CREST |  | Solar PV |  | S_VACA | North Carolina | 37 | Granville | 77 | 37077 | 5 | 0 | 2016 | 9999 |  |  | N | Solar | [13 empty] | 0 | 0 | 0 | 0 | [11 empty] | Crestwood Solar Center LLC | 100 | Heliosage Energy LLC | 100 | Non-regulated
Oro Loma | 59915_G_ORCA | 59915 | G | ORCA |  | Solar PV |  | WEC_CALN | California | 6 | Fresno | 19 | 06019 | 20 | 0 | 2017 | 9999 |  |  | N | Solar | [13 empty] | 0 | 0 | 0 | 0 | [11 empty] | SR Solis Oro Loma LLC | 100 | Solargen USA LLC | 100 | Non-regulated
SunE- E Philadelphia Ontario | 59916_G_12307 | 59916 | G | 12307 |  | Solar PV |  | WECC_SCE | California | 6 | San Bernardino | 71 | 06071 | 1 | 0 | 2016 | 9999 |  |  | N | Solar | [13 empty] | 0 | 0 | 0 | 0 | [11 empty] | SunEdison | 100 | SunEdison | 100 | Non-regulated
Pollocksville Solar | 59917_G_5MWPV | 59917 | G | 5MWPV |  | Solar PV |  | S_VACA | North Carolina | 37 | Jones | 103 | 37103 | 5 | 0 | 2016 | 9999 |  |  | N | Solar | [13 empty] | 0 | 0 | 0 | 0 | [11 empty] | Pollocksville Solar LLC | 100 | Pollocksville Solar LLC | 100 | Non-regulated
Nellis Solar PV II | 59919_G_NSPV2 | 59919 | G | NSPV2 |  | Solar PV |  | WECC_SNV | Nevada | 32 | Clark | 3 | 32003 | 15 | 0 | 2015 | 9999 |  |  | N | Solar | [13 empty] | 0 | 0 | 0 | 0 | [11 empty] | Nevada Power Co | 100 | Berkshire Hathaway Inc | 100 | Regulated
Lillington Solar | 59921_G_5MWPV | 59921 | G | 5MWPV |  | Solar PV |  | S_VACA | North Carolina | 37 | Harnett | 85 | 37085 | 5 | 0 | 2017 | 9999 |  |  | N | Solar | [13 empty] | 0 | 0 | 0 | 0 | [11 empty] | Lillington Solar LLC | 100 | Lillington Solar LLC | 100 | Non-regulated
Alpine Power Plant | 59926_G_AI1 | 59926 | G | AI1 | 91051 | Combustion Turbine |  | MIS_LMI | Michigan | 26 | Otsego | 137 | 26137 | 202.6 | 11159 | 2016 | 9999 |  |  | N | Natural Gas |  |  |  | DLNB | [9 empty] | 0.04907 | 0.04907 | 0.04907 | 0.04907 | [11 empty] | Wolverine Power Supply Coop Inc | 100 | Wolverine Power Supply Coop Inc | 100 | Regulated
Alpine Power Plant | 59926_G_AI2 | 59926 | G | AI2 | 91052 | Combustion Turbine |  | MIS_LMI | Michigan | 26 | Otsego | 137 | 26137 | 202.6 | 11166 | 2016 | 9999 |  |  | N | Natural Gas |  |  |  | DLNB | [9 empty] | 0.04722 | 0.04722 | 0.04722 | 0.04722 | [11 empty] | Wolverine Power Supply Coop Inc | 100 | Wolverine Power Supply Coop Inc | 100 | Regulated
Hunt Road Solar | 59927_G_PV1 | 59927 | G | PV1 |  | Solar PV |  | NENGREST | Massachusetts | 25 | Essex | 9 | 25009 | 4.5 | 0 | 2016 | 9999 |  |  | N | Solar | [13 empty] | 0 | 0 | 0 | 0 | [11 empty] | Citizens Enterprises Corp | 100 | Citizens Enterprises Corp | 100 | Non-regulated
Vance Solar Farm, LLC | 59928_G_NB007 | 59928 | G | NB007 |  | Solar PV |  | S_VACA | North Carolina | 37 | Vance | 181 | 37181 | 4.9 | 0 | 2016 | 9999 |  |  | N | Solar | [13 empty] | 0 | 0 | 0 | 0 | [11 empty] | Vance Solar 1 LLC | 100 | Cypress Creek Holdings LLC | 100 | Non-regulated
Cline Solar Farm, LLC | 59929_G_NB007 | 59929 | G | NB007 |  | Solar PV |  | S_VACA | North Carolina | 37 | Burke | 23 | 37023 | 4.9 | 0 | 2017 | 9999 |  |  | N | Solar | [13 empty] | 0 | 0 | 0 | 0 | [11 empty] | Cline Solar LLC | 100 | Cypress Creek Holdings LLC | 100 | Non-regulated
BG Stewart Solar Farm, LLC | 59930_G_NB005 | 59930 | G | NB005 |  | Solar PV |  | S_VACA | North Carolina | 37 | Union | 179 | 37179 | 4.9 | 0 | 2015 | 9999 |  |  | N | Solar | [13 empty] | 0 | 0 | 0 | 0 | [11 empty] | BG Stewart Solar Farm LLC | 100 | Tal McBride | 100 | Non-regulated
FCPC Renewable Generation | 59931_G_GEN2 | 59931 | G | GEN2 |  | Non-Fossil Waste |  | MIS_WUMS | Wisconsin | 55 | Milwaukee | 79 | 55079 | 1 | 3833 | 2013 | 9999 |  |  | Y | Non-Fossil Waste | [13 empty] | 0 | 0 | 0 | 0 | [11 empty] | Forest County Potawatomi Community | 100 | Forest County Potawatomi Community | 100 | Non-regulated
Fiddler's Canyon 3 | 59932_G_FID3 | 59932 | G | FID3 |  | Solar PV |  | WECC_UT | Utah | 49 | Iron | 21 | 49021 | 3 | 0 | 2015 | 9999 |  |  | N | Solar | [13 empty] | 0 | 0 | 0 | 0 | [11 empty] | SunE Solar XVII Project3 LLC | 100 | SunEdison | 100 | Non-regulated
Soluga Farms IV | 59934_G_SFIV | 59934 | G | SFIV |  | Solar PV |  | S_VACA | North Carolina | 37 | Cumberland | 51 | 37051 | 3.4 | 0 | 2018 | 9999 |  |  | N | Solar | [13 empty] | 0 | 0 | 0 | 0 | [11 empty] | Soluga Farms IV LLC | 100 | Solbridge Energy LLC | 100 | Non-regulated
Meadowbrook Solar Farm | 59936_G_NB008 | 59936 | G | NB008 |  | Solar PV |  | S_VACA | North Carolina | 37 | Rowan | 159 | 37159 | 4.9 | 0 | 2016 | 9999 |  |  | N | Solar | [13 empty] | 0 | 0 | 0 | 0 | [11 empty] | Meadowbrook Solar LLC | 100 | Cypress Creek Holdings LLC | 100 | Non-regulated
Coats Solar Farm, LLC | 59937_G_NB006 | 59937 | G | NB006 |  | Solar PV |  | S_VACA | North Carolina | 37 | Harnett | 85 | 37085 | 4.9 | 0 | 2016 | 9999 |  |  | N | Solar | [13 empty] | 0 | 0 | 0 | 0 | [11 empty] | Coats Solar LLC | 100 | Cypress Creek Holdings LLC | 100 | Non-regulated
Sky Global Power One | 59938_G_UNIT1 | 59938 | G | UNIT1 |  | Combustion Turbine | IC Engine | ERC_REST | Texas | 48 | Colorado | 89 | 48089 | 8.3 | 10745 | 2016 | 9999 |  |  | N | Natural Gas | [13 empty] | 0.01457 | 0.01457 | 0.01457 | 0.01457 | [11 empty] | Sky Global Power One LLC | 100 | Sky Global Partners LLC | 100 | Non-regulated
Sky Global Power One | 59938_G_UNIT2 | 59938 | G | UNIT2 |  | Combustion Turbine | IC Engine | ERC_REST | Texas | 48 | Colorado | 89 | 48089 | 8.3 | 10745 | 2016 | 9999 |  |  | N | Natural Gas | [13 empty] | 0.01457 | 0.01457 | 0.01457 | 0.01457 | [11 empty] | Sky Global Power One LLC | 100 | Sky Global Partners LLC | 100 | Non-regulated
Sky Global Power One | 59938_G_UNIT3 | 59938 | G | UNIT3 |  | Combustion Turbine | IC Engine | ERC_REST | Texas | 48 | Colorado | 89 | 48089 | 8.3 | 10745 | 2016 | 9999 |  |  | N | Natural Gas | [13 empty] | 0.01457 | 0.01457 | 0.01457 | 0.01457 | [11 empty] | Sky Global Power One LLC | 100 | Sky Global Partners LLC | 100 | Non-regulated
Sky Global Power One | 59938_G_UNIT4 | 59938 | G | UNIT4 |  | Combustion Turbine | IC Engine | ERC_REST | Texas | 48 | Colorado | 89 | 48089 | 8.3 | 10745 | 2016 | 9999 |  |  | N | Natural Gas | [13 empty] | 0.01457 | 0.01457 | 0.01457 | 0.01457 | [11 empty] | Sky Global Power One LLC | 100 | Sky Global Partners LLC | 100 | Non-regulated
Sky Global Power One | 59938_G_UNIT5 | 59938 | G | UNIT5 |  | Combustion Turbine | IC Engine | ERC_REST | Texas | 48 | Colorado | 89 | 48089 | 8.3 | 10745 | 2016 | 9999 |  |  | N | Natural Gas | [13 empty] | 0.01457 | 0.01457 | 0.01457 | 0.01457 | [11 empty] | Sky Global Power One LLC | 100 | Sky Global Partners LLC | 100 | Non-regulated
Sky Global Power One | 59938_G_UNIT6 | 59938 | G | UNIT6 |  | Combustion Turbine | IC Engine | ERC_REST | Texas | 48 | Colorado | 89 | 48089 | 8.3 | 10745 | 2016 | 9999 |  |  | N | Natural Gas | [13 empty] | 0.01457 | 0.01457 | 0.01457 | 0.01457 | [11 empty] | Sky Global Power One LLC | 100 | Sky Global Partners LLC | 100 | Non-regulated
RE Tranquillity | 59939_G_BESS1 | 59939 | G | BESS1 |  | Energy Storage |  | WEC_CALN | California | 6 | Fresno | 19 | 06019 | 37 | 0 | 2021 | 9999 |  |  | N | Energy Storage | [13 empty] | 0 | 0 | 0 | 0 | [11 empty] | SP Tranquillity Solar Storage, LLC | 100 | SP Tranquillity Solar Storage, LLC | 100 | Non-regulated
RE Tranquillity | 59939_G_BESS2 | 59939 | G | BESS2 |  | Energy Storage |  | WEC_CALN | California | 6 | Fresno | 19 | 06019 | 35 | 0 | 2022 | 9999 |  |  | N | Energy Storage | [13 empty] | 0 | 0 | 0 | 0 | [11 empty] | SP Tranquillity Solar Storage, LLC | 100 | SP Tranquillity Solar Storage, LLC | 100 | Non-regulated
RE Tranquillity | 59939_G_TQ | 59939 | G | TQ |  | Solar PV |  | WEC_CALN | California | 6 | Fresno | 19 | 06019 | 200 | 0 | 2016 | 9999 |  |  | N | Solar | [13 empty] | 0 | 0 | 0 | 0 | [11 empty] | RE Tranquility LLC | 100 | Canadian Solar Inc | 100 | Non-regulated
Great Valley Solar Portfolio Holdings, LLC | 59940_G_GVS2 | 59940 | G | GVS2 |  | Solar PV |  | WEC_CALN | California | 6 | Fresno | 19 | 06019 | 60 | 0 | 2017 | 9999 |  |  | N | Solar | [13 empty] | 0 | 0 | 0 | 0 | [11 empty] | Great Valley Solar 2 LLC | 100 | Sempra Energy | 100 | Non-regulated
Great Valley Solar Portfolio Holdings, LLC | 59940_G_GVS3 | 59940 | G | GVS3 |  | Solar PV |  | WEC_CALN | California | 6 | Fresno | 19 | 06019 | 20 | 0 | 2017 | 9999 |  |  | N | Solar | [13 empty] | 0 | 0 | 0 | 0 | [11 empty] | Great Valley Solar 3 LLC | 100 | Sempra Energy | 100 | Non-regulated
Great Valley Solar Portfolio Holdings, LLC | 59940_G_GVS4 | 59940 | G | GVS4 |  | Solar PV |  | WEC_CALN | California | 6 | Fresno | 19 | 06019 | 20 | 0 | 2017 | 9999 |  |  | N | Solar | [13 empty] | 0 | 0 | 0 | 0 | [11 empty] | Great Valley Solar 4 LLC | 100 | Sempra Energy | 100 | Non-regulated
Great Valley Solar Portfolio Holdings, LLC | 59940_G_TQ8 | 59940 | G | TQ8 |  | Solar PV |  | WEC_CALN | California | 6 | Fresno | 19 | 06019 | 102.5 | 0 | 2018 | 9999 |  |  | N | Solar | [13 empty] | 0 | 0 | 0 | 0 | [11 empty] | Great Valley Solar 1 LLC | 50 | Consolidated Edison Inc | 50 | Non-regulated
Iron Springs Solar, LLC | 59941_G_ISS | 59941 | G | ISS |  | Solar PV |  | WECC_UT | Utah | 49 | Iron | 21 | 49021 | 80 | 0 | 2016 | 9999 |  |  | N | Solar | [13 empty] | 0 | 0 | 0 | 0 | [11 empty] | Iron Springs Solar LLC | 100 | Global Infrastructure Partners | 100 | Non-regulated
Morgan Lancaster 1 | 59942_G_ML1 | 59942 | G | ML1 |  | Solar PV |  | WEC_LADW | California | 6 | Los Angeles | 37 | 06037 | 1.5 | 0 | 2015 | 9999 |  |  | N | Solar | [13 empty] | 0 | 0 | 0 | 0 | [11 empty] | Morgan Lancaster I LLC | 100 | Morgan Solar Inc | 100 | Non-regulated
Rattlesnake Den | 59943_G_1 | 59943 | G | 1 |  | Onshore Wind |  | ERC_WEST | Texas | 48 | Glasscock | 173 | 48173 | 207.2 | 0 | 2015 | 9999 |  |  | N | Wind | [13 empty] | 0 | 0 | 0 | 0 | [11 empty] | Rattlesnake Wind I LLC | 100 | Invenergy LLC | 100 | Non-regulated
Conetoe II Solar, LLC | 59944_G_CONE1 | 59944 | G | CONE1 |  | Solar PV |  | S_VACA | North Carolina | 37 | Edgecombe | 65 | 37065 | 80 | 0 | 2015 | 9999 |  |  | N | Solar | [13 empty] | 0 | 0 | 0 | 0 | [11 empty] | Conetoe II Solar LLC | 100 | SunEnergy 1 LLC | 100 | Non-regulated
Granite Mountain Solar West, LLC | 59945_G_GMSW | 59945 | G | GMSW |  | Solar PV |  | WECC_UT | Utah | 49 | Iron | 21 | 49021 | 50.4 | 0 | 2016 | 9999 |  |  | N | Solar | [13 empty] | 0 | 0 | 0 | 0 | [11 empty] | Granite Mountain Solar West LLC | 100 | Global Infrastructure Partners | 100 | Non-regulated
Granite Mountain Solar East, LLC | 59946_G_GMSE | 59946 | G | GMSE |  | Solar PV |  | WECC_UT | Utah | 49 | Iron | 21 | 49021 | 80 | 0 | 2016 | 9999 |  |  | N | Solar | [13 empty] | 0 | 0 | 0 | 0 | [11 empty] | Granite Mountain Solar East LLC | 100 | Global Infrastructure Partners | 100 | Non-regulated
SR Camden | 59947_G_AERO | 59947 | G | AERO |  | Solar PV |  | SPP_WEST | Arkansas | 5 | Calhoun | 13 | 05013 | 12 | 0 | 2015 | 9999 |  |  | N | Solar | [13 empty] | 0 | 0 | 0 | 0 | [11 empty] | SR Camden LLC | 100 | Silicon Ranch Corp | 100 | Non-regulated
Bakersfield 111 | 59948_G_BF111 | 59948 | G | BF111 |  | Solar PV |  | WECC_SCE | California | 6 | Kern | 29 | 06029 | 1.4 | 0 | 2015 | 9999 |  |  | N | Solar | [13 empty] | 0 | 0 | 0 | 0 | [11 empty] | Bakersfield 111 LLC | 100 | Bakersfield 111 LLC | 100 | Non-regulated
AES Warrior Run Energy Storage Project | 59949_G_BESS1 | 59949 | G | BESS1 |  | Energy Storage |  | PJM_AP | Maryland | 24 | Allegany | 1 | 24001 | 5 | 0 | 2015 | 9999 |  |  | N | Energy Storage | [13 empty] | 0 | 0 | 0 | 0 | [11 empty] | AES Warrior Run Inc | 100 | AES Corp (The) | 100 | Non-regulated
Yadkinville Solar | 59950_G_YAK | 59950 | G | YAK |  | Solar PV |  | S_VACA | North Carolina | 37 | Yadkin | 197 | 37197 | 3.5 | 0 | 2015 | 9999 |  |  | N | Solar | [13 empty] | 0 | 0 | 0 | 0 | [11 empty] | Yadkinville Solar LLC | 100 | Yadkinville Solar LLC | 100 | Non-regulated
Five Forks Solar | 59951_G_5FRK | 59951 | G | 5FRK |  | Solar PV |  | S_VACA | North Carolina | 37 | Warren | 185 | 37185 | 20 | 0 | 2019 | 9999 |  |  | N | Solar | [13 empty] | 0 | 0 | 0 | 0 | [11 empty] | Five Forks Solar LLC | 100 | O2Energies | 100 | Non-regulated
Potrero Hills Energy Producers | 59952_G_1 | 59952 | G | 1 |  | Landfill Gas |  | WEC_CALN | California | 6 | Solano | 95 | 06095 | 1.6 | 13500 | 2016 | 9999 |  |  | N | Landfill Gas | [13 empty] | 0.15615 | 0.15615 | 0.15615 | 0.15615 | [11 empty] | Waste Connections Inc | 100 | Waste Connections Inc | 100 | Non-regulated
Potrero Hills Energy Producers | 59952_G_2 | 59952 | G | 2 |  | Landfill Gas |  | WEC_CALN | California | 6 | Solano | 95 | 06095 | 1.6 | 13500 | 2016 | 9999 |  |  | N | Landfill Gas | [13 empty] | 0.15615 | 0.15615 | 0.15615 | 0.15615 | [11 empty] | Waste Connections Inc | 100 | Waste Connections Inc | 100 | Non-regulated
Potrero Hills Energy Producers | 59952_G_3 | 59952 | G | 3 |  | Landfill Gas |  | WEC_CALN | California | 6 | Solano | 95 | 06095 | 1.6 | 13500 | 2016 | 9999 |  |  | N | Landfill Gas | [13 empty] | 0.15615 | 0.15615 | 0.15615 | 0.15615 | [11 empty] | Waste Connections Inc | 100 | Waste Connections Inc | 100 | Non-regulated
Potrero Hills Energy Producers | 59952_G_4 | 59952 | G | 4 |  | Landfill Gas |  | WEC_CALN | California | 6 | Solano | 95 | 06095 | 1.6 | 13500 | 2016 | 9999 |  |  | N | Landfill Gas | [13 empty] | 0.15615 | 0.15615 | 0.15615 | 0.15615 | [11 empty] | Waste Connections Inc | 100 | Waste Connections Inc | 100 | Non-regulated
Potrero Hills Energy Producers | 59952_G_5 | 59952 | G | 5 |  | Landfill Gas |  | WEC_CALN | California | 6 | Solano | 95 | 06095 | 1.6 | 13500 | 2016 | 9999 |  |  | N | Landfill Gas | [13 empty] | 0.15615 | 0.15615 | 0.15615 | 0.15615 | [11 empty] | Waste Connections Inc | 100 | Waste Connections Inc | 100 | Non-regulated
Antrim Wind | 59953_G_AWND1 | 59953 | G | AWND1 |  | Onshore Wind |  | NENGREST | New Hampshire | 33 | Hillsborough | 11 | 33011 | 28.8 | 0 | 2019 | 9999 |  |  | N | Wind | [13 empty] | 0 | 0 | 0 | 0 | [11 empty] | Antrim Wind Energy LLC | 100 | TransAlta Corp | 100 | Non-regulated
Osceola Solar Facility | 59954_G_XXXXX | 59954 | G | XXXXX |  | Solar PV |  | FRCC | Florida | 12 | Osceola | 97 | 12097 | 3.8 | 0 | 2016 | 9999 |  |  | N | Solar | [13 empty] | 0 | 0 | 0 | 0 | [11 empty] | Duke Energy Florida | 100 | Duke Energy Corp | 100 | Regulated
ESA Smithfield | 59955_G_GEN01 | 59955 | G | GEN01 |  | Solar PV |  | S_VACA | North Carolina | 37 | Johnston | 101 | 37101 | 1.8 | 0 | 2015 | 9999 |  |  | N | Solar | [13 empty] | 0 | 0 | 0 | 0 | [11 empty] | ESA Smithfield 1 NC LLC | 100 | BayWa AG | 100 | Non-regulated
ESA Selma | 59956_G_GEN02 | 59956 | G | GEN02 |  | Solar PV |  | S_VACA | North Carolina | 37 | Johnston | 101 | 37101 | 1.8 | 0 | 2015 | 9999 |  |  | N | Solar | [13 empty] | 0 | 0 | 0 | 0 | [11 empty] | ESA Selma NC I LLC | 100 | BayWa AG | 100 | Non-regulated
Grand Ridge Battery Projects | 59957_G_GIVB | 59957 | G | GIVB |  | Energy Storage |  | PJM_COMD | Illinois | 17 | LaSalle | 99 | 17099 | 4.5 | 0 | 2013 | 9999 |  |  | N | Energy Storage | [13 empty] | 0 | 0 | 0 | 0 | [11 empty] | Grand Ridge Energy IV LLC | 100 | Invenergy LLC | 100 | Non-regulated
Grand Ridge Battery Projects | 59957_G_GRES | 59957 | G | GRES |  | Energy Storage |  | PJM_COMD | Illinois | 17 | LaSalle | 99 | 17099 | 31.5 | 0 | 2015 | 9999 |  |  | N | Energy Storage | [13 empty] | 0 | 0 | 0 | 0 | [11 empty] | Grand Ridge Energy Storage LLC | 100 | Invenergy LLC | 100 | Non-regulated
Milford 2 | 59958_G_MIL2 | 59958 | G | MIL2 |  | Solar PV |  | WECC_UT | Utah | 49 | Beaver | 1 | 49001 | 3 | 0 | 2015 | 9999 |  |  | N | Solar | [13 empty] | 0 | 0 | 0 | 0 | [11 empty] | SunE DB24 LLC | 100 | SunEdison | 100 | Non-regulated
Western Antelope Blue Sky B | 59961_G_WABSB | 59961 | G | WABSB |  | Solar PV |  | WEC_LADW | California | 6 | Los Angeles | 37 | 06037 | 19 | 0 | 2016 | 9999 |  |  | N | Solar | [13 empty] | 0 | 0 | 0 | 0 | [11 empty] | Western Antelope Blue Sky Ranch B LLC | 100 | FTP Power LLC | 100 | Non-regulated
North Lancaster Ranch | 59962_G_NLR | 59962 | G | NLR |  | Solar PV |  | WEC_LADW | California | 6 | Los Angeles | 37 | 06037 | 18 | 0 | 2016 | 9999 |  |  | N | Solar | [13 empty] | 0 | 0 | 0 | 0 | [11 empty] | Martifer Solar | 50 | Martifer Solar | 50 | Non-regulated
Central Antelope Dry Ranch C | 59963_G_CADRC | 59963 | G | CADRC |  | Solar PV |  | WEC_LADW | California | 6 | Los Angeles | 37 | 06037 | 17 | 0 | 2016 | 9999 |  |  | N | Solar | [13 empty] | 0 | 0 | 0 | 0 | [11 empty] | Central Antelope Dry Ranch C LLC | 50 | Martifer Solar | 50 | Non-regulated
Elevation Solar C | 59964_G_ELVSC | 59964 | G | ELVSC |  | Solar PV |  | WEC_LADW | California | 6 | Los Angeles | 37 | 06037 | 39 | 0 | 2016 | 9999 |  |  | N | Solar | [13 empty] | 0 | 0 | 0 | 0 | [11 empty] | Elevation Solar C LLC | 100 | Sustainable Power Group LLC | 100 | Non-regulated
Latigo Wind Park | 59965_G_LTIGO | 59965 | G | LTIGO |  | Onshore Wind |  | WECC_UT | Utah | 49 | San Juan | 37 | 49037 | 62.1 | 0 | 2016 | 9999 |  |  | N | Wind | [13 empty] | 0 | 0 | 0 | 0 | [11 empty] | Latigo Wind Park LLC | 100 | Sustainable Power Group LLC | 100 | Non-regulated
Camp Lejeune Solar and Energy Storage | 59966_G_ES1 | 59966 | G | ES1 |  | Energy Storage |  | S_VACA | North Carolina | 37 | Onslow | 133 | 37133 | 11 | 0 | 2023 | 9999 |  |  | N | Energy Storage | [11 empty] | 0 |  | 0 | 0 | 0 | 0 | [11 empty] | Duke Energy Progress - (NC) | 100 | Duke Energy Progress - (NC) | 100 | Regulated
Camp Lejeune Solar and Energy Storage | 59966_G_PV1 | 59966 | G | PV1 |  | Solar PV |  | S_VACA | North Carolina | 37 | Onslow | 133 | 37133 | 12.8 | 0 | 2015 | 9999 |  |  | N | Solar | [13 empty] | 0 | 0 | 0 | 0 | [11 empty] | Duke Energy Progress | 100 | Duke Energy Corp | 100 | Regulated
Pepperidge Farm Bloomfield | 59967_G_FCB | 59967 | G | FCB |  | Fuel Cell |  | NENG_CT | Connecticut | 9 | Hartford | 3 | 09003 | 0.8 | 6046 | 2008 | 9999 |  |  | Y | Natural Gas | [13 empty] | 0 | 0 | 0 | 0 | [11 empty] | BNB Renewable Energy Holdings | 100 | BNB Renewable Energy Holdings | 100 | Non-regulated
Pepperidge Farm Bloomfield | 59967_G_FCC | 59967 | G | FCC |  | Fuel Cell |  | NENG_CT | Connecticut | 9 | Hartford | 3 | 09003 | 1.3 | 8508 | 2016 | 9999 |  |  | N | Natural Gas | [13 empty] | 0 | 0 | 0 | 0 | [11 empty] | BNB Renewable Energy Holdings | 100 | BNB Renewable Energy Holdings | 100 | Non-regulated
Desert Wind Farm, LLC | 59968_G_1 | 59968 | G | 1 |  | Onshore Wind |  | PJM_Dom | North Carolina | 37 | Perquimans | 143 | 37143 | 208 | 0 | 2016 | 9999 |  |  | N | Wind | [13 empty] | 0 | 0 | 0 | 0 | [11 empty] | Desert Wind Farm LLC | 100 | Atlantic Wind Power Corp | 100 | Non-regulated
Windhub Solar B, LLC | 59969_G_GEN01 | 59969 | G | GEN01 |  | Solar PV |  | WECC_SCE | California | 6 | Kern | 29 | 06029 | 20 | 0 | 2024 | 9999 |  |  | N | Solar | [13 empty] | 0 | 0 | 0 | 0 | [11 empty] | Balanced Rock Power, LLC | 100 | Balanced Rock Power, LLC | 100 | Non-regulated
Easter | 59971_G_ESTR1 | 59971 | G | ESTR1 |  | Onshore Wind |  | ERC_PHDL | Texas | 48 | Castro | 69 | 48069 | 150 | 0 | 2025 | 9999 |  |  | N | Wind | [13 empty] | 0 | 0 | 0 | 0 | [11 empty] | Tri Global Energy, LLC | 100 | Tri Global Energy, LLC | 100 | Non-regulated
Bearkat | 59972_G_BRKAT | 59972 | G | BRKAT |  | Onshore Wind |  | ERC_WEST | Texas | 48 | Glasscock | 173 | 48173 | 196.7 | 0 | 2018 | 9999 |  |  | N | Wind | [13 empty] | 0 | 0 | 0 | 0 | [11 empty] | Bearkat Wind Energy I LLC | 100 | Copenhagen Infrastructure Partners | 100 | Non-regulated
Walt Disney World Solar Facility | 59973_G_WDS1 | 59973 | G | WDS1 |  | Solar PV |  | FRCC | Florida | 12 | Orange | 95 | 12095 | 4.9 | 0 | 2016 | 9999 |  |  | N | Solar | [13 empty] | 0 | 0 | 0 | 0 | [11 empty] | Duke Energy Florida Solar Solutions LLC | 100 | Duke Energy Corp | 100 | Non-regulated
Golden West Power Partners LLC | 59974_G_GW1 | 59974 | G | GW1 |  | Onshore Wind |  | WECC_CO | Colorado | 8 | El Paso | 41 | 08041 | 250 | 0 | 2015 | 9999 |  |  | N | Wind | [13 empty] | 0 | 0 | 0 | 0 | [11 empty] | Golden West Power Partners LLC | 100 | NextEra Energy Inc | 100 | Non-regulated
Carousel Wind Farm LLC | 59975_G_CW1 | 59975 | G | CW1 |  | Onshore Wind |  | WECC_CO | Colorado | 8 | Kit Carson | 63 | 08063 | 150 | 0 | 2015 | 9999 |  |  | N | Wind | [13 empty] | 0 | 0 | 0 | 0 | [11 empty] | Carousel Wind Farm LLC | 100 | NextEra Energy Inc | 100 | Non-regulated
RE Astoria | 59976_G_ASTR1 | 59976 | G | ASTR1 |  | Solar PV |  | WECC_SCE | California | 6 | Kern | 29 | 06029 | 100 | 0 | 2016 | 9999 |  |  | N | Solar | [13 empty] | 0 | 0 | 0 | 0 | [11 empty] | RE Astoria LLC | 100 | Canadian Solar Inc | 100 | Non-regulated
RE Astoria 2 | 59977_G_ASTR2 | 59977 | G | ASTR2 |  | Solar PV |  | WECC_SCE | California | 6 | Kern | 29 | 06029 | 75 | 0 | 2016 | 9999 |  |  | N | Solar | [13 empty] | 0 | 0 | 0 | 0 | [11 empty] | RE Astoria 2 LLC | 100 | Canadian Solar Inc | 100 | Non-regulated
Adapture CA2, LLC | 59978_G_ECA22 | 59978 | G | ECA22 |  | Solar PV |  | WEC_CALN | California | 6 | Glenn | 21 | 06021 | 1.5 | 0 | 2016 | 9999 |  |  | N | Solar | [13 empty] | 0 | 0 | 0 | 0 | [11 empty] | Enerparc CA2 LLC | 100 | Enerparc AG | 100 | Non-regulated
Columbia Solar Energy, LLC | 59979_G_GEN1 | 59979 | G | GEN1 |  | Solar PV |  | WEC_CALN | California | 6 | Contra Costa | 13 | 06013 | 19.2 | 0 | 2015 | 9999 |  |  | N | Solar | [13 empty] | 0 | 0 | 0 | 0 | [11 empty] | PSEG Solar Source LLC | 100 | LS Power Group | 100 | Non-regulated
Mashpee Landfill Solar | 59980_G_MASH | 59980 | G | MASH |  | Solar PV |  | NENGREST | Massachusetts | 25 | Barnstable | 1 | 25001 | 1.5 | 0 | 2014 | 9999 |  |  | N | Solar | [13 empty] | 0 | 0 | 0 | 0 | [11 empty] | Nautilus Solar Solutions LLC | 100 | Nautilus Energy LLC | 100 | Non-regulated
New Castle Solar RES | 59981_G_PV1 | 59981 | G | PV1 |  | Solar PV |  | MIS_INKY | Indiana | 18 | Henry | 65 | 18065 | 1.1 | 0 | 2016 | 9999 |  |  | N | Solar | [13 empty] | 0 | 0 | 0 | 0 | [11 empty] | Hoosier Energy Rural Electric Coop Inc | 100 | Hoosier Energy Rural Electric Coop Inc | 100 | Regulated
Scotland Solar RES | 59982_G_PV1 | 59982 | G | PV1 |  | Solar PV |  | MIS_INKY | Indiana | 18 | Greene | 55 | 18055 | 1.1 | 0 | 2015 | 9999 |  |  | N | Solar | [13 empty] | 0 | 0 | 0 | 0 | [11 empty] | Hoosier Energy Rural Electric Coop Inc | 100 | Hoosier Energy Rural Electric Coop Inc | 100 | Regulated
New Haven Solar RES | 59983_G_PV1 | 59983 | G | PV1 |  | Solar PV |  | MIS_INKY | Indiana | 18 | Spencer | 147 | 18147 | 1.1 | 0 | 2016 | 9999 |  |  | N | Solar | [13 empty] | 0 | 0 | 0 | 0 | [11 empty] | Hoosier Energy Rural Electric Coop Inc | 100 | Hoosier Energy Rural Electric Coop Inc | 100 | Regulated
Lanesville Solar RES | 59984_G_PV1 | 59984 | G | PV1 |  | Solar PV |  | MIS_INKY | Indiana | 18 | Harrison | 61 | 18061 | 1.1 | 0 | 2015 | 9999 |  |  | N | Solar | [13 empty] | 0 | 0 | 0 | 0 | [11 empty] | Hoosier Energy Rural Electric Coop Inc | 100 | Hoosier Energy Rural Electric Coop Inc | 100 | Regulated
Ellettsville Solar RES | 59985_G_PV1 | 59985 | G | PV1 |  | Solar PV |  | MIS_INKY | Indiana | 18 | Monroe | 105 | 18105 | 1.1 | 0 | 2016 | 9999 |  |  | N | Solar | [13 empty] | 0 | 0 | 0 | 0 | [11 empty] | Hoosier Energy Rural Electric Coop Inc | 100 | Hoosier Energy Rural Electric Coop Inc | 100 | Regulated
Henryville Solar RES | 59986_G_PV1 | 59986 | G | PV1 |  | Solar PV |  | MIS_INKY | Indiana | 18 | Clark | 19 | 18019 | 1.1 | 0 | 2016 | 9999 |  |  | N | Solar | [13 empty] | 0 | 0 | 0 | 0 | [11 empty] | Hoosier Energy Rural Electric Coop Inc | 100 | Hoosier Energy Rural Electric Coop Inc | 100 | Regulated
Spring Mill Solar RES | 59987_G_PV1 | 59987 | G | PV1 |  | Solar PV |  | MIS_INKY | Indiana | 18 | Lawrence | 93 | 18093 | 1.1 | 0 | 2017 | 9999 |  |  | N | Solar | [13 empty] | 0 | 0 | 0 | 0 | [11 empty] | Hoosier Energy Rural Electric Coop Inc | 100 | Hoosier Energy Rural Electric Coop Inc | 100 | Regulated
Decatur Co. Solar RES (IN) | 59988_G_PV1 | 59988 | G | PV1 |  | Solar PV |  | MIS_INKY | Indiana | 18 | Decatur | 31 | 18031 | 1.1 | 0 | 2017 | 9999 |  |  | N | Solar | [13 empty] | 0 | 0 | 0 | 0 | [11 empty] | Hoosier Energy Rural Electric Coop Inc | 100 | Hoosier Energy Rural Electric Coop Inc | 100 | Regulated
Jackson Co. Solar RES | 59989_G_PV1 | 59989 | G | PV1 |  | Solar PV |  | MIS_INKY | Indiana | 18 | Jackson | 71 | 18071 | 1.1 | 0 | 2017 | 9999 |  |  | N | Solar | [13 empty] | 0 | 0 | 0 | 0 | [11 empty] | Hoosier Energy Rural Electric Coop Inc | 100 | Hoosier Energy Rural Electric Coop Inc | 100 | Regulated
Johnson Co. Solar RES | 59990_G_PV1 | 59990 | G | PV1 |  | Solar PV |  | MIS_INKY | Indiana | 18 | Johnson | 81 | 18081 | 1.1 | 0 | 2016 | 9999 |  |  | N | Solar | [13 empty] | 0 | 0 | 0 | 0 | [11 empty] | Hoosier Energy Rural Electric Coop Inc | 100 | Hoosier Energy Rural Electric Coop Inc | 100 | Regulated
Babcock Solar Energy Center Hybrid | 59993_G_1 | 59993 | G | 1 |  | Solar PV |  | FRCC | Florida | 12 | Charlotte | 15 | 12015 | 74.5 | 0 | 2016 | 9999 |  |  | N | Solar | [13 empty] | 0 | 0 | 0 | 0 | [11 empty] | Florida Power & Light Co | 100 | NextEra Energy Inc | 100 | Regulated
Babcock Solar Energy Center Hybrid | 59993_G_BA | 59993 | G | BA |  | Energy Storage |  | FRCC | Florida | 12 | Charlotte | 15 | 12015 | 10 | 0 | 2018 | 9999 |  |  | N | Energy Storage | [13 empty] | 0 | 0 | 0 | 0 | [11 empty] | Florida Power & Light Co | 100 | NextEra Energy Inc | 100 | Regulated
RE Roserock | 59994_G_ROSEK | 59994 | G | ROSEK |  | Solar PV |  | ERC_WEST | Texas | 48 | Pecos | 371 | 48371 | 157.5 | 0 | 2016 | 9999 |  |  | N | Solar | [13 empty] | 0 | 0 | 0 | 0 | [11 empty] | Southern Power Co | 100 | Southern Co | 100 | Non-regulated
Boykin PV1 | 59996_G_BOYK1 | 59996 | G | BOYK1 |  | Solar PV |  | S_VACA | North Carolina | 37 | Cumberland | 51 | 37051 | 16 | 0 | 2020 | 9999 |  |  | N | Solar | [13 empty] | 0 | 0 | 0 | 0 | [11 empty] | Fresh Air Energy XXXVIII, LLC | 100 | Fresh Air Energy XXXVIII, LLC | 100 | Non-regulated
High Shoals PV1 | 59997_G_HISHO | 59997 | G | HISHO |  | Solar PV |  | S_VACA | North Carolina | 37 | Gaston | 71 | 37071 | 16 | 0 | 2022 | 9999 |  |  | N | Solar | [13 empty] | 0 | 0 | 0 | 0 | [11 empty] | Fresh Air Energy XXXII, LLC | 100 | Fresh Air Energy XXXII, LLC | 100 | Non-regulated
Ouchchy PV1 | 59999_G_OUCH1 | 59999 | G | OUCH1 |  | Solar PV |  | S_VACA | North Carolina | 37 | Orange | 135 | 37135 | 3 | 0 | 2015 | 9999 |  |  | N | Solar | [13 empty] | 0 | 0 | 0 | 0 | [11 empty] | Fresh Air Energy II LLC | 100 | Ecoplexus Inc | 100 | Non-regulated
Donald C Cook | 6000_G_1 | 6000 | G | 1 |  | Nuclear |  | PJM_West | Michigan | 26 | Berrien | 21 | 26021 | 1009 | 10456 | 1975 | 9999 |  |  | N | Nuclear Fuel | [13 empty] | 0 | 0 | 0 | 0 | [11 empty] | Indiana Michigan Power Co | 100 | American Electric Power Co Inc | 100 | Regulated
Donald C Cook | 6000_G_2 | 6000 | G | 2 |  | Nuclear |  | PJM_West | Michigan | 26 | Berrien | 21 | 26021 | 1168 | 10456 | 1978 | 9999 |  |  | N | Nuclear Fuel | [13 empty] | 0 | 0 | 0 | 0 | [11 empty] | Indiana Michigan Power Co | 100 | American Electric Power Co Inc | 100 | Regulated
Turkey Creek PV1 | 60000_G_TRKCK | 60000 | G | TRKCK |  | Solar PV |  | PJM_Dom | North Carolina | 37 | Northampton | 131 | 37131 | 13.5 | 0 | 2017 | 9999 |  |  | N | Solar | [13 empty] | 0 | 0 | 0 | 0 | [11 empty] | Fresh Air Energy XXXV LLC | 100 | Ecoplexus Inc | 100 | Non-regulated
Vaughn Creek PV1 | 60001_G_VNCRK | 60001 | G | VNCRK |  | Solar PV |  | PJM_Dom | North Carolina | 37 | Hertford | 91 | 37091 | 20 | 0 | 2017 | 9999 |  |  | N | Solar | [13 empty] | 0 | 0 | 0 | 0 | [11 empty] | Fresh Air Energy XXV LLC | 100 | Ecoplexus Inc | 100 | Non-regulated
Willoughby PV1 | 60003_G_WILL1 | 60003 | G | WILL1 |  | Solar PV |  | S_VACA | North Carolina | 37 | Harnett | 85 | 37085 | 20 | 0 | 2024 | 9999 |  |  | N | Solar | [13 empty] | 0 | 0 | 0 | 0 | [11 empty] | Fresh Air Energy XXIV, LLC | 100 | Fresh Air Energy XXIV, LLC | 100 | Non-regulated
Clarkstown Landfill Solar Facility | 60004_G_INV#1 | 60004 | G | INV#1 |  | Solar PV |  | NY_Z_G-I | New York | 36 | Rockland | 87 | 36087 | 1 | 0 | 2014 | 9999 |  |  | N | Solar | [13 empty] | 0 | 0 | 0 | 0 | [11 empty] | Onforce Solar | 100 | Onforce Solar | 100 | Non-regulated
Clarkstown Landfill Solar Facility | 60004_G_INV#2 | 60004 | G | INV#2 |  | Solar PV |  | NY_Z_G-I | New York | 36 | Rockland | 87 | 36087 | 1 | 0 | 2014 | 9999 |  |  | N | Solar | [13 empty] | 0 | 0 | 0 | 0 | [11 empty] | Onforce Solar | 100 | Onforce Solar | 100 | Non-regulated
Daytona International Speedway Solar | 60005_G_1 | 60005 | G | 1 |  | Solar PV |  | FRCC | Florida | 12 | Volusia | 127 | 12127 | 0.8 | 0 | 2016 | 9999 |  |  | N | Solar | [13 empty] | 0 | 0 | 0 | 0 | [11 empty] | Florida Power & Light Co | 100 | NextEra Energy Inc | 100 | Regulated
FIU Solar | 60006_G_1 | 60006 | G | 1 |  | Solar PV |  | FRCC | Florida | 12 | Miami Dade | 86 | 12086 | 0.8 | 0 | 2016 | 9999 |  |  | N | Solar | [13 empty] | 0 | 0 | 0 | 0 | [11 empty] | Florida Power & Light Co | 100 | NextEra Energy Inc | 100 | Regulated
Morelos del Sol | 60007_G_MORLS | 60007 | G | MORLS |  | Solar PV |  | WECC_SCE | California | 6 | Kern | 29 | 06029 | 15 | 0 | 2015 | 9999 |  |  | N | Solar | [13 empty] | 0 | 0 | 0 | 0 | [11 empty] | Southern Turner Renewable Energy LLC | 100 | Southern Co | 100 | Non-regulated
Hooper Solar | 60008_G_SCCO3 | 60008 | G | SCCO3 |  | Solar PV |  | WECC_CO | Colorado | 8 | Alamosa | 3 | 08003 | 52 | 0 | 2015 | 9999 |  |  | N | Solar | [13 empty] | 0 | 0 | 0 | 0 | [11 empty] | Solar Star Colorado III LLC | 100 | APG Asset Management US Inc | 100 | Non-regulated
Murphy Flat Solar | 60009_G_IPMF | 60009 | G | IPMF |  | Solar PV |  | WECC_ID | Idaho | 16 | Owyhee | 73 | 16073 | 20 | 0 | 2017 | 9999 |  |  | N | Solar | [13 empty] | 0 | 0 | 0 | 0 | [11 empty] | Murphy Flat Power LLC | 100 | Murphy Flat Power LLC | 100 | Non-regulated
Joseph M Farley | 6001_G_1 | 6001 | G | 1 |  | Nuclear |  | S_SOU | Alabama | 1 | Houston | 69 | 01069 | 895 | 10456 | 1977 | 9999 |  |  | N | Nuclear Fuel | [13 empty] | 0 | 0 | 0 | 0 | [11 empty] | Alabama Power Co | 100 | Southern Co | 100 | Regulated
Joseph M Farley | 6001_G_2 | 6001 | G | 2 |  | Nuclear |  | S_SOU | Alabama | 1 | Houston | 69 | 01069 | 896 | 10456 | 1981 | 9999 |  |  | N | Nuclear Fuel | [13 empty] | 0 | 0 | 0 | 0 | [11 empty] | Alabama Power Co | 100 | Southern Co | 100 | Regulated
Orchard Ranch Solar | 60010_G_IPOR | 60010 | G | IPOR |  | Solar PV |  | WECC_ID | Idaho | 16 | Ada | 1 | 16001 | 20 | 0 | 2017 | 9999 |  |  | N | Solar | [13 empty] | 0 | 0 | 0 | 0 | [11 empty] | Orchard Ranch Solar LLC | 100 | Orchard Ranch Solar LLC | 100 | Non-regulated
American Falls Solar | 60011_G_IPAF | 60011 | G | IPAF |  | Solar PV |  | WECC_ID | Idaho | 16 | Power | 77 | 16077 | 20 | 0 | 2017 | 9999 |  |  | N | Solar | [13 empty] | 0 | 0 | 0 | 0 | [11 empty] | American Falls Solar LLC | 100 | American Falls Solar LLC | 100 | Non-regulated
American Falls Solar II | 60012_G_IPAF2 | 60012 | G | IPAF2 |  | Solar PV |  | WECC_ID | Idaho | 16 | Power | 77 | 16077 | 20 | 0 | 2017 | 9999 |  |  | N | Solar | [13 empty] | 0 | 0 | 0 | 0 | [11 empty] | American Falls Solar II LLC | 100 | American Falls Solar II | 100 | Non-regulated
Grant Wind, LLC | 60013_G_GRANT | 60013 | G | GRANT |  | Onshore Wind |  | SPP_WEST | Oklahoma | 40 | Grant | 53 | 40053 | 150 | 0 | 2016 | 9999 |  |  | N | Wind | [13 empty] | 0 | 0 | 0 | 0 | [11 empty] | Grant Wind LLC | 100 | Southern Co | 100 | Non-regulated
Manatee Solar Energy Center | 60014_G_1 | 60014 | G | 1 |  | Solar PV |  | FRCC | Florida | 12 | Manatee | 81 | 12081 | 74.5 | 0 | 2016 | 9999 |  |  | N | Solar | [13 empty] | 0 | 0 | 0 | 0 | [11 empty] | Florida Power & Light Co | 100 | NextEra Energy Inc | 100 | Regulated
Manatee Solar Energy Center | 60014_G_BMS | 60014 | G | BMS |  | Energy Storage |  | FRCC | Florida | 12 | Manatee | 81 | 12081 | 409 | 0 | 2021 | 9999 |  |  | N | Energy Storage | [13 empty] | 0 | 0 | 0 | 0 | [11 empty] | Florida Power & Light Co | 100 | Florida Power & Light Co | 100 | Regulated
Findlay Wind Farm | 60015_G_WNDW1 | 60015 | G | WNDW1 |  | Onshore Wind |  | PJM_West | Ohio | 39 | Hancock | 63 | 39063 | 3 | 0 | 2015 | 9999 |  |  | N | Wind | [13 empty] | 0 | 0 | 0 | 0 | [11 empty] | One Energy LLC | 100 | One Energy LLC | 100 | Non-regulated
MESA 1 | 60016_G_A | 60016 | G | A |  | Energy Storage |  | WECC_PNW | Washington | 53 | Snohomish | 61 | 53061 | 1 | 0 | 2015 | 9999 |  |  | N | Energy Storage | [13 empty] | 0 | 0 | 0 | 0 | [11 empty] | PUD No 1 of Snohomish County | 100 | PUD No 1 of Snohomish County | 100 | Regulated
MESA 1 | 60016_G_B | 60016 | G | B |  | Energy Storage |  | WECC_PNW | Washington | 53 | Snohomish | 61 | 53061 | 1 | 0 | 2016 | 9999 |  |  | N | Energy Storage | [13 empty] | 0 | 0 | 0 | 0 | [11 empty] | PUD No 1 of Snohomish County | 100 | PUD No 1 of Snohomish County | 100 | Regulated
Domino Farms Solar | 60017_G_1 | 60017 | G | 1 |  | Solar PV |  | MIS_LMI | Michigan | 26 | Washtenaw | 161 | 26161 | 1 | 0 | 2015 | 9999 |  |  | N | Solar | [13 empty] | 0 | 0 | 0 | 0 | [11 empty] | DTE Electric Co | 100 | DTE Energy Co | 100 | Regulated
Ford World Headquarters | 60018_G_1 | 60018 | G | 1 |  | Solar PV |  | MIS_LMI | Michigan | 26 | Wayne | 163 | 26163 | 1 | 0 | 2015 | 9999 |  |  | N | Solar | [13 empty] | 0 | 0 | 0 | 0 | [11 empty] | Ford Motor Co | 100 | Ford Motor Co | 100
Greenwood Solar Farm | 60019_G_1 | 60019 | G | 1 |  | Solar PV |  | MIS_LMI | Michigan | 26 | St Clair | 147 | 26147 | 1.4 | 0 | 2016 | 9999 |  |  | N | Solar | [13 empty] | 0 | 0 | 0 | 0 | [11 empty] | DTE Electric Co | 100 | DTE Energy Co | 100 | Regulated
McLean Homestead | 60020_G_PV1 | 60020 | G | PV1 |  | Solar PV |  | S_VACA | North Carolina | 37 | Scotland | 165 | 37165 | 4.9 | 0 | 2023 | 9999 |  |  | N | Solar | [13 empty] | 0 | 0 | 0 | 0 | [11 empty] | SolRiver Capital LLC | 100 | SolRiver Capital LLC | 100 | Non-regulated
Oxford | 60022_G_OXFRD | 60022 | G | OXFRD |  | Solar PV |  | NENGREST | Massachusetts | 25 | Worcester | 27 | 25027 | 2.8 | 0 | 2014 | 9999 |  |  | N | Solar | [13 empty] | 0 | 0 | 0 | 0 | [11 empty] | CVI Cleancapital Solar 6 | 100 | CleanCapital | 100 | Non-regulated
SR Jenkins Ft Lupton | 60023_G_FTLUP | 60023 | G | FTLUP |  | Solar PV |  | WECC_CO | Colorado | 8 | Weld | 123 | 08123 | 13 | 0 | 2016 | 9999 |  |  | N | Solar | [13 empty] | 0 | 0 | 0 | 0 | [11 empty] | SR Jenkins LLC | 100 | Silicon Ranch Corp | 100 | Non-regulated
Eight Flags Energy | 60025_G_01 | 60025 | G | 01 |  | Combustion Turbine |  | FRCC | Florida | 12 | Nassau | 89 | 12089 | 21.4 | 10062 | 2016 | 9999 |  |  | Y | Natural Gas, Hydrogen | [13 empty] | 0.011 | 0.011 | 0.011 | 0.011 | [11 empty] | Eight Flags Energy LLC | 100 | Chesapeake Utilities Corp | 100 | Non-regulated
Little Rock Pham Solar | 60026_G_PV1 | 60026 | G | PV1 |  | Solar PV |  | WEC_LADW | California | 6 | Los Angeles | 37 | 06037 | 3 | 0 | 2015 | 9999 |  |  | N | Solar | [13 empty] | 0 | 0 | 0 | 0 | [11 empty] | West Hills Construction Inc | 100 | West Hills Construction Inc | 100 | Non-regulated
Adera Solar | 60027_G_ADERA | 60027 | G | ADERA |  | Solar PV |  | WEC_CALN | California | 6 | Madera | 39 | 06039 | 19 | 0 | 2015 | 9999 |  |  | N | Solar | [13 empty] | 0 | 0 | 0 | 0 | [11 empty] | Sustainable Power Group LLC | 100 | Sustainable Power Group LLC | 100 | Non-regulated
Shorthorn Holdings | 60028_G_PV1 | 60028 | G | PV1 |  | Solar PV |  | S_VACA | South Carolina | 45 | Marlboro | 69 | 45069 | 8.9 | 0 | 2023 | 9999 |  |  | N | Solar | [13 empty] | 0 | 0 | 0 | 0 | [11 empty] | SolRiver Capital LLC | 100 | SolRiver Capital LLC | 100 | Non-regulated
CES VMT Solar | 60029_G_VMMD | 60029 | G | VMMD |  | Solar PV |  | PJM_AP | Maryland | 24 | Washington | 43 | 24043 | 1.1 | 0 | 2015 | 9999 |  |  | N | Solar | [13 empty] | 0 | 0 | 0 | 0 | [11 empty] | Consolidated Edison Solutions Inc | 100 | Consolidated Edison Inc | 100 | Non-regulated
Pecan Solar | 60030_G_PECAN | 60030 | G | PECAN |  | Solar PV |  | PJM_Dom | North Carolina | 37 | Northampton | 131 | 37131 | 74.9 | 0 | 2018 | 9999 |  |  | N | Solar | [13 empty] | 0 | 0 | 0 | 0 | [11 empty] | Geenex LLC | 100 | Geenex LLC | 100 | Non-regulated
SunE Rochester | 60032_G_RCHTR | 60032 | G | RCHTR |  | Solar PV |  | WECC_SCE | California | 6 | San Bernardino | 71 | 06071 | 1 | 0 | 2016 | 9999 |  |  | N | Solar | [13 empty] | 0 | 0 | 0 | 0 | [11 empty] | SunE Solar XVI Lessor LLC | 100 | SunEdison | 100 | Non-regulated
CA Flats Solar 130, LLC | 60033_G_GEN01 | 60033 | G | GEN01 |  | Solar PV |  | WEC_CALN | California | 6 | San Luis Obispo | 79 | 06079 | 130 | 0 | 2017 | 9999 |  |  | N | Solar | [13 empty] | 0 | 0 | 0 | 0 | [11 empty] | CA Flats Solar 130 LLC | 100 | Capital Dynamics | 100 | Non-regulated
CA Flats Solar 150, LLC | 60034_G_GEN01 | 60034 | G | GEN01 |  | Solar PV |  | WEC_CALN | California | 6 | San Luis Obispo | 79 | 06079 | 150 | 0 | 2019 | 9999 |  |  | N | Solar | [13 empty] | 0 | 0 | 0 | 0 | [11 empty] | CA Flats Solar 150 LLC | 100 | First Solar Inc | 100 | Non-regulated
Tequesquite Landfill Solar PV Project | 60035_G_RPU1 | 60035 | G | RPU1 |  | Solar PV |  | WECC_SCE | California | 6 | Riverside | 65 | 06065 | 7.3 | 0 | 2015 | 9999 |  |  | N | Solar | [13 empty] | 0 | 0 | 0 | 0 | [11 empty] | Solar Star California XXXI LLC | 100 | SunPower Corp | 100 | Non-regulated
CCBC-Catonsville | 60036_G_PV1 | 60036 | G | PV1 |  | Solar PV |  | PJM_SMAC | Maryland | 24 | Howard | 27 | 24027 | 1.6 | 0 | 2015 | 9999 |  |  | N | Solar | [13 empty] | 0 | 0 | 0 | 0 | [11 empty] | Constellation Solar Maryland MC LLC | 100 | Exelon Corp | 100 | Non-regulated
Owens Corning Headquarters | 60038_G_PV1 | 60038 | G | PV1 |  | Solar PV |  | PJM_ATSI | Ohio | 39 | Lucas | 95 | 39095 | 2.1 | 0 | 2015 | 9999 |  |  | N | Solar | [13 empty] | 0 | 0 | 0 | 0 | [11 empty] | Constellation NewEnergy Inc | 100 | Exelon Corp | 100 | Non-regulated
Frontier Solar LLC | 60039_G_FTRS | 60039 | G | FTRS |  | Solar PV |  | WEC_CALN | California | 6 | Stanislaus | 99 | 06099 | 20 | 0 | 2016 | 9999 |  |  | N | Solar | [13 empty] | 0 | 0 | 0 | 0 | [11 empty] | Ridgeline Energy LLC | 100 | Brookfield Asset Management Inc | 100 | Non-regulated
UI RCP New Haven Fuel Cell | 60040_G_NHFC | 60040 | G | NHFC |  | Fuel Cell |  | NENG_CT | Connecticut | 9 | New Haven | 9 | 09009 | 2.5 | 12673 | 2015 | 9999 |  |  | N | Natural Gas | [13 empty] | 0 | 0 | 0 | 0 | [11 empty] | UB Fuel Cell LLC | 100 | FuelCell Energy Inc | 100 | Regulated
Cuyama Solar, LLC | 60043_G_GEN01 | 60043 | G | GEN01 |  | Solar PV |  | WECC_SCE | California | 6 | Santa Barbara | 83 | 06083 | 40 | 0 | 2017 | 9999 |  |  | N | Solar | [13 empty] | 0 | 0 | 0 | 0 | [11 empty] | Cuyama Solar LLC | 100 | D E Shaw & Co LP | 100 | Non-regulated
Buckthorn Westex | 60044_G_BKTH1 | 60044 | G | BKTH1 |  | Solar PV |  | ERC_WEST | Texas | 48 | Pecos | 371 | 48371 | 154 | 0 | 2018 | 9999 |  |  | N | Solar | [13 empty] | 0 | 0 | 0 | 0 | [11 empty] | Buckthorn WesTex LLC | 100 | NRG Energy Inc | 100 | Non-regulated
Shoreham Solar Commons | 60045_G_GEN1 | 60045 | G | GEN1 |  | Solar PV |  | NY_Z_K | New York | 36 | Suffolk | 103 | 36103 | 24.9 | 0 | 2018 | 9999 |  |  | N | Solar | [13 empty] | 0 | 0 | 0 | 0 | [11 empty] | Invenergy LLC | 100 | Invenergy LLC | 100 | Non-regulated
Portage Solar | 60046_G_PV7 | 60046 | G | PV7 |  | Solar PV |  | MIS_INKY | Indiana | 18 | Porter | 127 | 18127 | 1.5 | 0 | 2012 | 9999 |  |  | N | Solar | [13 empty] | 0 | 0 | 0 | 0 | [11 empty] | Portage Solar LLC | 100 | Allco Renewable Energy Limited | 100 | Non-regulated
Middlebury Solar | 60047_G_PV6 | 60047 | G | PV6 |  | Solar PV |  | MIS_INKY | Indiana | 18 | Elkhart | 39 | 18039 | 1.5 | 0 | 2012 | 9999 |  |  | N | Solar | [13 empty] | 0 | 0 | 0 | 0 | [11 empty] | Middleburry Solar LLC | 100 | Allco Renewable Energy Limited | 100 | Non-regulated
TWE Chocowinity Solar, LLC | 60048_G_FLS1 | 60048 | G | FLS1 |  | Solar PV |  | S_VACA | North Carolina | 37 | Beaufort | 13 | 37013 | 4.5 | 0 | 2015 | 9999 |  |  | N | Solar | [13 empty] | 0 | 0 | 0 | 0 | [11 empty] | TWE Chocowinity Solar Project LLC | 100 | Enel SpA | 100 | Non-regulated
Golden Hills Wind | 60049_G_GE | 60049 | G | GE |  | Onshore Wind |  | WEC_CALN | California | 6 | Alameda | 1 | 06001 | 85.9 | 0 | 2015 | 9999 |  |  | N | Wind | [13 empty] | 0 | 0 | 0 | 0 | [11 empty] | Golden Hills Wind LLC | 100 | NextEra Energy Inc | 100 | Non-regulated
Innovative Solar 10 | 60050_G_FLS1 | 60050 | G | FLS1 |  | Solar PV |  | S_VACA | North Carolina | 37 | Haywood | 87 | 37087 | 1.5 | 0 | 2015 | 9999 |  |  | N | Solar | [13 empty] | 0 | 0 | 0 | 0 | [11 empty] | Innovative Solar 10 LLC | 100 | Innovative Solar Systems LLC | 100 | Non-regulated
Innovative Solar 18, LLC | 60051_G_FLS1 | 60051 | G | FLS1 |  | Solar PV |  | S_VACA | North Carolina | 37 | Rutherford | 161 | 37161 | 1.9 | 0 | 2015 | 9999 |  |  | N | Solar | [13 empty] | 0 | 0 | 0 | 0 | [11 empty] | Innovative Solar 18 LLC | 100 | Innovative Solar Systems LLC | 100 | Non-regulated
Innovative Solar 26, LLC | 60052_G_FLS1 | 60052 | G | FLS1 |  | Solar PV |  | S_VACA | North Carolina | 37 | Burke | 23 | 37023 | 1.9 | 0 | 2015 | 9999 |  |  | N | Solar | [13 empty] | 0 | 0 | 0 | 0 | [11 empty] | Innovative Solar 26 LLC | 100 | Innovative Solar Systems LLC | 100 | Non-regulated
Innovative Solar 63, LLC | 60053_G_FLS1 | 60053 | G | FLS1 |  | Solar PV |  | S_VACA | North Carolina | 37 | Greene | 79 | 37079 | 4.9 | 0 | 2016 | 9999 |  |  | N | Solar | [13 empty] | 0 | 0 | 0 | 0 | [11 empty] | Innovative Solar 63 LLC | 100 | Innovative Solar Systems LLC | 100 | Non-regulated
UI RCP Bridgeport Seaside | 60054_G_BPFC | 60054 | G | BPFC |  | Fuel Cell |  | NENG_CT | Connecticut | 9 | Fairfield | 1 | 09001 | 2.5 | 12880 | 2015 | 9999 |  |  | N | Natural Gas | [13 empty] | 0 | 0 | 0 | 0 | [11 empty] | UIL Distributed Resources LLC | 100 | Iberdrola SA | 100 | Regulated
UI RCP Bridgeport Seaside | 60054_G_BPPV | 60054 | G | BPPV |  | Solar PV |  | NENG_CT | Connecticut | 9 | Fairfield | 1 | 09001 | 2.2 | 0 | 2016 | 9999 |  |  | N | Solar | [13 empty] | 0 | 0 | 0 | 0 | [11 empty] | UIL Distributed Resources LLC | 100 | Iberdrola SA | 100 | Regulated
Innovative Solar 16 | 60055_G_FLS1 | 60055 | G | FLS1 |  | Solar PV |  | S_VACA | North Carolina | 37 | Henderson | 89 | 37089 | 2 | 0 | 2015 | 9999 |  |  | N | Solar | [13 empty] | 0 | 0 | 0 | 0 | [11 empty] | Innovative Solar 16 LLC | 100 | Innovative Solar Systems LLC | 100 | Non-regulated
Syncarpha Palmer, LLC | 60056_G_SYNPA | 60056 | G | SYNPA |  | Solar PV |  | NENGREST | Massachusetts | 25 | Hampden | 13 | 25013 | 4.8 | 0 | 2015 | 9999 |  |  | N | Solar | [13 empty] | 0 | 0 | 0 | 0 | [11 empty] | Syncarpha Palmer LLC | 100 | Syncarpha Capital | 100 | Non-regulated
Steel Bridge Solar, LLC | 60057_G_STEEL | 60057 | G | STEEL |  | Solar PV |  | WECC_PNW | Oregon | 41 | Polk | 53 | 41053 | 2.3 | 0 | 2016 | 9999 |  |  | N | Solar | [13 empty] | 0 | 0 | 0 | 0 | [11 empty] | OneEnergy Oregon Solar LLC | 100 | OneEnergy Inc | 100 | Non-regulated
River Bend Solar, LLC | 60058_G_RVRBN | 60058 | G | RVRBN |  | Solar PV |  | S_C_TVA | Alabama | 1 | Lauderdale | 77 | 01077 | 75 | 0 | 2016 | 9999 |  |  | N | Solar | [13 empty] | 0 | 0 | 0 | 0 | [11 empty] | NextEra River Bend Solar LLC | 100 | NextEra Energy Inc | 100 | Non-regulated
Los Vientos V Wind Power | 60059_G_1 | 60059 | G | 1 |  | Onshore Wind |  | ERC_REST | Texas | 48 | Starr | 427 | 48427 | 110 | 0 | 2015 | 9999 |  |  | N | Wind | [13 empty] | 0 | 0 | 0 | 0 | [11 empty] | Los Vientos Windpower IV LLC | 100 | Duke Energy Corp | 100 | Non-regulated
Racine | 6006_G_1 | 6006 | G | 1 |  | Hydro |  | PJM_West | Ohio | 39 | Meigs | 105 | 39105 | 10 | 0 | 1983 | 9999 |  |  | N | Hydro | [13 empty] | 0 | 0 | 0 | 0 | [11 empty] | Eagle Creek Racine Hydro LLC | 100 | Ontario Power Generation Inc | 100 | Non-regulated
Racine | 6006_G_2 | 6006 | G | 2 |  | Hydro |  | PJM_West | Ohio | 39 | Meigs | 105 | 39105 | 10 | 0 | 1982 | 9999 |  |  | N | Hydro | [13 empty] | 0 | 0 | 0 | 0 | [11 empty] | Eagle Creek Racine Hydro LLC | 100 | Ontario Power Generation Inc | 100 | Non-regulated
Lindberg FIeld Solar | 60060_G_SDIA2 | 60060 | G | SDIA2 |  | Solar PV |  | WEC_SDGE | California | 6 | San Diego | 73 | 06073 | 1.7 | 0 | 2016 | 9999 |  |  | N | Solar | [13 empty] | 0 | 0 | 0 | 0 | [11 empty] | Lindberg Field Solar 1 LLC | 100 | NRG Energy Inc | 100 | Non-regulated
Lindberg FIeld Solar | 60060_G_SDIAA | 60060 | G | SDIAA |  | Solar PV |  | WEC_SDGE | California | 6 | San Diego | 73 | 06073 | 0.5 | 0 | 2015 | 9999 |  |  | N | Solar | [13 empty] | 0 | 0 | 0 | 0 | [11 empty] | Lindberg Field Solar 1 LLC | 100 | NRG Energy Inc | 100 | Non-regulated
Lindberg FIeld Solar | 60060_G_SDIAB | 60060 | G | SDIAB |  | Solar PV |  | WEC_SDGE | California | 6 | San Diego | 73 | 06073 | 0.5 | 0 | 2015 | 9999 |  |  | N | Solar | [13 empty] | 0 | 0 | 0 | 0 | [11 empty] | Lindberg Field Solar 1 LLC | 100 | NRG Energy Inc | 100 | Non-regulated
Citrus Solar Energy Center Hybrid | 60061_G_1 | 60061 | G | 1 |  | Solar PV |  | FRCC | Florida | 12 | DeSoto | 27 | 12027 | 74.5 | 0 | 2016 | 9999 |  |  | N | Solar | [13 empty] | 0 | 0 | 0 | 0 | [11 empty] | Florida Power & Light Co | 100 | NextEra Energy Inc | 100 | Regulated
Citrus Solar Energy Center Hybrid | 60061_G_BA | 60061 | G | BA |  | Energy Storage |  | FRCC | Florida | 12 | DeSoto | 27 | 12027 | 4 | 0 | 2018 | 9999 |  |  | N | Energy Storage | [13 empty] | 0 | 0 | 0 | 0 | [11 empty] | Florida Power & Light Co | 100 | NextEra Energy Inc | 100 | Regulated
Avalon Solar II | 60062_G_ASII | 60062 | G | ASII |  | Solar PV |  | WECC_AZ | Arizona | 4 | Pima | 19 | 04019 | 16 | 0 | 2016 | 9999 |  |  | N | Solar | [13 empty] | 0 | 0 | 0 | 0 | [11 empty] | Avalon Solar Partners II LLC | 100 | Centaurus Capital LP | 100 | Non-regulated
Live Oak Solar, LLC | 60063_G_LVEOK | 60063 | G | LVEOK |  | Solar PV |  | S_SOU | Georgia | 13 | Candler | 43 | 13043 | 51 | 0 | 2016 | 9999 |  |  | N | Solar | [13 empty] | 0 | 0 | 0 | 0 | [11 empty] | Live Oak Solar LLC | 100 | NextEra Energy Inc | 100 | Non-regulated
White Pine Solar, LLC | 60064_G_WHTPN | 60064 | G | WHTPN |  | Solar PV |  | S_SOU | Georgia | 13 | Taylor | 269 | 13269 | 101.2 | 0 | 2016 | 9999 |  |  | N | Solar | [13 empty] | 0 | 0 | 0 | 0 | [11 empty] | White Pine Solar LLC | 100 | NextEra Energy Inc | 100 | Non-regulated
Federal Road Solar 1, LLC CSG | 60065_G_FEDRD | 60065 | G | FEDRD |  | Solar PV |  | NENGREST | Massachusetts | 25 | Plymouth | 23 | 25023 | 4.4 | 0 | 2015 | 9999 |  |  | N | Solar | [13 empty] | 0 | 0 | 0 | 0 | [11 empty] | Federal Road Solar 1 LLC | 100 | NRG Energy Inc | 100 | Non-regulated
BWC Swan Pond River CSG | 60067_G_SPRMA | 60067 | G | SPRMA |  | Solar PV |  | NENGREST | Massachusetts | 25 | Bristol | 5 | 25005 | 1.6 | 0 | 2015 | 9999 |  |  | N | Solar | [13 empty] | 0 | 0 | 0 | 0 | [11 empty] | BWC Swan Pond River LLC | 100 | NRG Energy Inc | 100 | Non-regulated
Grand View Solar Two | 60068_G_GVS2 | 60068 | G | GVS2 |  | Solar PV |  | WECC_ID | Idaho | 16 | Elmore | 39 | 16039 | 60 | 0 | 2016 | 9999 |  |  | N | Solar | [13 empty] | 0 | 0 | 0 | 0 | [11 empty] | Grand View PV Solar Two LLC | 100 | Alternative Power Development Northwest LLC | 100 | Non-regulated
Grand View Solar Two | 60068_G_GVS5 | 60068 | G | GVS5 |  | Solar PV |  | WECC_ID | Idaho | 16 | Elmore | 39 | 16039 | 20 | 0 | 2016 | 9999 |  |  | N | Solar | [13 empty] | 0 | 0 | 0 | 0 | [11 empty] | Grand View PV Solar Two LLC | 100 | Alternative Power Development Northwest LLC | 100 | Non-regulated
Cedar Bluff Wind, LLC | 60069_G_CBLF1 | 60069 | G | CBLF1 |  | Onshore Wind |  | SPP_N | Kansas | 20 | Ness | 135 | 20135 | 198.6 | 0 | 2015 | 9999 |  |  | N | Wind | [13 empty] | 0 | 0 | 0 | 0 | [11 empty] | Cedar Bluff Wind LLC | 100 | NextEra Energy Inc | 100 | Non-regulated
Nolin Hills | 60070_G_GEN | 60070 | G | GEN |  | Onshore Wind |  | WECC_PNW | Oregon | 41 | Umatilla | 59 | 41059 | 300 | 0 | 2025 | 9999 |  |  | N | Wind | [13 empty] | 0 | 0 | 0 | 0 | [11 empty] | Nolin Hills Wind, LLC | 100 | Nolin Hills Wind, LLC | 100 | Non-regulated
Nolin Hills | 60070_G_GEN2 | 60070 | G | GEN2 |  | Solar PV |  | WECC_PNW | Oregon | 41 | Umatilla | 59 | 41059 | 300 | 0 | 2026 | 9999 |  |  | N | Solar | [13 empty] | 0 | 0 | 0 | 0 | [11 empty] | Nolin Hills Wind, LLC | 100 | Nolin Hills Wind, LLC | 100 | Non-regulated
Perry Solar Facility | 60071_G_XXXXX | 60071 | G | XXXXX |  | Solar PV |  | FRCC | Florida | 12 | Taylor | 123 | 12123 | 5.1 | 0 | 2016 | 9999 |  |  | N | Solar | [13 empty] | 0 | 0 | 0 | 0 | [11 empty] | Duke Energy Florida | 100 | Duke Energy Corp | 100 | Regulated
Neisler Street Solar | 60072_G_NSS1 | 60072 | G | NSS1 |  | Solar PV |  | S_VACA | North Carolina | 37 | Cleveland | 45 | 37045 | 2 | 0 | 2015 | 9999 |  |  | N | Solar | [13 empty] | 0 | 0 | 0 | 0 | [11 empty] | Neisler Street Solar I LLC | 100 | Brian Christopher Adams | 100 | Non-regulated
Leominster | 60073_G_SNLEO | 60073 | G | SNLEO |  | Solar PV |  | NENGREST | Massachusetts | 25 | Worcester | 27 | 25027 | 2 | 0 | 2015 | 9999 |  |  | N | Solar | [13 empty] | 0 | 0 | 0 | 0 | [11 empty] | Syncarpha Masschusetts LLC | 100 | Syncarpha Capital | 100 | Non-regulated
North Adams Landfill | 60074_G_SNNOA | 60074 | G | SNNOA |  | Solar PV |  | NENGREST | Massachusetts | 25 | Berkshire | 3 | 25003 | 2.2 | 0 | 2015 | 9999 |  |  | N | Solar | [13 empty] | 0 | 0 | 0 | 0 | [11 empty] | Syncarpha North Adams LLC | 100 | Syncarpha Capital | 100 | Non-regulated
Fisher Road Solar | 60075_G_SYFRS | 60075 | G | SYFRS |  | Solar PV |  | NENGREST | Massachusetts | 25 | Bristol | 5 | 25005 | 4.6 | 0 | 2015 | 9999 |  |  | N | Solar | [13 empty] | 0 | 0 | 0 | 0 | [11 empty] | Fisher Road Solar I LLC | 100 | US Bancorp | 100 | Non-regulated
Palmer Landfill | 60076_G_SYNPL | 60076 | G | SYNPL |  | Solar PV |  | NENGREST | Massachusetts | 25 | Hampden | 13 | 25013 | 4 | 0 | 2016 | 9999 |  |  | N | Solar | [13 empty] | 0 | 0 | 0 | 0 | [11 empty] | Syncarpha Bondsville LLC | 100 | Syncarpha Capital | 100 | Non-regulated
CED Avenal | 60077_G_AVCA | 60077 | G | AVCA |  | Solar PV |  | WEC_CALN | California | 6 | Kings | 31 | 06031 | 15.8 | 0 | 2017 | 9999 |  |  | N | Solar | [13 empty] | 0 | 0 | 0 | 0 | [11 empty] | Consolidated Edison Development Inc | 100 | Consolidated Edison Inc | 100 | Non-regulated
CED Ducor 1 | 60078_G_DU1CA | 60078 | G | DU1CA |  | Solar PV |  | WECC_SCE | California | 6 | Tulare | 107 | 06107 | 20 | 0 | 2016 | 9999 |  |  | N | Solar | [13 empty] | 0 | 0 | 0 | 0 | [11 empty] | CED Ducor Solar 1 LLC | 100 | Consolidated Edison Inc | 100 | Non-regulated
CED Ducor 2 | 60079_G_DU2CA | 60079 | G | DU2CA |  | Solar PV |  | WECC_SCE | California | 6 | Tulare | 107 | 06107 | 20 | 0 | 2016 | 9999 |  |  | N | Solar | [13 empty] | 0 | 0 | 0 | 0 | [11 empty] | CED Ducor Solar 2 LLC | 100 | Consolidated Edison Inc | 100 | Non-regulated
Palo Verde | 6008_G_1 | 6008 | G | 1 |  | Nuclear |  | WECC_AZ | Arizona | 4 | Maricopa | 13 | 04013 | 1311 | 10456 | 1986 | 9999 |  |  | N | Nuclear Fuel | [13 empty] | 0 | 0 | 0 | 0 | [11 empty] | Arizona Public Service Co | 29.1 | Pinnacle West Capital Corp | 29.1 | Regulated
Palo Verde | 6008_G_2 | 6008 | G | 2 |  | Nuclear |  | WECC_AZ | Arizona | 4 | Maricopa | 13 | 04013 | 1314 | 10456 | 1986 | 9999 |  |  | N | Nuclear Fuel | [13 empty] | 0 | 0 | 0 | 0 | [11 empty] | Arizona Public Service Co | 29.1 | Pinnacle West Capital Corp | 29.1 | Regulated
Palo Verde | 6008_G_3 | 6008 | G | 3 |  | Nuclear |  | WECC_AZ | Arizona | 4 | Maricopa | 13 | 04013 | 1312 | 10456 | 1988 | 9999 |  |  | N | Nuclear Fuel | [13 empty] | 0 | 0 | 0 | 0 | [11 empty] | Arizona Public Service Co | 29.1 | Pinnacle West Capital Corp | 29.1 | Regulated
CED Ducor 3 | 60080_G_DU3CA | 60080 | G | DU3CA |  | Solar PV |  | WECC_SCE | California | 6 | Tulare | 107 | 06107 | 15 | 0 | 2016 | 9999 |  |  | N | Solar | [13 empty] | 0 | 0 | 0 | 0 | [11 empty] | CED Ducor Solar 3 LLC | 100 | Consolidated Edison Inc | 100 | Non-regulated
CED Ducor 4 | 60081_G_DU4CA | 60081 | G | DU4CA |  | Solar PV |  | WECC_SCE | California | 6 | Tulare | 107 | 06107 | 20 | 0 | 2016 | 9999 |  |  | N | Solar | [13 empty] | 0 | 0 | 0 | 0 | [11 empty] | CED Ducor Solar 4 LLC | 100 | Consolidated Edison Inc | 100 | Non-regulated
White Oak Solar, LLC | 60082_G_WHTOK | 60082 | G | WHTOK |  | Solar PV |  | S_SOU | Georgia | 13 | Burke | 33 | 13033 | 76.5 | 0 | 2016 | 9999 |  |  | N | Solar | [13 empty] | 0 | 0 | 0 | 0 | [11 empty] | White Oak Solar LLC | 100 | NextEra Energy Inc | 100 | Non-regulated
Fresno Solar | 60083_G_PV-S | 60083 | G | PV-S |  | Solar PV |  | WEC_CALN | California | 6 | Fresno | 19 | 06019 | 1.5 | 0 | 2015 | 9999 |  |  | N | Solar | [13 empty] | 0 | 0 | 0 | 0 | [11 empty] | Wellhead Services Inc | 100 | Wellhead Services Inc | 100 | Non-regulated
Fresno Solar | 60083_G_PV-W | 60083 | G | PV-W |  | Solar PV |  | WEC_CALN | California | 6 | Fresno | 19 | 06019 | 1.5 | 0 | 2015 | 9999 |  |  | N | Solar | [13 empty] | 0 | 0 | 0 | 0 | [11 empty] | Wellhead Services Inc | 100 | Wellhead Services Inc | 100 | Non-regulated
AVS Lancaster 1 | 60085_G_PV1 | 60085 | G | PV1 |  | Solar PV |  | WEC_LADW | California | 6 | Los Angeles | 37 | 06037 | 3.7 | 0 | 2016 | 9999 |  |  | N | Solar | [13 empty] | 0 | 0 | 0 | 0 | [11 empty] | SolarCity Corp | 100 | Tesla Inc | 100 | Non-regulated
US-TOPCO (Soccer Center) | 60086_G_PV1 | 60086 | G | PV1 |  | Solar PV |  | WEC_LADW | California | 6 | Los Angeles | 37 | 06037 | 3 | 0 | 2016 | 9999 |  |  | N | Solar | [13 empty] | 0 | 0 | 0 | 0 | [11 empty] | SolarCity Corp | 100 | Tesla Inc | 100 | Non-regulated
South Plains II | 60087_G_SPII | 60087 | G | SPII |  | Onshore Wind |  | ERC_PHDL | Texas | 48 | Floyd | 153 | 48153 | 300 | 0 | 2016 | 9999 |  |  | N | Wind | [13 empty] | 0 | 0 | 0 | 0 | [11 empty] | South Plains Wind Energy II LLC | 100 | Tri Global Energy | 100 | Non-regulated
Sunflower Wind Project | 60088_G_SNFLR | 60088 | G | SNFLR |  | Onshore Wind |  | MIS_MAPP | North Dakota | 38 | Morton | 59 | 38059 | 104 | 0 | 2016 | 9999 |  |  | N | Wind | [13 empty] | 0 | 0 | 0 | 0 | [11 empty] | Sunflower Wind Project LLC | 100 | Infinity Renewables LLC | 100 | Non-regulated
Elkton Solar | 60089_G_ELKTN | 60089 | G | ELKTN |  | Solar PV |  | PJM_EMAC | Maryland | 24 | Cecil | 15 | 24015 | 1.6 | 0 | 2015 | 9999 |  |  | N | Solar | [13 empty] | 0 | 0 | 0 | 0 | [11 empty] | SunE DB27 LLC | 100 | SunEdison | 100 | Non-regulated
Kingbird B Solar, LLC | 60091_G_GEN01 | 60091 | G | GEN01 |  | Solar PV |  | WECC_SCE | California | 6 | Kern | 29 | 06029 | 20 | 0 | 2016 | 9999 |  |  | N | Solar | [13 empty] | 0 | 0 | 0 | 0 | [11 empty] | Kingbird Solar B LLC | 100 | APG Asset Management US Inc | 100 | Non-regulated
Blythe Solar II, LLC | 60092_G_BLCK4 | 60092 | G | BLCK4 |  | Solar PV |  | WECC_SCE | California | 6 | Riverside | 65 | 06065 | 33.2 | 0 | 2016 | 9999 |  |  | N | Solar | [13 empty] | 0 | 0 | 0 | 0 | [11 empty] | Blythe Solar II LLC | 100 | NextEra Energy Inc | 100 | Non-regulated
Blythe Solar II, LLC | 60092_G_BLCK5 | 60092 | G | BLCK5 |  | Solar PV |  | WECC_SCE | California | 6 | Riverside | 65 | 06065 | 33.9 | 0 | 2016 | 9999 |  |  | N | Solar | [13 empty] | 0 | 0 | 0 | 0 | [11 empty] | Blythe Solar II LLC | 100 | NextEra Energy Inc | 100 | Non-regulated
Blythe Solar II, LLC | 60092_G_BLCK6 | 60092 | G | BLCK6 |  | Solar PV |  | WECC_SCE | California | 6 | Riverside | 65 | 06065 | 32 | 0 | 2016 | 9999 |  |  | N | Solar | [13 empty] | 0 | 0 | 0 | 0 | [11 empty] | Blythe Solar II LLC | 100 | NextEra Energy Inc | 100 | Non-regulated
Blythe Solar II, LLC | 60092_G_BLCK7 | 60092 | G | BLCK7 |  | Solar PV |  | WECC_SCE | California | 6 | Riverside | 65 | 06065 | 32.1 | 0 | 2016 | 9999 |  |  | N | Solar | [13 empty] | 0 | 0 | 0 | 0 | [11 empty] | Blythe Solar II LLC | 100 | NextEra Energy Inc | 100 | Non-regulated
Blythe Solar II, LLC | 60092_G_BLST2 | 60092 | G | BLST2 |  | Energy Storage |  | WECC_SCE | California | 6 | Riverside | 65 | 06065 | 115 | 0 | 2021 | 9999 |  |  | N | Energy Storage | [13 empty] | 0 | 0 | 0 | 0 | [11 empty] | Blythe Solar II, LLC | 100 | Blythe Solar II, LLC | 100 | Non-regulated
Blythe Solar 110, LLC | 60093_G_BES1 | 60093 | G | BES1 |  | Energy Storage |  | WECC_SCE | California | 6 | Riverside | 65 | 06065 | 63 | 0 | 2021 | 9999 |  |  | N | Energy Storage | [13 empty] | 0 | 0 | 0 | 0 | [11 empty] | Blythe Solar 110, LLC | 100 | Blythe Solar 110, LLC | 100 | Non-regulated
Blythe Solar 110, LLC | 60093_G_BLCK1 | 60093 | G | BLCK1 |  | Solar PV |  | WECC_SCE | California | 6 | Riverside | 65 | 06065 | 38.7 | 0 | 2016 | 9999 |  |  | N | Solar | [13 empty] | 0 | 0 | 0 | 0 | [11 empty] | Blythe Solar 110 LLC | 100 | NextEra Energy Inc | 100 | Non-regulated
Blythe Solar 110, LLC | 60093_G_BLCK2 | 60093 | G | BLCK2 |  | Solar PV |  | WECC_SCE | California | 6 | Riverside | 65 | 06065 | 36.3 | 0 | 2016 | 9999 |  |  | N | Solar | [13 empty] | 0 | 0 | 0 | 0 | [11 empty] | Blythe Solar 110 LLC | 100 | NextEra Energy Inc | 100 | Non-regulated
Blythe Solar 110, LLC | 60093_G_BLCK3 | 60093 | G | BLCK3 |  | Solar PV |  | WECC_SCE | California | 6 | Riverside | 65 | 06065 | 34.8 | 0 | 2016 | 9999 |  |  | N | Solar | [13 empty] | 0 | 0 | 0 | 0 | [11 empty] | Blythe Solar 110 LLC | 100 | NextEra Energy Inc | 100 | Non-regulated
Blythe Solar III, LLC Hybrid | 60094_G_BLSL3 | 60094 | G | BLSL3 |  | Solar PV |  | WECC_SCE | California | 6 | Riverside | 65 | 06065 | 136.8 | 0 | 2020 | 9999 |  |  | N | Solar | [13 empty] | 0 | 0 | 0 | 0 | [11 empty] | Blythe Solar III, LLC | 100 | Blythe Solar III, LLC | 100 | Non-regulated
Blythe Solar III, LLC Hybrid | 60094_G_BLST3 | 60094 | G | BLST3 |  | Energy Storage |  | WECC_SCE | California | 6 | Riverside | 65 | 06065 | 115 | 0 | 2021 | 9999 |  |  | N | Energy Storage | [13 empty] | 0 | 0 | 0 | 0 | [11 empty] | Blythe Solar III, LLC | 100 | Blythe Solar III, LLC | 100 | Non-regulated
Blythe Solar IV, LLC | 60095_G_BLS4A | 60095 | G | BLS4A |  | Solar PV |  | WECC_SCE | California | 6 | Riverside | 65 | 06065 | 68.7 | 0 | 2020 | 9999 |  |  | N | Solar | [13 empty] | 0 | 0 | 0 | 0 | [11 empty] | Blythe Solar IV, LLC | 100 | Blythe Solar IV, LLC | 100 | Non-regulated
Blythe Solar IV, LLC | 60095_G_BLS4B | 60095 | G | BLS4B |  | Solar PV |  | WECC_SCE | California | 6 | Riverside | 65 | 06065 | 68.7 | 0 | 2020 | 9999 |  |  | N | Solar | [13 empty] | 0 | 0 | 0 | 0 | [11 empty] | Blythe Solar IV, LLC | 100 | Blythe Solar IV, LLC | 100 | Non-regulated
Town of Chestertown- Chestertown WWTP | 60096_G_PV1 | 60096 | G | PV1 |  | Solar PV |  | PJM_EMAC | Maryland | 24 | Kent | 29 | 24029 | 1 | 0 | 2015 | 9999 |  |  | N | Solar | [13 empty] | 0 | 0 | 0 | 0 | [11 empty] | SolarCity Corp | 100 | Tesla Inc | 100 | Non-regulated
Onondaga County - Metro Water Board | 60097_G_PV1 | 60097 | G | PV1 |  | Solar PV |  | NY_Z_C&E | New York | 36 | Onondaga | 67 | 36067 | 1 | 0 | 2016 | 9999 |  |  | N | Solar | [13 empty] | 0 | 0 | 0 | 0 | [11 empty] | SolarCity Corp | 100 | Tesla Inc | 100 | Non-regulated
Onondaga County - Oak Orchard WWTP | 60098_G_PV1 | 60098 | G | PV1 |  | Solar PV |  | NY_Z_C&E | New York | 36 | Onondaga | 67 | 36067 | 2 | 0 | 2017 | 9999 |  |  | N | Solar | [13 empty] | 0 | 0 | 0 | 0 | [11 empty] | SolarCity Corp | 100 | Tesla Inc | 100 | Non-regulated
Hewlett-Packard (HP) - Andover, MA | 60099_G_PV1 | 60099 | G | PV1 |  | Solar PV |  | NENGREST | Massachusetts | 25 | Essex | 9 | 25009 | 1.7 | 0 | 2017 | 9999 |  |  | N | Solar | [13 empty] | 0 | 0 | 0 | 0 | [11 empty] | SolarCity Corp | 100 | Tesla Inc | 100 | Non-regulated
Dinuba Energy | 60100_G_G-1 | 60100 | G | G-1 |  | Biomass |  | WECC_SCE | California | 6 | Tulare | 107 | 06107 | 11.5 | 18029 | 1985 | 9999 |  |  | N | Biomass |  |  |  | NH3 |  |  |  | ESPC + C | No |  |  |  |  | 0.22033 | 0.22033 | 0.22033 | 0.22033 | [11 empty] | Dinuba Energy | 100 | Dinuba Energy | 100 | Non-regulated
Shelby Randolph Road Solar 1, LLC | 60101_G_SRR | 60101 | G | SRR |  | Solar PV |  | S_VACA | North Carolina | 37 | Cleveland | 45 | 37045 | 1.9 | 0 | 2015 | 9999 |  |  | N | Solar | [13 empty] | 0 | 0 | 0 | 0 | [11 empty] | Shelby Randolph Road Solar I LLC | 100 | Brian Adams | 100 | Non-regulated
Lorin Industries | 60102_G_1 | 60102 | G | 1 |  | Combustion Turbine | IC Engine | MIS_LMI | Michigan | 26 | Muskegon | 121 | 26121 | 0.8 | 8700 | 1990 | 9999 |  |  | Y | Natural Gas | [13 empty] | 0.67219 | 0.67219 | 0.67219 | 0.67219 | [11 empty] | Lorin Industries | 100 | Lorin Industries | 100 | Non-regulated
Lorin Industries | 60102_G_2 | 60102 | G | 2 |  | Combustion Turbine | IC Engine | MIS_LMI | Michigan | 26 | Muskegon | 121 | 26121 | 0.8 | 8700 | 1990 | 9999 |  |  | Y | Natural Gas | [13 empty] | 0.67219 | 0.67219 | 0.67219 | 0.67219 | [11 empty] | Lorin Industries | 100 | Lorin Industries | 100 | Non-regulated
Lorin Industries | 60102_G_3 | 60102 | G | 3 |  | Combustion Turbine | IC Engine | MIS_LMI | Michigan | 26 | Muskegon | 121 | 26121 | 0.8 | 8700 | 1990 | 9999 |  |  | Y | Natural Gas | [13 empty] | 0.67219 | 0.67219 | 0.67219 | 0.67219 | [11 empty] | Lorin Industries | 100 | Lorin Industries | 100 | Non-regulated
Lorin Industries | 60102_G_4 | 60102 | G | 4 |  | Combustion Turbine | IC Engine | MIS_LMI | Michigan | 26 | Muskegon | 121 | 26121 | 0.8 | 8700 | 1990 | 9999 |  |  | Y | Natural Gas | [13 empty] | 0.67219 | 0.67219 | 0.67219 | 0.67219 | [11 empty] | Lorin Industries | 100 | Lorin Industries | 100 | Non-regulated
Javelina Wind Energy, LLC | 60104_G_GEWTG | 60104 | G | GEWTG |  | Onshore Wind |  | ERC_REST | Texas | 48 | Webb | 479 | 48479 | 249.7 | 0 | 2015 | 9999 |  |  | N | Wind | [13 empty] | 0 | 0 | 0 | 0 | [11 empty] | Javelina Wind Energy LLC | 100 | NextEra Energy Inc | 100 | Non-regulated
Lafayette Solar I, LLC | 60105_G_LAF | 60105 | G | LAF |  | Solar PV |  | S_VACA | North Carolina | 37 | Cleveland | 45 | 37045 | 1.9 | 0 | 2015 | 9999 |  |  | N | Solar | [13 empty] | 0 | 0 | 0 | 0 | [11 empty] | Lafayette Solar I LLC | 100 | Brian Christopher Adams | 100 | Non-regulated
Rockingham Solar, LLC | 60106_G_ROCK | 60106 | G | ROCK |  | Solar PV |  | S_VACA | North Carolina | 37 | Richmond | 153 | 37153 | 4.9 | 0 | 2015 | 9999 |  |  | N | Solar | [13 empty] | 0 | 0 | 0 | 0 | [11 empty] | North Star Development Services LLC | 100 | North Star Development Services LLC | 100 | Non-regulated
York Road Solar I, LLC | 60107_G_YORK | 60107 | G | YORK |  | Solar PV |  | S_VACA | North Carolina | 37 | Cleveland | 45 | 37045 | 1.9 | 0 | 2015 | 9999 |  |  | N | Solar | [13 empty] | 0 | 0 | 0 | 0 | [11 empty] | York Road Solar I LLC | 100 | William Graham Adams Jr | 100 | Non-regulated
SID Solar I, LLC | 60108_G_SID | 60108 | G | SID |  | Solar PV |  | S_VACA | North Carolina | 37 | Cleveland | 45 | 37045 | 4.9 | 0 | 2015 | 9999 |  |  | N | Solar | [13 empty] | 0 | 0 | 0 | 0 | [11 empty] | Sid Solar I LLC | 100 | Brian Christopher Adams | 100 | Non-regulated
UDR Glastonbury Fuel Cell | 60109_G_UDRFC | 60109 | G | UDRFC |  | Fuel Cell |  | NENG_CT | Connecticut | 9 | Hartford | 3 | 09003 | 2.5 | 8060 | 2016 | 9999 |  |  | N | Natural Gas | [13 empty] | 0 | 0 | 0 | 0 | [11 empty] | UIL Distributed Resources LLC | 100 | Iberdrola SA | 100 | Non-regulated
Calvert Cliffs Nuclear Power Plant | 6011_G_1 | 6011 | G | 1 |  | Nuclear |  | PJM_SMAC | Maryland | 24 | Calvert | 9 | 24009 | 866 | 10456 | 1975 | 9999 |  |  | N | Nuclear Fuel | [13 empty] | 0 | 0 | 0 | 0 | [11 empty] | Calvert Cliffs Nuclear Power Plant Inc | 100 | Exelon Corp | 100 | Non-regulated
Calvert Cliffs Nuclear Power Plant | 6011_G_2 | 6011 | G | 2 |  | Nuclear |  | PJM_SMAC | Maryland | 24 | Calvert | 9 | 24009 | 841.8 | 10456 | 1977 | 9999 |  |  | N | Nuclear Fuel | [13 empty] | 0 | 0 | 0 | 0 | [11 empty] | Calvert Cliffs Nuclear Power Plant Inc | 100 | Exelon Corp | 100 | Non-regulated
Town of Needham VNEM CSG | 60110_G_PV1 | 60110 | G | PV1 |  | Solar PV |  | NENGREST | Massachusetts | 25 | Norfolk | 21 | 25021 | 3 | 0 | 2016 | 9999 |  |  | N | Solar | [13 empty] | 0 | 0 | 0 | 0 | [11 empty] | SolarCity Corp | 100 | Tesla Inc | 100 | Non-regulated
Williamsburg Solar LLC VNEM CSG | 60111_G_PV1 | 60111 | G | PV1 |  | Solar PV |  | NENGREST | Massachusetts | 25 | Hampshire | 15 | 25015 | 2.2 | 0 | 2016 | 9999 |  |  | N | Solar | [13 empty] | 0 | 0 | 0 | 0 | [11 empty] | SolarCity Corp | 100 | Tesla Inc | 100 | Non-regulated
Oregon Convention Center | 60112_G_PV1 | 60112 | G | PV1 |  | Solar PV |  | WECC_PNW | Oregon | 41 | Multnomah | 51 | 41051 | 1.4 | 0 | 2016 | 9999 |  |  | N | Solar | [13 empty] | 0 | 0 | 0 | 0 | [11 empty] | SolarCity Corp | 100 | Tesla Inc | 100 | Non-regulated
Jackson Board of Education-Liberty HS | 60113_G_PV1 | 60113 | G | PV1 |  | Solar PV |  | PJM_EMAC | New Jersey | 34 | Ocean | 29 | 34029 | 1.2 | 0 | 2016 | 9999 |  |  | N | Solar | [13 empty] | 0 | 0 | 0 | 0 | [11 empty] | SolarCity Corp | 100 | Tesla Inc | 100 | Non-regulated
Oneida County- DPW | 60114_G_PV1 | 60114 | G | PV1 |  | Solar PV |  | NY_Z_C&E | New York | 36 | Oneida | 65 | 36065 | 1.5 | 0 | 2017 | 9999 |  |  | N | Solar | [13 empty] | 0 | 0 | 0 | 0 | [11 empty] | SolarCity Corp | 100 | Tesla Inc | 100 | Non-regulated
Town of Halfmoon | 60115_G_PV1 | 60115 | G | PV1 |  | Solar PV |  | NY_Z_F | New York | 36 | Saratoga | 91 | 36091 | 1 | 0 | 2017 | 9999 |  |  | N | Solar | [13 empty] | 0 | 0 | 0 | 0 | [11 empty] | SolarCity Corp | 100 | Tesla Inc | 100 | Non-regulated
BJ's Wholesale Club, Inc- Uxbridge | 60116_G_PV1 | 60116 | G | PV1 |  | Solar PV |  | NENGREST | Massachusetts | 25 | Worcester | 27 | 25027 | 1 | 0 | 2017 | 9999 |  |  | N | Solar | [13 empty] | 0 | 0 | 0 | 0 | [11 empty] | SolarCity Corp | 100 | Tesla Inc | 100 | Non-regulated
Western Michigan Solar Gardens | 60117_G_1 | 60117 | G | 1 |  | Solar PV |  | MIS_LMI | Michigan | 26 | Kalamazoo | 77 | 26077 | 1 | 0 | 2016 | 9999 |  |  | N | Solar | [13 empty] | 0 | 0 | 0 | 0 | [11 empty] | Consumers Energy Co | 100 | CMS Energy Corp | 100 | Regulated
Grand Valley Solar Gardens | 60118_G_1 | 60118 | G | 1 |  | Solar PV |  | MIS_LMI | Michigan | 26 | Ottawa | 139 | 26139 | 3 | 0 | 2016 | 9999 |  |  | N | Solar | [13 empty] | 0 | 0 | 0 | 0 | [11 empty] | Consumers Energy Co | 100 | CMS Energy Corp | 100 | Regulated
Granby Hydro | 60119_G_GEN1 | 60119 | G | GEN1 |  | Hydro |  | WECC_CO | Colorado | 8 | Grand | 49 | 08049 | 1.2 | 0 | 2016 | 9999 |  |  | N | Hydro | [13 empty] | 0 | 0 | 0 | 0 | [11 empty] | Northern Water | 100 | Northern Water | 100 | Non-regulated
Sherman | 6012_G_GEN1 | 6012 | G | GEN1 |  | Hydro |  | NENGREST | Massachusetts | 25 | Franklin | 11 | 25011 | 6.1 | 0 | 1926 | 9999 |  |  | N | Hydro | [13 empty] | 0 | 0 | 0 | 0 | [11 empty] | Great River Hydro LLC | 100 | ArcLight Capital Partners LLC | 100 | Non-regulated
HCE Johnston I, LLC | 60121_G_HCEJI | 60121 | G | HCEJI |  | Solar PV |  | S_VACA | North Carolina | 37 | Johnston | 101 | 37101 | 1.9 | 0 | 2015 | 9999 |  |  | N | Solar | [13 empty] | 0 | 0 | 0 | 0 | [11 empty] | HCE Johnston Solar I LLC | 100 | Holocene Clean Energy Inc | 100 | Non-regulated
Colorado Bend II | 60122_G_CT7 | 60122 | G | CT7 | 91195 | Combined Cycle |  | ERC_REST | Texas | 48 | Wharton | 481 | 48481 | 329.3 | 7050 | 2017 | 9999 |  |  | N | Natural Gas |  |  |  | NH3 | SCR | [8 empty] | 0.00466 | 0.00466 | 0.00466 | 0.00466 | [11 empty] | Colorado Bend II Power LLC | 100 | Exelon Corp | 100 | Non-regulated
Colorado Bend II | 60122_G_CT8 | 60122 | G | CT8 | 91196 | Combined Cycle |  | ERC_REST | Texas | 48 | Wharton | 481 | 48481 | 335 | 7050 | 2017 | 9999 |  |  | N | Natural Gas |  |  |  | NH3 | SCR | [8 empty] | 0.00466 | 0.00466 | 0.00466 | 0.00466 | [11 empty] | Colorado Bend II Power LLC | 100 | Exelon Corp | 100 | Non-regulated
Colorado Bend II | 60122_G_STG9 | 60122 | G | STG9 | 91195 | Combined Cycle |  | ERC_REST | Texas | 48 | Wharton | 481 | 48481 | 478.4 | 7050 | 2017 | 9999 |  |  | N | Natural Gas |  |  |  | LNB | SCR | [8 empty] | 0.00466 | 0.00466 | 0.00466 | 0.00466 | [11 empty] | Colorado Bend II Power LLC | 100 | Exelon Corp | 100 | Non-regulated
Castle Gap Solar Hybrid | 60123_G_BAT1 | 60123 | G | BAT1 |  | Energy Storage |  | ERC_WEST | Texas | 48 | Upton | 461 | 48461 | 9.9 | 0 | 2019 | 9999 |  |  | N | Energy Storage | [13 empty] | 0 | 0 | 0 | 0 | [11 empty] | Upco Power I LLC | 100 | SunEdison | 100 | Non-regulated
Castle Gap Solar Hybrid | 60123_G_CGAP | 60123 | G | CGAP |  | Solar PV |  | ERC_WEST | Texas | 48 | Upton | 461 | 48461 | 180 | 0 | 2018 | 9999 |  |  | N | Solar | [13 empty] | 0 | 0 | 0 | 0 | [11 empty] | Upton County Solar 2 LLC | 100 | Vistra Energy | 100 | Non-regulated
Goldfinch | 60124_G_GFNCH | 60124 | G | GFNCH |  | Solar PV |  | FRCC | Florida | 12 | Polk | 105 | 12105 | 3 | 0 | 2016 | 9999 |  |  | N | Solar | [13 empty] | 0 | 0 | 0 | 0 | [11 empty] | LKL Goldfinch LLC | 100 | SunEdison | 100 | Non-regulated
Harpster Wind | 60126_G_H1 | 60126 | G | H1 |  | Onshore Wind |  | PJM_West | Ohio | 39 | Wyandot | 175 | 39175 | 1.5 | 0 | 2016 | 9999 |  |  | N | Wind | [13 empty] | 0 | 0 | 0 | 0 | [11 empty] | OEE XVII LLC | 100 | One Energy LLC | 100 | Non-regulated
Eastern Shore Solar, LLC | 60127_G_PV1 | 60127 | G | PV1 |  | Solar PV |  | PJM_EMAC | Virginia | 51 | Accomack | 1 | 51001 | 80 | 0 | 2016 | 9999 |  |  | N | Solar | [13 empty] | 0 | 0 | 0 | 0 | [11 empty] | Eastern Shore Solar LLC | 100 | Dominion Energy Inc | 100 | Non-regulated
Zephyr Wind | 60128_G_Z1 | 60128 | G | Z1 |  | Onshore Wind |  | PJM_West | Ohio | 39 | Hancock | 63 | 39063 | 1.5 | 0 | 2015 | 9999 |  |  | N | Wind | [13 empty] | 0 | 0 | 0 | 0 | [11 empty] | One Energy LLC | 100 | One Energy LLC | 100 | Non-regulated
Zephyr Wind | 60128_G_Z2 | 60128 | G | Z2 |  | Onshore Wind |  | PJM_West | Ohio | 39 | Hancock | 63 | 39063 | 1.5 | 0 | 2015 | 9999 |  |  | N | Wind | [13 empty] | 0 | 0 | 0 | 0 | [11 empty] | One Energy LLC | 100 | One Energy LLC | 100 | Non-regulated
Zephyr Wind | 60128_G_Z3 | 60128 | G | Z3 |  | Onshore Wind |  | PJM_West | Ohio | 39 | Hancock | 63 | 39063 | 1.5 | 0 | 2015 | 9999 |  |  | N | Wind | [13 empty] | 0 | 0 | 0 | 0 | [11 empty] | One Energy LLC | 100 | One Energy LLC | 100 | Non-regulated
Red Toad 1425 A Powatan Road, LLC | 60129_G_POW | 60129 | G | POW |  | Solar PV |  | S_VACA | North Carolina | 37 | Johnston | 101 | 37101 | 1.9 | 0 | 2015 | 9999 |  |  | N | Solar | [13 empty] | 0 | 0 | 0 | 0 | [11 empty] | Red Toad 1425 A Powatan Road LLC | 100 | Red Toad 1425 A Powatan Road LLC | 100 | Non-regulated
Olive | 6013_G_O1 | 6013 | G | O1 | 2677 | O/G Steam |  | WEC_LADW | California | 6 | Los Angeles | 37 | 06037 | 44 | 14500 | 1959 | 9999 | wall | dry | N | Natural Gas |  |  |  | NH3 | SCR | [8 empty] | 0.13345 | 0.02669 | 0.13345 | 0.02669 | [11 empty] | Burbank Water & Power | 100 | Burbank Water & Power | 100 | Regulated
Olive | 6013_G_O2 | 6013 | G | O2 | 2678 | O/G Steam |  | WEC_LADW | California | 6 | Los Angeles | 37 | 06037 | 55 | 13587 | 1964 | 9999 | wall | dry | N | Natural Gas |  |  |  | NH3 | SCR | [8 empty] | 0.00212 | 0.00212 | 0.00212 | 0.00212 | [11 empty] | Burbank Water & Power | 100 | Burbank Water & Power | 100 | Regulated
Big Sand Draw Plant | 60130_G_1 | 60130 | G | 1 |  | Combustion Turbine | IC Engine | WECC_WY | Wyoming | 56 | Fremont | 13 | 56013 | 1.4 | 11686 | 2015 | 9999 |  |  | N | Natural Gas | [13 empty] | 1.061 | 1.061 | 1.061 | 1.061 | [11 empty] | Devon Energy Production Co LP | 100 | Devon Energy Corp | 100 | Non-regulated
Big Sand Draw Plant | 60130_G_2 | 60130 | G | 2 |  | Combustion Turbine | IC Engine | WECC_WY | Wyoming | 56 | Fremont | 13 | 56013 | 1.4 | 11686 | 2015 | 9999 |  |  | N | Natural Gas | [13 empty] | 1.061 | 1.061 | 1.061 | 1.061 | [11 empty] | Devon Energy Production Co LP | 100 | Devon Energy Corp | 100 | Non-regulated
Big Sand Draw Plant | 60130_G_4 | 60130 | G | 4 |  | Combustion Turbine | IC Engine | WECC_WY | Wyoming | 56 | Fremont | 13 | 56013 | 1.4 | 11686 | 2015 | 9999 |  |  | N | Natural Gas | [13 empty] | 1.061 | 1.061 | 1.061 | 1.061 | [11 empty] | Devon Energy Production Co LP | 100 | Devon Energy Corp | 100 | Non-regulated
Big Sand Draw Plant | 60130_G_5 | 60130 | G | 5 |  | Combustion Turbine | IC Engine | WECC_WY | Wyoming | 56 | Fremont | 13 | 56013 | 1.4 | 11686 | 2015 | 9999 |  |  | N | Natural Gas | [13 empty] | 1.061 | 1.061 | 1.061 | 1.061 | [11 empty] | Devon Energy Production Co LP | 100 | Devon Energy Corp | 100 | Non-regulated
Big Sand Draw Plant | 60130_G_6 | 60130 | G | 6 |  | Combustion Turbine | IC Engine | WECC_WY | Wyoming | 56 | Fremont | 13 | 56013 | 1.4 | 11686 | 2015 | 9999 |  |  | N | Natural Gas | [13 empty] | 1.061 | 1.061 | 1.061 | 1.061 | [11 empty] | Devon Energy Production Co LP | 100 | Devon Energy Corp | 100 | Non-regulated
Durham Solar | 60131_G_DURM | 60131 | G | DURM |  | Solar PV |  | S_VACA | North Carolina | 37 | Durham | 63 | 37063 | 3.4 | 0 | 2015 | 9999 |  |  | N | Solar | [13 empty] | 0 | 0 | 0 | 0 | [11 empty] | Durham Solar LLC | 100 | Cypress Creek Holdings LLC | 100 | Non-regulated
New Creek Wind | 60132_G_NCG01 | 60132 | G | NCG01 |  | Onshore Wind |  | PJM_AP | West Virginia | 54 | Grant | 23 | 54023 | 103 | 0 | 2016 | 9999 |  |  | N | Wind | [13 empty] | 0 | 0 | 0 | 0 | [11 empty] | New Creek Wind LLC | 100 | Enbridge Energy Partners LP | 100 | Non-regulated
Morgan Farm, LLC | 60133_G_MOR | 60133 | G | MOR |  | Solar PV |  | S_VACA | North Carolina | 37 | Franklin | 69 | 37069 | 4.9 | 0 | 2015 | 9999 |  |  | N | Solar | [13 empty] | 0 | 0 | 0 | 0 | [11 empty] | Morgan Farm LLC | 100 | Enlight Solar LLC | 100 | Non-regulated
Nashville Farms, LLC | 60134_G_NASH | 60134 | G | NASH |  | Solar PV |  | S_VACA | North Carolina | 37 | Nash | 127 | 37127 | 1.9 | 0 | 2015 | 9999 |  |  | N | Solar | [13 empty] | 0 | 0 | 0 | 0 | [11 empty] | Nashville Farms LLC | 100 | Sunrise Energy Ventures LLC | 100 | Non-regulated
Cedar Solar, LLC | 60135_G_CED | 60135 | G | CED |  | Solar PV |  | S_VACA | North Carolina | 37 | Duplin | 61 | 37061 | 4.9 | 0 | 2015 | 9999 |  |  | N | Solar | [13 empty] | 0 | 0 | 0 | 0 | [11 empty] | Cedar Solar LLC | 100 | NARENCO | 100 | Non-regulated
Elm Solar, LLC | 60136_G_ELM | 60136 | G | ELM |  | Solar PV |  | S_VACA | North Carolina | 37 | Lee | 105 | 37105 | 4.9 | 0 | 2015 | 9999 |  |  | N | Solar | [13 empty] | 0 | 0 | 0 | 0 | [11 empty] | Elm Solar LLC | 100 | NARENCO | 100 | Non-regulated
Glasgow LFGTE | 60137_G_1 | 60137 | G | 1 |  | Landfill Gas |  | PJM_West | Kentucky | 21 | Barren | 9 | 21009 | 0.9 | 13500 | 2015 | 9999 |  |  | N | Landfill Gas | [13 empty] | 0.22117 | 0.22117 | 0.22117 | 0.22117 | [11 empty] | East Kentucky Power Coop | 100 | East Kentucky Power Coop | 100 | Regulated
Brunswick Nuclear | 6014_G_1 | 6014 | G | 1 |  | Nuclear |  | S_VACA | North Carolina | 37 | Brunswick | 19 | 37019 | 938 | 10456 | 1977 | 9999 |  |  | N | Nuclear Fuel | [13 empty] | 0 | 0 | 0 | 0 | [11 empty] | Duke Energy Progress | 100 | Duke Energy Corp | 100 | Regulated
Brunswick Nuclear | 6014_G_2 | 6014 | G | 2 |  | Nuclear |  | S_VACA | North Carolina | 37 | Brunswick | 19 | 37019 | 932 | 10456 | 1975 | 9999 |  |  | N | Nuclear Fuel | [13 empty] | 0 | 0 | 0 | 0 | [11 empty] | Duke Energy Progress | 100 | Duke Energy Corp | 100 | Regulated
Lemoore 1 | 60142_G_LEPV1 | 60142 | G | LEPV1 |  | Solar PV |  | WEC_CALN | California | 6 | Kings | 31 | 06031 | 1.5 | 0 | 2016 | 9999 |  |  | N | Solar | [13 empty] | 0 | 0 | 0 | 0 | [11 empty] | Immodo Energy Services Corp | 100 | Immodo Group | 100 | Non-regulated
Peak View Wind Farm | 60143_G_WTG | 60143 | G | WTG |  | Onshore Wind |  | WECC_CO | Colorado | 8 | Huerfano | 55 | 08055 | 60.8 | 0 | 2016 | 9999 |  |  | N | Wind | [13 empty] | 0 | 0 | 0 | 0 | [11 empty] | Peak View Wind Energy LLC | 100 | Invenergy LLC | 100 | Regulated
Baltimore Church Solar, LLC | 60144_G_FLS1 | 60144 | G | FLS1 |  | Solar PV |  | S_VACA | North Carolina | 37 | Robeson | 155 | 37155 | 5.4 | 0 | 2017 | 9999 |  |  | N | Solar | [13 empty] | 0 | 0 | 0 | 0 | [11 empty] | Baltimore Church Solar LLC | 100 | FLS Energy Inc | 100 | Non-regulated
Broadview Energy JN, LLC | 60145_G_1 | 60145 | G | 1 |  | Onshore Wind |  | WECC_NM | New Mexico | 35 | Curry | 9 | 35009 | 181.7 | 0 | 2017 | 9999 |  |  | N | Wind | [13 empty] | 0 | 0 | 0 | 0 | [11 empty] | Broadview Energy JN LLC | 100 | Canada Pension Plan Investment Board | 100 | Non-regulated
Cohen Farm Solar, LLC | 60146_G_FLS1 | 60146 | G | FLS1 |  | Solar PV |  | S_VACA | North Carolina | 37 | Lee | 105 | 37105 | 6.5 | 0 | 2016 | 9999 |  |  | N | Solar | [13 empty] | 0 | 0 | 0 | 0 | [11 empty] | Cohen Farm Solar LLC | 100 | Cypress Creek Holdings LLC | 100 | Non-regulated
Floyd Solar, LLC | 60147_G_FLS1 | 60147 | G | FLS1 |  | Solar PV |  | S_VACA | North Carolina | 37 | Robeson | 155 | 37155 | 6.5 | 0 | 2016 | 9999 |  |  | N | Solar | [13 empty] | 0 | 0 | 0 | 0 | [11 empty] | Floyd Road Solar Farm LLC | 100 | Floyd Road Solar Farm LLC | 100 | Non-regulated
Innovative Solar 43, LLC | 60149_G_FLS1 | 60149 | G | FLS1 |  | Solar PV |  | S_VACA | North Carolina | 37 | Bladen | 17 | 37017 | 50.8 | 0 | 2016 | 9999 |  |  | N | Solar | [13 empty] | 0 | 0 | 0 | 0 | [11 empty] | Innovative Solar 43 LLC | 100 | Innovative Solar Systems LLC | 100 | Non-regulated
Harris | 6015_G_1 | 6015 | G | 1 |  | Nuclear |  | S_VACA | North Carolina | 37 | Wake | 183 | 37183 | 964 | 10456 | 1987 | 9999 |  |  | N | Nuclear Fuel | [13 empty] | 0 | 0 | 0 | 0 | [11 empty] | Duke Energy Progress | 100 | Duke Energy Corp | 100 | Regulated
Cornell Geneva Solar Farm | 60150_G_ARGOS | 60150 | G | ARGOS |  | Solar PV |  | NY_Z_C&E | New York | 36 | Ontario | 69 | 36069 | 2 | 0 | 2015 | 9999 |  |  | N | Solar | [13 empty] | 0 | 0 | 0 | 0 | [11 empty] | Argos Solar LLC | 100 | Argos Solar LLC | 100 | Non-regulated
Building F | 60151_G_BLDGF | 60151 | G | BLDGF |  | Solar PV |  | WEC_LADW | California | 6 | Los Angeles | 37 | 06037 | 1.3 | 0 | 2016 | 9999 |  |  | N | Solar | [13 empty] | 0 | 0 | 0 | 0 | [11 empty] | Golden Springs Building F LLC | 100 | Golden Springs Development Co LLC | 100 | Non-regulated
Broadview Energy KW, LLC | 60152_G_1 | 60152 | G | 1 |  | Onshore Wind |  | WECC_NM | New Mexico | 35 | Curry | 9 | 35009 | 142.6 | 0 | 2017 | 9999 |  |  | N | Wind | [13 empty] | 0 | 0 | 0 | 0 | [11 empty] | Broadview Energy KW LLC | 100 | Canada Pension Plan Investment Board | 100 | Non-regulated
Building G | 60153_G_BLDGG | 60153 | G | BLDGG |  | Solar PV |  | WEC_LADW | California | 6 | Los Angeles | 37 | 06037 | 1.2 | 0 | 2016 | 9999 |  |  | N | Solar | [13 empty] | 0 | 0 | 0 | 0 | [11 empty] | Golden Springs Development Co LLC | 100 | Golden Springs Development Co LLC | 100 | Non-regulated
Buidling L | 60154_G_BLDG1 | 60154 | G | BLDG1 |  | Solar PV |  | WEC_LADW | California | 6 | Los Angeles | 37 | 06037 | 1 | 0 | 2016 | 9999 |  |  | N | Solar | [13 empty] | 0 | 0 | 0 | 0 | [11 empty] | Golden Springs Development Co LLC | 100 | Golden Springs Development Co LLC | 100 | Non-regulated
Shelter Solar | 60156_G_PV1 | 60156 | G | PV1 |  | Solar PV |  | S_VACA | North Carolina | 37 | Hoke | 93 | 37093 | 5 | 0 | 2018 | 9999 |  |  | N | Solar | [13 empty] | 0 | 0 | 0 | 0 | [11 empty] | Shelter Solar LLC | 100 | Cate Street Capital Inc | 100 | Non-regulated
Heedeh Solar | 60157_G_PV1 | 60157 | G | PV1 |  | Solar PV |  | S_VACA | North Carolina | 37 | Columbus | 47 | 37047 | 4.5 | 0 | 2018 | 9999 |  |  | N | Solar | [13 empty] | 0 | 0 | 0 | 0 | [11 empty] | Heedeh Solar LLC | 100 | Cate Street Capital Inc | 100 | Non-regulated
Tate Solar | 60160_G_PV1 | 60160 | G | PV1 |  | Solar PV |  | S_VACA | North Carolina | 37 | Nash | 127 | 37127 | 5 | 0 | 2020 | 9999 |  |  | N | Solar | [13 empty] | 0 | 0 | 0 | 0 | [11 empty] | New Energy Solar | 100 | New Energy Solar | 100 | Non-regulated
Eagle Solar | 60161_G_PV1 | 60161 | G | PV1 |  | Solar PV |  | S_VACA | North Carolina | 37 | Warren | 185 | 37185 | 4 | 0 | 2020 | 9999 |  |  | N | Solar | [13 empty] | 0 | 0 | 0 | 0 | [11 empty] | New Energy Solar | 100 | New Energy Solar | 100 | Non-regulated
Robin Solar | 60165_G_PV1 | 60165 | G | PV1 |  | Solar PV |  | S_VACA | North Carolina | 37 | Wayne | 191 | 37191 | 3.8 | 0 | 2021 | 9999 |  |  | N | Solar | [13 empty] | 0 | 0 | 0 | 0 | [11 empty] | Robin Solar LLC | 100 | Robin Solar LLC | 100 | Non-regulated
Cash Solar | 60178_G_PV1 | 60178 | G | PV1 |  | Solar PV |  | S_VACA | North Carolina | 37 | Nash | 127 | 37127 | 5 | 0 | 2020 | 9999 |  |  | N | Solar | [13 empty] | 0 | 0 | 0 | 0 | [11 empty] | Cash Solar, LLC | 100 | Cash Solar, LLC | 100 | Non-regulated
Daystar Solar | 60179_G_PV1 | 60179 | G | PV1 |  | Solar PV |  | S_VACA | North Carolina | 37 | Jones | 103 | 37103 | 5 | 0 | 2017 | 9999 |  |  | N | Solar | [13 empty] | 0 | 0 | 0 | 0 | [11 empty] | Daystar Solar LLC | 100 | Cate Street Capital Inc | 100 | Non-regulated
Kathleen Solar | 60180_G_PV1 | 60180 | G | PV1 |  | Solar PV |  | S_VACA | North Carolina | 37 | Wake | 183 | 37183 | 5 | 0 | 2018 | 9999 |  |  | N | Solar | [13 empty] | 0 | 0 | 0 | 0 | [11 empty] | Kathleen Solar LLC | 100 | Cate Street Capital Inc | 100 | Non-regulated
Grove Solar | 60181_G_PV1 | 60181 | G | PV1 |  | Solar PV |  | S_VACA | North Carolina | 37 | Craven | 49 | 37049 | 5 | 0 | 2019 | 9999 |  |  | N | Solar | [13 empty] | 0 | 0 | 0 | 0 | [11 empty] | Grove Solar LLC | 100 | Cate Street Capital Inc | 100 | Non-regulated
Dulles | 60182_G_DULLE | 60182 | G | DULLE |  | Solar PV |  | WECC_SCE | California | 6 | Riverside | 65 | 06065 | 2 | 0 | 2016 | 9999 |  |  | N | Solar | [13 empty] | 0 | 0 | 0 | 0 | [11 empty] | Golden Springs Development Co LLC | 100 | Golden Springs Development Co LLC | 100 | Non-regulated
Freeway Springs | 60183_G_FSPRI | 60183 | G | FSPRI |  | Solar PV |  | WEC_LADW | California | 6 | Los Angeles | 37 | 06037 | 2 | 0 | 2016 | 9999 |  |  | N | Solar | [13 empty] | 0 | 0 | 0 | 0 | [11 empty] | Golden Springs Development Co LLC | 100 | Golden Springs Development Co LLC | 100 | Non-regulated
ADS Renewable Energy-Wolf Creek LLC | 60184_G_GEN1 | 60184 | G | GEN1 |  | Landfill Gas |  | S_SOU | Georgia | 13 | Twiggs | 289 | 13289 | 1.4 | 13500 | 2011 | 9999 |  |  | N | Landfill Gas | [13 empty] | 0.22117 | 0.22117 | 0.22117 | 0.22117 | [11 empty] | SESCO Wolfcreek LFG LLC | 100 | Sustainable Energy Solutions LLC | 100 | Non-regulated
ADS Renewable Energy-Wolf Creek LLC | 60184_G_GEN2 | 60184 | G | GEN2 |  | Landfill Gas |  | S_SOU | Georgia | 13 | Twiggs | 289 | 13289 | 1.4 | 13500 | 2011 | 9999 |  |  | N | Landfill Gas | [13 empty] | 0.22117 | 0.22117 | 0.22117 | 0.22117 | [11 empty] | SESCO Wolfcreek LFG LLC | 100 | Sustainable Energy Solutions LLC | 100 | Non-regulated
Solverde 1 | 60185_G_SOLV1 | 60185 | G | SOLV1 |  | Solar PV |  | WEC_LADW | California | 6 | Los Angeles | 37 | 06037 | 81 | 0 | 2016 | 9999 |  |  | N | Solar | [13 empty] | 0 | 0 | 0 | 0 | [11 empty] | Solverde 1 LLC | 100 | Sustainable Power Group LLC | 100 | Non-regulated
Antelope DSR 1 | 60186_G_DSR1 | 60186 | G | DSR1 |  | Solar PV |  | WEC_LADW | California | 6 | Los Angeles | 37 | 06037 | 48 | 0 | 2016 | 9999 |  |  | N | Solar | [13 empty] | 0 | 0 | 0 | 0 | [11 empty] | Antelope DSR 1 LLC | 100 | Sustainable Power Group LLC | 100 | Non-regulated
Antelope DSR 2 | 60187_G_DSR2 | 60187 | G | DSR2 |  | Solar PV |  | WEC_LADW | California | 6 | Los Angeles | 37 | 06037 | 5 | 0 | 2016 | 9999 |  |  | N | Solar | [13 empty] | 0 | 0 | 0 | 0 | [11 empty] | Antelope DSR 2 LLC | 100 | Sustainable Power Group LLC | 100 | Non-regulated
Conetoe Solar | 60188_G_CON15 | 60188 | G | CON15 |  | Solar PV |  | S_VACA | North Carolina | 37 | Edgecombe | 65 | 37065 | 5 | 0 | 2015 | 9999 |  |  | N | Solar | [13 empty] | 0 | 0 | 0 | 0 | [11 empty] | Conetoe Solar LLC | 100 | SunEnergy 1 LLC | 100 | Non-regulated
Sugar Run Solar | 60189_G_SRS15 | 60189 | G | SRS15 |  | Solar PV |  | PJM_Dom | North Carolina | 37 | Gates | 73 | 37073 | 5 | 0 | 2015 | 9999 |  |  | N | Solar | [13 empty] | 0 | 0 | 0 | 0 | [11 empty] | SolNCPower3 LLC | 100 | Solon Group | 100 | Non-regulated
HMW Minster PV I | 60190_G_MIN01 | 60190 | G | MIN01 |  | Solar PV |  | PJM_West | Ohio | 39 | Auglaize | 11 | 39011 | 3 | 0 | 2015 | 9999 |  |  | N | Solar | [13 empty] | 0 | 0 | 0 | 0 | [11 empty] | HMV Minster LLC | 100 | Half Moon Ventures LLC | 100 | Non-regulated
TWE New Bern Solar Project, LLC | 60191_G_FLS1 | 60191 | G | FLS1 |  | Solar PV |  | S_VACA | North Carolina | 37 | Craven | 49 | 37049 | 4 | 0 | 2016 | 9999 |  |  | N | Solar | [13 empty] | 0 | 0 | 0 | 0 | [11 empty] | FLS Energy Inc | 100 | FLS Energy Inc | 100 | Non-regulated
North Fork Community Power | 60192_G_NFCP1 | 60192 | G | NFCP1 |  | Non-Fossil Waste |  | WEC_CALN | California | 6 | Madera | 39 | 06039 | 2 | 7150 | 2023 | 9999 |  |  | Y | Non-Fossil Waste | [13 empty] | 0 | 0 | 0 | 0 | [11 empty] | Phoenix Energy | 100 | Phoenix Energy | 100 | Non-regulated
Whitethorn Solar LLC | 60193_G_GEN1 | 60193 | G | GEN1 |  | Solar PV |  | WEC_CALN | California | 6 | Alameda | 1 | 06001 | 3.3 | 0 | 2016 | 9999 |  |  | N | Solar | [13 empty] | 0 | 0 | 0 | 0 | [11 empty] | Whitethorn Solar LLC | 100 | Public Service Enterprise Group Inc | 100 | Non-regulated
South Valley Solar Energy Center | 60195_G_SVSEC | 60195 | G | SVSEC |  | Solar PV |  | WECC_NM | New Mexico | 35 | Bernalillo | 1 | 35001 | 9.9 | 0 | 2015 | 9999 |  |  | N | Solar | [13 empty] | 0 | 0 | 0 | 0 | [11 empty] | Public Service Co of New Mexico | 100 | PNM Resources Inc | 100 | Regulated
Santa Fe Solar Energy Center | 60196_G_SFSEC | 60196 | G | SFSEC |  | Solar PV |  | WECC_NM | New Mexico | 35 | Santa Fe | 49 | 35049 | 9.3 | 0 | 2015 | 9999 |  |  | N | Solar | [13 empty] | 0 | 0 | 0 | 0 | [11 empty] | Public Service Co of New Mexico | 100 | PNM Resources Inc | 100 | Regulated
Santolina Solar Energy Center | 60197_G_SANTO | 60197 | G | SANTO |  | Solar PV |  | WECC_NM | New Mexico | 35 | Bernalillo | 1 | 35001 | 10.5 | 0 | 2015 | 9999 |  |  | N | Solar | [13 empty] | 0 | 0 | 0 | 0 | [11 empty] | Public Service Co of New Mexico | 100 | PNM Resources Inc | 100 | Regulated
Rio Communities Solar Energy Center | 60198_G_RCSEC | 60198 | G | RCSEC |  | Solar PV |  | WECC_NM | New Mexico | 35 | Valencia | 61 | 35061 | 9.9 | 0 | 2015 | 9999 |  |  | N | Solar | [13 empty] | 0 | 0 | 0 | 0 | [11 empty] | Public Service Co of New Mexico | 100 | PNM Resources Inc | 100 | Regulated
County Home Solar Center, LLC | 60199_G_CHSC1 | 60199 | G | CHSC1 |  | Solar PV |  | S_VACA | North Carolina | 37 | Cleveland | 45 | 37045 | 2 | 0 | 2016 | 9999 |  |  | N | Solar | [13 empty] | 0 | 0 | 0 | 0 | [11 empty] | County Home Solar Center LLC | 100 | Heliosage Energy LLC | 100 | Non-regulated
Laurinburg Solar, LLC (Heelstone) | 60200_G_LAUR | 60200 | G | LAUR |  | Solar PV |  | S_VACA | North Carolina | 37 | Robeson | 155 | 37155 | 1.9 | 0 | 2015 | 9999 |  |  | N | Solar | [13 empty] | 0 | 0 | 0 | 0 | [11 empty] | Laurinburg Solar LLC | 100 | NARENCO | 100 | Non-regulated
CES Cherry Hill Solar | 60201_G_CHNJ | 60201 | G | CHNJ |  | Solar PV |  | PJM_EMAC | New Jersey | 34 | Camden | 7 | 34007 | 1.2 | 0 | 2016 | 9999 |  |  | N | Solar | [13 empty] | 0 | 0 | 0 | 0 | [11 empty] | Consolidated Edison Solutions Inc | 100 | Consolidated Edison Inc | 100 | Non-regulated
Hemlock Solar | 60207_G_HEMLK | 60207 | G | HEMLK |  | Solar PV |  | PJM_Dom | North Carolina | 37 | Northampton | 131 | 37131 | 5 | 0 | 2017 | 9999 |  |  | N | Solar | [13 empty] | 0 | 0 | 0 | 0 | [11 empty] | Hemlock Solar LLC | 100 | Geenex LLC | 100 | Non-regulated
Long Farm 46 Solar, LLC | 60208_G_PV1 | 60208 | G | PV1 |  | Solar PV |  | PJM_Dom | North Carolina | 37 | Northampton | 131 | 37131 | 5 | 0 | 2016 | 9999 |  |  | N | Solar | [13 empty] | 0 | 0 | 0 | 0 | [11 empty] | Long Farm 46 Solar LLC | 100 | Long Farm 46 Solar LLC | 100 | Non-regulated
HXNAir Solar One | 60209_G_HXNAI | 60209 | G | HXNAI |  | Solar PV |  | PJM_Dom | North Carolina | 37 | Halifax | 83 | 37083 | 5 | 0 | 2017 | 9999 |  |  | N | Solar | [13 empty] | 0 | 0 | 0 | 0 | [11 empty] | HXNAir Solar One LLC | 100 | Geenex LLC | 100 | Non-regulated
Cotton Plains Wind Farm | 60210_G_CPWF | 60210 | G | CPWF |  | Onshore Wind |  | ERC_PHDL | Texas | 48 | Floyd | 153 | 48153 | 50.4 | 0 | 2017 | 9999 |  |  | N | Wind | [13 empty] | 0 | 0 | 0 | 0 | [11 empty] | Cotton Plains Wind I LLC | 100 | Apex Clean Energy Inc | 100 | Non-regulated
Rocksprings | 60217_G_RKSP | 60217 | G | RKSP |  | Onshore Wind |  | ERC_REST | Texas | 48 | Val Verde | 465 | 48465 | 149.3 | 0 | 2017 | 9999 |  |  | N | Wind | [13 empty] | 0 | 0 | 0 | 0 | [11 empty] | Rocksprings Val Verde Wind LLC | 100 | SunEdison | 100 | Non-regulated
Frontier Windpower | 60218_G_FC1 | 60218 | G | FC1 |  | Onshore Wind |  | SPP_WEST | Oklahoma | 40 | Kay | 71 | 40071 | 200 | 0 | 2016 | 9999 |  |  | N | Wind | [13 empty] | 0 | 0 | 0 | 0 | [11 empty] | Frontier Windpower LLC | 100 | Duke Energy Corp | 100 | Non-regulated
Strata Roof 1 | 60219_G_UNIT1 | 60219 | G | UNIT1 |  | Solar PV |  | WEC_BANC | California | 6 | Sacramento | 67 | 06067 | 1 | 0 | 2013 | 9999 |  |  | N | Solar | [13 empty] | 0 | 0 | 0 | 0 | [11 empty] | Strata Roof 1 LLC | 100 | Strata Solar LLC | 100 | Non-regulated
Braidwood Generation Station | 6022_G_1 | 6022 | G | 1 |  | Nuclear |  | PJM_COMD | Illinois | 17 | Will | 197 | 17197 | 1183 | 10456 | 1988 | 9999 |  |  | N | Nuclear Fuel | [13 empty] | 0 | 0 | 0 | 0 | [11 empty] | Exelon Generation Supply LLC | 100 | Exelon Corp | 100 | Non-regulated
Braidwood Generation Station | 6022_G_2 | 6022 | G | 2 |  | Nuclear |  | PJM_COMD | Illinois | 17 | Will | 197 | 17197 | 1154 | 10456 | 1988 | 9999 |  |  | N | Nuclear Fuel | [13 empty] | 0 | 0 | 0 | 0 | [11 empty] | Exelon Generation Supply LLC | 100 | Exelon Corp | 100 | Non-regulated
Zero Waste Energy Development Co LLC | 60220_G_ZWED1 | 60220 | G | ZWED1 |  | Non-Fossil Waste |  | WEC_CALN | California | 6 | Santa Clara | 85 | 06085 | 0.8 | 6092 | 2015 | 9999 |  |  | Y | Non-Fossil Waste | [13 empty] | 0 | 0 | 0 | 0 | [11 empty] | Zero Waste Energy Co Inc | 100 | Zero Waste Energy Co Inc | 100 | Non-regulated
Zero Waste Energy Development Co LLC | 60220_G_ZWED2 | 60220 | G | ZWED2 |  | Non-Fossil Waste |  | WEC_CALN | California | 6 | Santa Clara | 85 | 06085 | 0.8 | 27351 | 2015 | 9999 |  |  | N | Non-Fossil Waste | [13 empty] | 0 | 0 | 0 | 0 | [11 empty] | Zero Waste Energy Co Inc | 100 | Zero Waste Energy Co Inc | 100 | Non-regulated
Bristol Plant | 60222_G_A1 | 60222 | G | A1 |  | Landfill Gas |  | S_C_TVA | Virginia | 51 | Bristol City | 520 | 51520 | 0.3 | 13500 | 2016 | 9999 |  |  | N | Landfill Gas | [13 empty] | 0.21546 | 0.21546 | 0.21546 | 0.21546 | [11 empty] | INGENCO | 100 | INGENCO | 100 | Non-regulated
Bristol Plant | 60222_G_A2 | 60222 | G | A2 |  | Landfill Gas |  | S_C_TVA | Virginia | 51 | Bristol City | 520 | 51520 | 0.3 | 13500 | 2016 | 9999 |  |  | N | Landfill Gas | [13 empty] | 0.21546 | 0.21546 | 0.21546 | 0.21546 | [11 empty] | INGENCO | 100 | INGENCO | 100 | Non-regulated
Bristol Plant | 60222_G_A3 | 60222 | G | A3 |  | Landfill Gas |  | S_C_TVA | Virginia | 51 | Bristol City | 520 | 51520 | 0.3 | 13500 | 2016 | 9999 |  |  | N | Landfill Gas | [13 empty] | 0.21546 | 0.21546 | 0.21546 | 0.21546 | [11 empty] | INGENCO | 100 | INGENCO | 100 | Non-regulated
Bristol Plant | 60222_G_A4 | 60222 | G | A4 |  | Landfill Gas |  | S_C_TVA | Virginia | 51 | Bristol City | 520 | 51520 | 0.3 | 13500 | 2016 | 9999 |  |  | N | Landfill Gas | [13 empty] | 0.21546 | 0.21546 | 0.21546 | 0.21546 | [11 empty] | INGENCO | 100 | INGENCO | 100 | Non-regulated
Bristol Plant | 60222_G_A5 | 60222 | G | A5 |  | Landfill Gas |  | S_C_TVA | Virginia | 51 | Bristol City | 520 | 51520 | 0.3 | 13500 | 2016 | 9999 |  |  | N | Landfill Gas | [13 empty] | 0.21546 | 0.21546 | 0.21546 | 0.21546 | [11 empty] | INGENCO | 100 | INGENCO | 100 | Non-regulated
Bristol Plant | 60222_G_A6 | 60222 | G | A6 |  | Landfill Gas |  | S_C_TVA | Virginia | 51 | Bristol City | 520 | 51520 | 0.3 | 13500 | 2016 | 9999 |  |  | N | Landfill Gas | [13 empty] | 0.21546 | 0.21546 | 0.21546 | 0.21546 | [11 empty] | INGENCO | 100 | INGENCO | 100 | Non-regulated
Bristol Plant | 60222_G_C1 | 60222 | G | C1 |  | Landfill Gas |  | S_C_TVA | Virginia | 51 | Bristol City | 520 | 51520 | 0.3 | 13500 | 2015 | 9999 |  |  | N | Landfill Gas | [13 empty] | 0.21546 | 0.21546 | 0.21546 | 0.21546 | [11 empty] | INGENCO | 100 | INGENCO | 100 | Non-regulated
Bristol Plant | 60222_G_C2 | 60222 | G | C2 |  | Landfill Gas |  | S_C_TVA | Virginia | 51 | Bristol City | 520 | 51520 | 0.3 | 13500 | 2015 | 9999 |  |  | N | Landfill Gas | [13 empty] | 0.21546 | 0.21546 | 0.21546 | 0.21546 | [11 empty] | INGENCO | 100 | INGENCO | 100 | Non-regulated
Bristol Plant | 60222_G_C3 | 60222 | G | C3 |  | Landfill Gas |  | S_C_TVA | Virginia | 51 | Bristol City | 520 | 51520 | 0.3 | 13500 | 2015 | 9999 |  |  | N | Landfill Gas | [13 empty] | 0.21546 | 0.21546 | 0.21546 | 0.21546 | [11 empty] | INGENCO | 100 | INGENCO | 100 | Non-regulated
Bristol Plant | 60222_G_C4 | 60222 | G | C4 |  | Landfill Gas |  | S_C_TVA | Virginia | 51 | Bristol City | 520 | 51520 | 0.3 | 13500 | 2015 | 9999 |  |  | N | Landfill Gas | [13 empty] | 0.21546 | 0.21546 | 0.21546 | 0.21546 | [11 empty] | INGENCO | 100 | INGENCO | 100 | Non-regulated
Bristol Plant | 60222_G_C5 | 60222 | G | C5 |  | Landfill Gas |  | S_C_TVA | Virginia | 51 | Bristol City | 520 | 51520 | 0.3 | 13500 | 2015 | 9999 |  |  | N | Landfill Gas | [13 empty] | 0.21546 | 0.21546 | 0.21546 | 0.21546 | [11 empty] | INGENCO | 100 | INGENCO | 100 | Non-regulated
Bristol Plant | 60222_G_C6 | 60222 | G | C6 |  | Landfill Gas |  | S_C_TVA | Virginia | 51 | Bristol City | 520 | 51520 | 0.3 | 13500 | 2015 | 9999 |  |  | N | Landfill Gas | [13 empty] | 0.21546 | 0.21546 | 0.21546 | 0.21546 | [11 empty] | INGENCO | 100 | INGENCO | 100 | Non-regulated
Equinix San Jose | 60223_G_EQXOO | 60223 | G | EQXOO |  | Fuel Cell |  | WEC_CALN | California | 6 | Santa Clara | 85 | 06085 | 1 | 6553 | 2015 | 9999 |  |  | N | Natural Gas | [13 empty] | 0 | 0 | 0 | 0 | [11 empty] | Bloom Energy Corp | 100 | Bloom Energy Corp | 100 | Non-regulated
Intel Santa Clara | 60224_G_NTL00 | 60224 | G | NTL00 |  | Fuel Cell |  | WEC_CALN | California | 6 | Santa Clara | 85 | 06085 | 1 | 7094 | 2015 | 9999 |  |  | N | Natural Gas | [13 empty] | 0 | 0 | 0 | 0 | [11 empty] | Bloom Energy Corp | 100 | Bloom Energy Corp | 100 | Non-regulated
CMEEC - Bozrah | 60225_G_PV1 | 60225 | G | PV1 |  | Solar PV |  | NENG_CT | Connecticut | 9 | New London | 11 | 09011 | 2.5 | 0 | 2016 | 9999 |  |  | N | Solar | [13 empty] | 0 | 0 | 0 | 0 | [11 empty] | SolarCity Corp | 100 | Tesla Inc | 100 | Non-regulated
Rancho Seco Solar, LLC | 60226_G_GEN01 | 60226 | G | GEN01 |  | Solar PV |  | WEC_BANC | California | 6 | Sacramento | 67 | 06067 | 10.8 | 0 | 2016 | 9999 |  |  | N | Solar | [13 empty] | 0 | 0 | 0 | 0 | [11 empty] | Rancho Seco Solar LLC | 100 | D E Shaw & Co LP | 100 | Non-regulated
BJ's Wholesale Club Inc Dist Center | 60227_G_PV1 | 60227 | G | PV1 |  | Solar PV |  | PJM_EMAC | New Jersey | 34 | Burlington | 5 | 34005 | 1.4 | 0 | 2016 | 9999 |  |  | N | Solar | [13 empty] | 0 | 0 | 0 | 0 | [11 empty] | Allegheny Solar I LLC | 100 | SolarCity Corp | 100 | Non-regulated
Conn Mun Electric Energy Coop | 60228_G_PV1 | 60228 | G | PV1 |  | Solar PV |  | NENG_CT | Connecticut | 9 | New London | 11 | 09011 | 1 | 0 | 2016 | 9999 |  |  | N | Solar | [13 empty] | 0 | 0 | 0 | 0 | [11 empty] | SolarCity Corp | 100 | Tesla Inc | 100 | Non-regulated
Orange County Solar Farm (NY) | 60229_G_PV1 | 60229 | G | PV1 |  | Solar PV |  | NY_Z_G-I | New York | 36 | Orange | 71 | 36071 | 1.5 | 0 | 2017 | 9999 |  |  | N | Solar | [13 empty] | 0 | 0 | 0 | 0 | [11 empty] | SolarCity Corp | 100 | Tesla Inc | 100 | Non-regulated
Byron Generating Station | 6023_G_1 | 6023 | G | 1 |  | Nuclear |  | PJM_COMD | Illinois | 17 | Ogle | 141 | 17141 | 1164 | 10456 | 1985 | 9999 |  |  | N | Nuclear Fuel | [13 empty] | 0 | 0 | 0 | 0 | [11 empty] | Exelon Generation Supply LLC | 100 | Exelon Corp | 100 | Non-regulated
Byron Generating Station | 6023_G_2 | 6023 | G | 2 |  | Nuclear |  | PJM_COMD | Illinois | 17 | Ogle | 141 | 17141 | 1136 | 10456 | 1987 | 9999 |  |  | N | Nuclear Fuel | [13 empty] | 0 | 0 | 0 | 0 | [11 empty] | Exelon Generation Supply LLC | 100 | Exelon Corp | 100 | Non-regulated
Estrella Mountain PV | 60230_G_PV1 | 60230 | G | PV1 |  | Solar PV |  | WECC_AZ | Arizona | 4 | Maricopa | 13 | 04013 | 1.8 | 0 | 2019 | 9999 |  |  | N | Solar | [13 empty] | 0 | 0 | 0 | 0 | [11 empty] | SolarCity Corp | 100 | Tesla Inc | 100 | Non-regulated
Genentech-Oceanside Hybrid | 60231_G_BA1 | 60231 | G | BA1 |  | Energy Storage |  | WEC_SDGE | California | 6 | San Diego | 73 | 06073 | 2 | 0 | 2016 | 9999 |  |  | N | Energy Storage | [13 empty] | 0 | 0 | 0 | 0 | [11 empty] | SolarCity Corp | 100 | Tesla Inc | 100 | Non-regulated
Genentech-Oceanside Hybrid | 60231_G_PV1 | 60231 | G | PV1 |  | Solar PV |  | WEC_SDGE | California | 6 | San Diego | 73 | 06073 | 4.5 | 0 | 2016 | 9999 |  |  | N | Solar | [13 empty] | 0 | 0 | 0 | 0 | [11 empty] | SolarCity Corp | 100 | Tesla Inc | 100 | Non-regulated
Onondaga County- Jamesville | 60232_G_PV1 | 60232 | G | PV1 |  | Solar PV |  | NY_Z_C&E | New York | 36 | Onondaga | 67 | 36067 | 2 | 0 | 2018 | 9999 |  |  | N | Solar | [13 empty] | 0 | 0 | 0 | 0 | [11 empty] | SolarCity Corp | 100 | Tesla Inc | 100 | Non-regulated
RE Garland | 60233_G_BESS1 | 60233 | G | BESS1 |  | Energy Storage |  | WECC_SCE | California | 6 | Kern | 29 | 06029 | 45 | 0 | 2021 | 9999 |  |  | N | Energy Storage | [13 empty] | 0 | 0 | 0 | 0 | [11 empty] | SP Garland Solar Storage, LLC | 100 | SP Garland Solar Storage, LLC | 100 | Non-regulated
RE Garland | 60233_G_BESS2 | 60233 | G | BESS2 |  | Energy Storage |  | WECC_SCE | California | 6 | Kern | 29 | 06029 | 43 | 0 | 2021 | 9999 |  |  | N | Energy Storage | [13 empty] | 0 | 0 | 0 | 0 | [11 empty] | SP Garland Solar Storage, LLC | 100 | SP Garland Solar Storage, LLC | 100 | Non-regulated
RE Garland | 60233_G_PV2 | 60233 | G | PV2 |  | Solar PV |  | WECC_SCE | California | 6 | Kern | 29 | 06029 | 180 | 0 | 2016 | 9999 |  |  | N | Solar | [13 empty] | 0 | 0 | 0 | 0 | [11 empty] | RE Garland LLC | 100 | Canadian Solar Inc | 100 | Non-regulated
Belle Haven Diesel Generation Facility | 60234_G_BDG10 | 60234 | G | BDG10 |  | Combustion Turbine | IC Engine | PJM_EMAC | Virginia | 51 | Accomack | 1 | 51001 | 2 | 10745 | 2002 | 9999 |  |  | N | Distillate Fuel Oil | [13 empty] | 3.0662 | 3.0662 | 3.0662 | 3.0662 | [11 empty] | Old Dominion Electric Coop | 100 | Old Dominion Electric Coop | 100 | Regulated
Belle Haven Diesel Generation Facility | 60234_G_BDG9 | 60234 | G | BDG9 |  | Combustion Turbine | IC Engine | PJM_EMAC | Virginia | 51 | Accomack | 1 | 51001 | 2 | 10745 | 2002 | 9999 |  |  | N | Distillate Fuel Oil | [13 empty] | 3.0662 | 3.0662 | 3.0662 | 3.0662 | [11 empty] | Old Dominion Electric Coop | 100 | Old Dominion Electric Coop | 100 | Regulated
Perdue Diesel Generation Facility | 60235_G_PDG5 | 60235 | G | PDG5 |  | Combustion Turbine | IC Engine | PJM_EMAC | Virginia | 51 | Accomack | 1 | 51001 | 2 | 10745 | 2002 | 9999 |  |  | N | Distillate Fuel Oil | [13 empty] | 4.4679 | 4.4679 | 4.4679 | 4.4679 | [11 empty] | Old Dominion Electric Coop | 100 | Old Dominion Electric Coop | 100 | Regulated
Perdue Diesel Generation Facility | 60235_G_PDG6 | 60235 | G | PDG6 |  | Combustion Turbine | IC Engine | PJM_EMAC | Virginia | 51 | Accomack | 1 | 51001 | 2 | 10745 | 2002 | 9999 |  |  | N | Distillate Fuel Oil | [13 empty] | 4.4679 | 4.4679 | 4.4679 | 4.4679 | [11 empty] | Old Dominion Electric Coop | 100 | Old Dominion Electric Coop | 100 | Regulated
Onancock Diesel Generation Facility | 60236_G_ODG7 | 60236 | G | ODG7 |  | Combustion Turbine | IC Engine | PJM_EMAC | Virginia | 51 | Accomack | 1 | 51001 | 2 | 10745 | 2002 | 9999 |  |  | N | Distillate Fuel Oil | [13 empty] | 3.3516 | 3.3516 | 3.3516 | 3.3516 | [11 empty] | Old Dominion Electric Coop | 100 | Old Dominion Electric Coop | 100 | Regulated
Onancock Diesel Generation Facility | 60236_G_ODG8 | 60236 | G | ODG8 |  | Combustion Turbine | IC Engine | PJM_EMAC | Virginia | 51 | Accomack | 1 | 51001 | 2 | 10745 | 2002 | 9999 |  |  | N | Distillate Fuel Oil | [13 empty] | 3.3516 | 3.3516 | 3.3516 | 3.3516 | [11 empty] | Old Dominion Electric Coop | 100 | Old Dominion Electric Coop | 100 | Regulated
Midway Solar Farm II | 60237_G_MSF2 | 60237 | G | MSF2 |  | Solar PV |  | WECC_IID | California | 6 | Imperial | 25 | 06025 | 30 | 0 | 2017 | 9999 |  |  | N | Solar | [13 empty] | 0 | 0 | 0 | 0 | [11 empty] | Dominion Energy Inc | 100 | Dominion Energy Inc | 100 | Non-regulated
McDonald Solar Farm, LLC | 60238_G_PV1 | 60238 | G | PV1 |  | Solar PV |  | MIS_INKY | Indiana | 18 | Vigo | 167 | 18167 | 5.2 | 0 | 2015 | 9999 |  |  | N | Solar | [13 empty] | 0 | 0 | 0 | 0 | [11 empty] | McDonald Solar Farm LLC | 100 | Cypress Creek Holdings LLC | 100 | Non-regulated
Pastime Farm, LLC | 60239_G_PV1 | 60239 | G | PV1 |  | Solar PV |  | MIS_INKY | Indiana | 18 | Clay | 21 | 18021 | 5.2 | 0 | 2015 | 9999 |  |  | N | Solar | [13 empty] | 0 | 0 | 0 | 0 | [11 empty] | Pastime Farm LLC | 100 | Cypress Creek Holdings LLC | 100 | Non-regulated
Yanceyville Farm 3, LLC | 60240_G_1 | 60240 | G | 1 |  | Solar PV |  | S_VACA | North Carolina | 37 | Caswell | 33 | 37033 | 4.9 | 0 | 2015 | 9999 |  |  | N | Solar | [13 empty] | 0 | 0 | 0 | 0 | [11 empty] | Yanceyville Farm 3 LLC | 100 | Strata Solar LLC | 100 | Non-regulated
Union Renewable Energy Facility | 60241_G_00611 | 60241 | G | 00611 |  | Landfill Gas |  | S_VACA | South Carolina | 45 | Union | 87 | 45087 | 1.2 | 13500 | 2015 | 9999 |  |  | N | Landfill Gas | [13 empty] | 0.22117 | 0.22117 | 0.22117 | 0.22117 | [11 empty] | Republic Services | 100 | Republic Services | 100 | Regulated
Union Renewable Energy Facility | 60241_G_00677 | 60241 | G | 00677 |  | Landfill Gas |  | S_VACA | South Carolina | 45 | Union | 87 | 45087 | 1.2 | 13500 | 2015 | 9999 |  |  | N | Landfill Gas | [13 empty] | 0.22117 | 0.22117 | 0.22117 | 0.22117 | [11 empty] | Republic Services | 100 | Republic Services | 100 | Regulated
Algonquin SKIC 10 Solar, LLC | 60242_G_SKI10 | 60242 | G | SKI10 |  | Solar PV |  | WECC_SCE | California | 6 | Kern | 29 | 06029 | 10 | 0 | 2017 | 9999 |  |  | N | Solar | [13 empty] | 0 | 0 | 0 | 0 | [11 empty] | Algonquin SKIC 10 Solar LLC | 100 | Algonquin Power & Utilities Corp | 100 | Non-regulated
Valley View Solar | 60247_G_VVS | 60247 | G | VVS |  | Solar PV |  | WECC_CO | Colorado | 8 | Weld | 123 | 08123 | 4 | 0 | 2015 | 9999 |  |  | N | Solar | [13 empty] | 0 | 0 | 0 | 0 | [11 empty] | Silicon Ranch Corp | 100 | Silicon Ranch Corp | 100 | Non-regulated
Skylark | 60248_G_CAREY | 60248 | G | CAREY |  | Solar PV |  | WECC_CO | Colorado | 8 | Weld | 123 | 08123 | 4 | 0 | 2015 | 9999 |  |  | N | Solar | [13 empty] | 0 | 0 | 0 | 0 | [11 empty] | Silicon Ranch Corp | 100 | Silicon Ranch Corp | 100 | Non-regulated
Silicon Valley Clean Water | 60249_G_BES | 60249 | G | BES |  | Energy Storage |  | WEC_CALN | California | 6 | San Mateo | 81 | 06081 | 1 | 0 | 2020 | 9999 |  |  | N | Energy Storage | [13 empty] | 0 | 0 | 0 | 0 | [11 empty] | Silicon Valley Clean Water | 100 | Silicon Valley Clean Water | 100 | Non-regulated
Silicon Valley Clean Water | 60249_G_CGN | 60249 | G | CGN |  | Non-Fossil Waste |  | WEC_CALN | California | 6 | San Mateo | 81 | 06081 | 1.2 | 5778 | 2015 | 9999 |  |  | Y | Non-Fossil Waste | [13 empty] | 0 | 0 | 0 | 0 | [11 empty] | Silicon Valley Clean Water | 100 | Silicon Valley Clean Water | 100 | Non-regulated
IMPA Huntingburg Solar Park | 60251_G_SHUNT | 60251 | G | SHUNT |  | Solar PV |  | MIS_INKY | Indiana | 18 | Dubois | 37 | 18037 | 2 | 0 | 2016 | 9999 |  |  | N | Solar | [13 empty] | 0 | 0 | 0 | 0 | [11 empty] | Indiana Municipal Power Agency | 100 | Indiana Municipal Power Agency | 100 | Regulated
IMPA Washington Solar Park | 60252_G_SWASH | 60252 | G | SWASH |  | Solar PV |  | MIS_INKY | Indiana | 18 | Daviess | 27 | 18027 | 4 | 0 | 2016 | 9999 |  |  | N | Solar | [13 empty] | 0 | 0 | 0 | 0 | [11 empty] | Indiana Municipal Power Agency | 100 | Indiana Municipal Power Agency | 100 | Regulated
IMPA Anderson Solar Park | 60253_G_SANDE | 60253 | G | SANDE |  | Solar PV |  | PJM_West | Indiana | 18 | Madison | 95 | 18095 | 5 | 0 | 2017 | 9999 |  |  | N | Solar | [13 empty] | 0 | 0 | 0 | 0 | [11 empty] | IMPA Anderson 1 Solar Project LLC | 100 | Indiana Municipal Power Agency | 100 | Regulated
Owatonna Energy Station | 60254_G_UNIT1 | 60254 | G | UNIT1 |  | Combustion Turbine | IC Engine | MIS_MNWI | Minnesota | 27 | Steele | 147 | 27147 | 9.7 | 10745 | 2018 | 9999 |  |  | N | Natural Gas | [13 empty] | 1.061 | 1.061 | 1.061 | 1.061 | [11 empty] | Southern Minnesota Municipal Power Agency | 100 | Southern Minnesota Municipal Power Agency | 100 | Regulated
Owatonna Energy Station | 60254_G_UNIT2 | 60254 | G | UNIT2 |  | Combustion Turbine | IC Engine | MIS_MNWI | Minnesota | 27 | Steele | 147 | 27147 | 9.7 | 10745 | 2018 | 9999 |  |  | N | Natural Gas | [13 empty] | 1.061 | 1.061 | 1.061 | 1.061 | [11 empty] | Southern Minnesota Municipal Power Agency | 100 | Southern Minnesota Municipal Power Agency | 100 | Regulated
Owatonna Energy Station | 60254_G_UNIT3 | 60254 | G | UNIT3 |  | Combustion Turbine | IC Engine | MIS_MNWI | Minnesota | 27 | Steele | 147 | 27147 | 9.7 | 10745 | 2018 | 9999 |  |  | N | Natural Gas | [13 empty] | 1.061 | 1.061 | 1.061 | 1.061 | [11 empty] | Southern Minnesota Municipal Power Agency | 100 | Southern Minnesota Municipal Power Agency | 100 | Regulated
Owatonna Energy Station | 60254_G_UNIT4 | 60254 | G | UNIT4 |  | Combustion Turbine | IC Engine | MIS_MNWI | Minnesota | 27 | Steele | 147 | 27147 | 9.7 | 10745 | 2018 | 9999 |  |  | N | Natural Gas | [13 empty] | 0.03606 | 0.03606 | 0.03606 | 0.03606 | [11 empty] | Southern Minnesota Municipal Power Agency | 100 | Southern Minnesota Municipal Power Agency | 100 | Regulated
Weymouth Solar Plant | 60255_G_1 | 60255 | G | 1 |  | Solar PV |  | WEC_LADW | California | 6 | Los Angeles | 37 | 06037 | 2 | 0 | 2016 | 9999 |  |  | N | Solar | [13 empty] | 0 | 0 | 0 | 0 | [11 empty] | Metropolitan Water District | 100 | Metropolitan Water District | 100 | Regulated
Weymouth Solar Plant | 60255_G_2 | 60255 | G | 2 |  | Solar PV |  | WEC_LADW | California | 6 | Los Angeles | 37 | 06037 | 1 | 0 | 2016 | 9999 |  |  | N | Solar | [13 empty] | 0 | 0 | 0 | 0 | [11 empty] | Metropolitan Water District | 100 | Metropolitan Water District | 100 | Regulated
Bluestem | 60256_G_1 | 60256 | G | 1 |  | Onshore Wind |  | SPP_SPS | Oklahoma | 40 | Beaver | 7 | 40007 | 198 | 0 | 2016 | 9999 |  |  | N | Wind | [13 empty] | 0 | 0 | 0 | 0 | [11 empty] | Bluestem Wind Energy LLC | 100 | Exelon Corp | 100 | Non-regulated
Stainback Solar Farm | 60257_G_INV1 | 60257 | G | INV1 |  | Solar PV |  | S_VACA | North Carolina | 37 | Vance | 181 | 37181 | 5 | 0 | 2016 | 9999 |  |  | N | Solar | [13 empty] | 0 | 0 | 0 | 0 | [11 empty] | Stainback Solar Farm LLC | 100 | Entropy Solar Integrators LLC | 100 | Non-regulated
Alta Luna | 60258_G_ALPV1 | 60258 | G | ALPV1 |  | Solar PV |  | WECC_NM | New Mexico | 35 | Luna | 29 | 35029 | 28.1 | 0 | 2017 | 9999 |  |  | N | Solar | [13 empty] | 0 | 0 | 0 | 0 | [11 empty] | TPE Alta Luna LLC | 100 | D E Shaw & Co LP | 100 | Non-regulated
Pioneer Wind Park, LLC | 60259_G_PWP1 | 60259 | G | PWP1 |  | Onshore Wind |  | WECC_WY | Wyoming | 56 | Converse | 9 | 56009 | 80 | 0 | 2016 | 9999 |  |  | N | Wind | [13 empty] | 0 | 0 | 0 | 0 | [11 empty] | Pioneer Wind Park II LLC | 100 | Wasatch Wind Inc | 100 | Non-regulated
LaSalle Generating Station | 6026_G_1 | 6026 | G | 1 |  | Nuclear |  | PJM_COMD | Illinois | 17 | LaSalle | 99 | 17099 | 1130.5 | 10456 | 1984 | 9999 |  |  | N | Nuclear Fuel | [13 empty] | 0 | 0 | 0 | 0 | [11 empty] | Exelon Generation Supply LLC | 100 | Exelon Corp | 100 | Non-regulated
LaSalle Generating Station | 6026_G_2 | 6026 | G | 2 |  | Nuclear |  | PJM_COMD | Illinois | 17 | LaSalle | 99 | 17099 | 1133.9 | 10456 | 1984 | 9999 |  |  | N | Nuclear Fuel | [13 empty] | 0 | 0 | 0 | 0 | [11 empty] | Exelon Generation Supply LLC | 100 | Exelon Corp | 100 | Non-regulated
Playa Solar 2 | 60261_G_GEN1 | 60261 | G | GEN1 |  | Solar PV |  | WECC_SNV | Nevada | 32 | Clark | 3 | 32003 | 100 | 0 | 2017 | 9999 |  |  | N | Solar | [13 empty] | 0 | 0 | 0 | 0 | [11 empty] | Playa Solar 2 LLC | 100 | First Solar Inc | 100 | Non-regulated
Prairie Breeze II | 60262_G_GEN1 | 60262 | G | GEN1 |  | Onshore Wind |  | SPP_NEBR | Nebraska | 31 | Antelope | 3 | 31003 | 73.4 | 0 | 2015 | 9999 |  |  | N | Wind | [13 empty] | 0 | 0 | 0 | 0 | [11 empty] | Prairie Breeze Wind Energy II LLC | 100 | Excelsior Energy Capital LP | 100 | Non-regulated
Durham AWTF | 60263_G_GEN1 | 60263 | G | GEN1 |  | Non-Fossil Waste |  | WECC_PNW | Oregon | 41 | Washington | 67 | 41067 | 0.8 | 10592 | 2015 | 9999 |  |  | Y | Non-Fossil Waste | [13 empty] | 0 | 0 | 0 | 0 | [11 empty] | Clean Water Services (OR) | 100 | Clean Water Services (OR) | 100 | Non-regulated
Durham AWTF | 60263_G_GEN2 | 60263 | G | GEN2 |  | Non-Fossil Waste |  | WECC_PNW | Oregon | 41 | Washington | 67 | 41067 | 0.8 | 10592 | 2015 | 9999 |  |  | Y | Non-Fossil Waste | [13 empty] | 0 | 0 | 0 | 0 | [11 empty] | Clean Water Services (OR) | 100 | Clean Water Services (OR) | 100 | Non-regulated
Bacliff | 60264_G_BCGT1 | 60264 | G | BCGT1 | 91269 | Combustion Turbine |  | ERC_REST | Texas | 48 | Galveston | 167 | 48167 | 54 | 10745 | 2018 | 9999 |  |  | N | Natural Gas |  |  |  | DLNB | [9 empty] | 0.09079 | 0.09079 | 0.09079 | 0.09079 | [11 empty] | NRG Texas LLC | 100 | NRG Energy Inc | 100 | Non-regulated
Bacliff | 60264_G_BCGT2 | 60264 | G | BCGT2 | 91270 | Combustion Turbine |  | ERC_REST | Texas | 48 | Galveston | 167 | 48167 | 54 | 10745 | 2018 | 9999 |  |  | N | Natural Gas |  |  |  | DLNB | [9 empty] | 0.11177 | 0.11177 | 0.11177 | 0.11177 | [11 empty] | NRG Texas LLC | 100 | NRG Energy Inc | 100 | Non-regulated
Bacliff | 60264_G_BCGT3 | 60264 | G | BCGT3 | 91271 | Combustion Turbine |  | ERC_REST | Texas | 48 | Galveston | 167 | 48167 | 54 | 10745 | 2018 | 9999 |  |  | N | Natural Gas |  |  |  | DLNB | [9 empty] | 0.14224 | 0.14224 | 0.14224 | 0.14224 | [11 empty] | NRG Texas LLC | 100 | NRG Energy Inc | 100 | Non-regulated
Bacliff | 60264_G_BCGT4 | 60264 | G | BCGT4 | 91272 | Combustion Turbine |  | ERC_REST | Texas | 48 | Galveston | 167 | 48167 | 54 | 10745 | 2018 | 9999 |  |  | N | Natural Gas |  |  |  | DLNB | [9 empty] | 0.10817 | 0.10817 | 0.10817 | 0.10817 | [11 empty] | NRG Texas LLC | 100 | NRG Energy Inc | 100 | Non-regulated
Bacliff | 60264_G_BCGT5 | 60264 | G | BCGT5 | 91273 | Combustion Turbine |  | ERC_REST | Texas | 48 | Galveston | 167 | 48167 | 54 | 10745 | 2018 | 9999 |  |  | N | Natural Gas |  |  |  | DLNB | [9 empty] | 0.11603 | 0.11603 | 0.11603 | 0.11603 | [11 empty] | NRG Texas LLC | 100 | NRG Energy Inc | 100 | Non-regulated
Bacliff | 60264_G_BCGT6 | 60264 | G | BCGT6 | 91274 | Combustion Turbine |  | ERC_REST | Texas | 48 | Galveston | 167 | 48167 | 54 | 10745 | 2018 | 9999 |  |  | N | Natural Gas |  |  |  | DLNB | [9 empty] | 0.12185 | 0.12185 | 0.12185 | 0.12185 | [11 empty] | NRG Texas LLC | 100 | NRG Energy Inc | 100 | Non-regulated
Junction Road | 60265_G_JUNCT | 60265 | G | JUNCT |  | Solar PV |  | PJM_EMAC | New Jersey | 34 | Hunterdon | 19 | 34019 | 4.4 | 0 | 2016 | 9999 |  |  | N | Solar | [13 empty] | 0 | 0 | 0 | 0 | [11 empty] | NJR Clean Energy Ventures II Corp | 100 | New Jersey Resources Corp | 100 | Non-regulated
Cedar Branch | 60266_G_CEDAR | 60266 | G | CEDAR |  | Solar PV |  | PJM_EMAC | New Jersey | 34 | Atlantic | 1 | 34001 | 6.1 | 0 | 2016 | 9999 |  |  | N | Solar | [13 empty] | 0 | 0 | 0 | 0 | [11 empty] | NJR Clean Energy Ventures II Corp | 100 | New Jersey Resources Corp | 100 | Non-regulated
Sharon Station | 60267_G_SHRN1 | 60267 | G | SHRN1 |  | Solar PV |  | PJM_EMAC | New Jersey | 34 | Monmouth | 25 | 34025 | 2.7 | 0 | 2016 | 9999 |  |  | N | Solar | [13 empty] | 0 | 0 | 0 | 0 | [11 empty] | NJR Clean Energy Ventures Corp | 100 | New Jersey Resources Corp | 100 | Non-regulated
Blue Cloud Wind Energy LLC | 60270_G_WT1 | 60270 | G | WT1 |  | Onshore Wind |  | SPP_SPS | Texas | 48 | Bailey | 17 | 48017 | 148.4 | 0 | 2018 | 9999 |  |  | N | Wind | [13 empty] | 0 | 0 | 0 | 0 | [11 empty] | Blue Cloud Wind Energy LLC | 100 | Copenhagen Infrastructure Partners | 100 | Non-regulated
Canyon Wind Project, LLC | 60271_G_WT1 | 60271 | G | WT1 |  | Onshore Wind |  | ERC_WEST | Texas | 48 | Scurry | 415 | 48415 | 360 | 0 | 2024 | 9999 |  |  | N | Wind | [13 empty] | 0 | 0 | 0 | 0 | [11 empty] | Canyon Wind Project, LLC | 100 | Canyon Wind Project, LLC | 100 | Non-regulated
Cone Renewable Energy Project, LLC | 60272_G_WT1 | 60272 | G | WT1 |  | Onshore Wind |  | ERC_WEST | Texas | 48 | Crosby | 107 | 48107 | 150 | 0 | 2025 | 9999 |  |  | N | Wind | [13 empty] | 0 | 0 | 0 | 0 | [11 empty] | Tri Global Energy, LLC | 100 | Tri Global Energy, LLC | 100 | Non-regulated
Crosby County Wind Farm, LLC | 60273_G_WT1 | 60273 | G | WT1 |  | Onshore Wind |  | ERC_WEST | Texas | 48 | Crosby | 107 | 48107 | 150 | 0 | 2025 | 9999 |  |  | N | Wind | [13 empty] | 0 | 0 | 0 | 0 | [11 empty] | Tri Global Energy, LLC | 100 | Tri Global Energy, LLC | 100 | Non-regulated
CED Westfield Solar, LLC | 60274_G_WFMA | 60274 | G | WFMA |  | Solar PV |  | NENGREST | Massachusetts | 25 | Hampden | 13 | 25013 | 2 | 0 | 2016 | 9999 |  |  | N | Solar | [13 empty] | 0 | 0 | 0 | 0 | [11 empty] | Consolidated Edison Development Inc | 100 | Consolidated Edison Inc | 100 | Non-regulated
Westside Solar Power PV1 | 60275_G_WSPV1 | 60275 | G | WSPV1 |  | Solar PV |  | WEC_CALN | California | 6 | Kings | 31 | 06031 | 2 | 0 | 2016 | 9999 |  |  | N | Solar | [13 empty] | 0 | 0 | 0 | 0 | [11 empty] | Westlands Investor MM LLC | 100 | Westlands Investor MM LLC | 100 | Non-regulated
West Groton CHP | 60276_G_G1 | 60276 | G | G1 |  | Combustion Turbine |  | NENGREST | Massachusetts | 25 | Middlesex | 17 | 25017 | 3.3 | 8700 | 2015 | 9999 |  |  | Y | Natural Gas | [13 empty] | 0.011 | 0.011 | 0.011 | 0.011 | [11 empty] | Hollingsworth & Vose Co | 100 | Hollingsworth & Vose Co | 100 | Non-regulated
Castor Solar | 60277_G_CASTR | 60277 | G | CASTR |  | Solar PV |  | WECC_SCE | California | 6 | Kern | 29 | 06029 | 1.5 | 0 | 2016 | 9999 |  |  | N | Solar | [13 empty] | 0 | 0 | 0 | 0 | [11 empty] | Green Light Energy Corp | 100 | Alaywan Trust | 100 | Non-regulated
Southbridge Solar | 60278_G_SBRDG | 60278 | G | SBRDG |  | Solar PV |  | NENGREST | Massachusetts | 25 | Worcester | 27 | 25027 | 1.9 | 0 | 2016 | 9999 |  |  | N | Solar | [13 empty] | 0 | 0 | 0 | 0 | [11 empty] | Sustainable Power Group LLC | 100 | Sustainable Power Group LLC | 100 | Non-regulated
Antelope Big Sky Ranch | 60279_G_ABSR | 60279 | G | ABSR |  | Solar PV |  | WEC_LADW | California | 6 | Los Angeles | 37 | 06037 | 19 | 0 | 2016 | 9999 |  |  | N | Solar | [13 empty] | 0 | 0 | 0 | 0 | [11 empty] | Antelope Big Sky Ranch LLC | 100 | Sustainable Power Group LLC | 100 | Non-regulated
Summer Solar LLC | 60280_G_SUMSL | 60280 | G | SUMSL |  | Solar PV |  | WEC_LADW | California | 6 | Los Angeles | 37 | 06037 | 19 | 0 | 2016 | 9999 |  |  | N | Solar | [13 empty] | 0 | 0 | 0 | 0 | [11 empty] | Summer Solar LLC | 100 | Sustainable Power Group LLC | 100 | Non-regulated
Central Antelope Dry Ranch B LLC | 60281_G_CADRB | 60281 | G | CADRB |  | Solar PV |  | WEC_LADW | California | 6 | Los Angeles | 37 | 06037 | 3 | 0 | 2017 | 9999 |  |  | N | Solar | [13 empty] | 0 | 0 | 0 | 0 | [11 empty] | Central Antelope Dry Ranch B LLC | 50 | Martifer Solar | 50 | Non-regulated
SR Mavericks | 60283_G_MVRKS | 60283 | G | MVRKS |  | Solar PV |  | WECC_CO | Colorado | 8 | Weld | 123 | 08123 | 7.8 | 0 | 2016 | 9999 |  |  | N | Solar | [13 empty] | 0 | 0 | 0 | 0 | [11 empty] | SR Mavericks LLC | 100 | Silicon Ranch Corp | 100 | Non-regulated
Organ Church Solar | 60284_G_PV1 | 60284 | G | PV1 |  | Solar PV |  | S_VACA | North Carolina | 37 | Rowan | 159 | 37159 | 5 | 0 | 2019 | 9999 |  |  | N | Solar | [13 empty] | 0 | 0 | 0 | 0 | [11 empty] | Organ Church Solar LLC | 100 | Cypress Creek Holdings LLC | 100 | Non-regulated
Red Horse III | 60285_G_RH3 | 60285 | G | RH3 |  | Solar PV |  | WECC_AZ | Arizona | 4 | Cochise | 3 | 04003 | 30 | 0 | 2016 | 9999 |  |  | N | Solar | [13 empty] | 0 | 0 | 0 | 0 | [11 empty] | Red Horse III LLC | 100 | D E Shaw & Co LP | 100 | Non-regulated
Willard Solar | 60287_G_PV1 | 60287 | G | PV1 |  | Solar PV |  | S_VACA | North Carolina | 37 | Pender | 141 | 37141 | 5 | 0 | 2020 | 9999 |  |  | N | Solar | [13 empty] | 0 | 0 | 0 | 0 | [11 empty] | New Energy Solar | 100 | New Energy Solar | 100 | Non-regulated
Ajax Solar | 60288_G_PV1 | 60288 | G | PV1 |  | Solar PV |  | S_VACA | North Carolina | 37 | Robeson | 155 | 37155 | 4.9 | 0 | 2017 | 9999 |  |  | N | Solar | [13 empty] | 0 | 0 | 0 | 0 | [11 empty] | Ajax Solar LLC | 100 | Cypress Creek Holdings LLC | 100 | Non-regulated
Jester Solar | 60290_G_PV1 | 60290 | G | PV1 |  | Solar PV |  | S_VACA | North Carolina | 37 | Wayne | 191 | 37191 | 4.9 | 0 | 2020 | 9999 |  |  | N | Solar | [13 empty] | 0 | 0 | 0 | 0 | [11 empty] | Sol Systems | 100 | Sol Systems | 100 | Non-regulated
Trinity Solar | 60291_G_PV1 | 60291 | G | PV1 |  | Solar PV |  | S_VACA | North Carolina | 37 | Randolph | 151 | 37151 | 4.9 | 0 | 2019 | 9999 |  |  | N | Solar | [13 empty] | 0 | 0 | 0 | 0 | [11 empty] | Trinity Solar LLC | 100 | Cypress Creek Holdings LLC | 100 | Non-regulated
St. Matthews Solar | 60293_G_PV1 | 60293 | G | PV1 |  | Solar PV |  | S_VACA | South Carolina | 45 | Calhoun | 17 | 45017 | 10.2 | 0 | 2017 | 9999 |  |  | N | Solar | [13 empty] | 0 | 0 | 0 | 0 | [11 empty] | St Matthews Solar LLC | 100 | Cypress Creek Holdings LLC | 100 | Non-regulated
Pine Valley Solar Farm, LLC | 60298_G_PV1 | 60298 | G | PV1 |  | Solar PV |  | S_VACA | North Carolina | 37 | Moore | 125 | 37125 | 5 | 0 | 2022 | 9999 |  |  | N | Solar | [13 empty] | 0 | 0 | 0 | 0 | [11 empty] | Pine Valley Solar, LLC | 100 | Pine Valley Solar, LLC | 100 | Non-regulated
HMV Minster Energy Storage System | 60299_G_MIN02 | 60299 | G | MIN02 |  | Energy Storage |  | PJM_West | Ohio | 39 | Auglaize | 11 | 39011 | 7 | 0 | 2016 | 9999 |  |  | N | Energy Storage | [13 empty] | 0 | 0 | 0 | 0 | [11 empty] | Half Moon Ventures LLC | 100 | Half Moon Ventures LLC | 100 | Non-regulated
Coal Creek | 6030_G_4 | 6030 | G | 4 |  | Combustion Turbine | IC Engine | MIS_MNWI | North Dakota | 38 | McLean | 55 | 38055 | 3 | 12283 | 2016 | 9999 |  |  | N | Distillate Fuel Oil | [13 empty] | 1.6498 | 1.6498 | 1.6498 | 1.6498 | [11 empty] | Great River Energy | 100 | Great River Energy | 100 | Regulated
Coal Creek | 6030_G_5 | 6030 | G | 5 |  | Combustion Turbine | IC Engine | MIS_MNWI | North Dakota | 38 | McLean | 55 | 38055 | 3 | 12283 | 2016 | 9999 |  |  | N | Distillate Fuel Oil | [13 empty] | 1.6498 | 1.6498 | 1.6498 | 1.6498 | [11 empty] | Great River Energy | 100 | Great River Energy | 100 | Regulated
Montana Solar Facility | 60300_G_IMPV1 | 60300 | G | IMPV1 |  | Solar PV |  | WECC_NM | Texas | 48 | El Paso | 141 | 48141 | 3 | 0 | 2017 | 9999 |  |  | N | Solar | [13 empty] | 0 | 0 | 0 | 0 | [11 empty] | El Paso Electric Co | 100 | JPMorgan Chase & Co | 100 | Regulated
Holloman Solar Facility | 60301_G_HPV1 | 60301 | G | HPV1 |  | Solar PV |  | WECC_NM | New Mexico | 35 | Otero | 35 | 35035 | 5 | 0 | 2018 | 9999 |  |  | N | Solar | [13 empty] | 0 | 0 | 0 | 0 | [11 empty] | El Paso Electric Co | 100 | JPMorgan Chase & Co | 100 | Regulated
Keys Energy Center | 60302_G_10 | 60302 | G | 10 | 91141 | Combined Cycle |  | PJM_SMAC | Maryland | 24 | Prince Georges | 33 | 24033 | 299 | 7050 | 2018 | 9999 |  |  | N | Natural Gas |  |  |  |  | SCR | [8 empty] | 0.00571 | 0.00571 | 0.00571 | 0.00571 | [11 empty] | PSEG Keys Energy Center LLC | 100 | Public Service Enterprise Group Inc | 100 | Non-regulated
Keys Energy Center | 60302_G_11 | 60302 | G | 11 | 91141 | Combined Cycle |  | PJM_SMAC | Maryland | 24 | Prince Georges | 33 | 24033 | 231 | 7050 | 2018 | 9999 |  |  | N | Natural Gas |  |  |  | DLNB | SCR | 2018 | [7 empty] | 0.00571 | 0.00571 | 0.00571 | 0.00571 | [11 empty] | PSEG Keys Energy Center LLC | 100 | Public Service Enterprise Group Inc | 100 | Non-regulated
Keys Energy Center | 60302_G_12 | 60302 | G | 12 | 91142 | Combined Cycle |  | PJM_SMAC | Maryland | 24 | Prince Georges | 33 | 24033 | 231 | 7050 | 2018 | 9999 |  |  | N | Natural Gas |  |  |  | STM | SCR | 2018 | [7 empty] | 0.00571 | 0.00571 | 0.00571 | 0.00571 | [11 empty] | PSEG Keys Energy Center LLC | 100 | Public Service Enterprise Group Inc | 100 | Non-regulated
Sumrall II Solar Farm | 60303_G_SUM2 | 60303 | G | SUM2 |  | Solar PV |  | MIS_MS | Mississippi | 28 | Lamar | 73 | 28073 | 52 | 0 | 2017 | 9999 |  |  | N | Solar | [13 empty] | 0 | 0 | 0 | 0 | [11 empty] | MS Solar 3 LLC | 100 | Origis Energy | 100 | Non-regulated
San Isabel Solar, LLC | 60304_G_SISPV | 60304 | G | SISPV |  | Solar PV |  | WECC_CO | Colorado | 8 | Las Animas | 71 | 08071 | 30 | 0 | 2016 | 9999 |  |  | N | Solar | [13 empty] | 0 | 0 | 0 | 0 | [11 empty] | San Isabel Solar LLC | 100 | LS Power Group | 100 | Non-regulated
Sumrall I Solar Farm | 60306_G_SUM1 | 60306 | G | SUM1 |  | Solar PV |  | MIS_MS | Mississippi | 28 | Lamar | 73 | 28073 | 52 | 0 | 2017 | 9999 |  |  | N | Solar | [13 empty] | 0 | 0 | 0 | 0 | [11 empty] | MS Solar 2 LLC | 100 | D E Shaw & Co LP | 100 | Non-regulated
Mesquite Solar 2, LLC | 60307_G_1 | 60307 | G | 1 |  | Solar PV |  | WECC_AZ | Arizona | 4 | Maricopa | 13 | 04013 | 100 | 0 | 2016 | 9999 |  |  | N | Solar | [13 empty] | 0 | 0 | 0 | 0 | [11 empty] | Mesquite Solar 2 LLC | 100 | Consolidated Edison Inc | 100 | Non-regulated
Mesquite Solar 3, LLC | 60308_G_1 | 60308 | G | 1 |  | Solar PV |  | WECC_AZ | Arizona | 4 | Maricopa | 13 | 04013 | 150 | 0 | 2016 | 9999 |  |  | N | Solar | [13 empty] | 0 | 0 | 0 | 0 | [11 empty] | Mesquite Solar 3 LLC | 100 | Consolidated Edison Inc | 100 | Non-regulated
Portal Ridge Solar A, LLC | 60309_G_GEN01 | 60309 | G | GEN01 |  | Solar PV |  | WEC_LADW | California | 6 | Los Angeles | 37 | 06037 | 19 | 0 | 2026 | 9999 |  |  | N | Solar | [13 empty] | 0 | 0 | 0 | 0 | [11 empty] | Leeward Asset Management, LLC | 100 | Leeward Asset Management, LLC | 100 | Non-regulated
Portal Ridge Solar B, LLC | 60310_G_GEN01 | 60310 | G | GEN01 |  | Solar PV |  | WECC_SCE | California | 6 | Los Angeles | 37 | 06037 | 20 | 0 | 2017 | 9999 |  |  | N | Solar | [13 empty] | 0 | 0 | 0 | 0 | [11 empty] | Portal Ridge Solar B LLC | 100 | D E Shaw & Co LP | 100 | Non-regulated
Portal Ridge Solar C, LLC | 60311_G_GEN01 | 60311 | G | GEN01 |  | Solar PV |  | WECC_SCE | California | 6 | Los Angeles | 37 | 06037 | 11.4 | 0 | 2017 | 9999 |  |  | N | Solar | [13 empty] | 0 | 0 | 0 | 0 | [11 empty] | Portal Ridge Solar A LLC | 100 | D E Shaw & Co LP | 100 | Non-regulated
Howell Midland Farm, LLC | 60312_G_1 | 60312 | G | 1 |  | Solar PV |  | S_VACA | North Carolina | 37 | Cabarrus | 25 | 37025 | 4.9 | 0 | 2015 | 9999 |  |  | N | Solar | [13 empty] | 0 | 0 | 0 | 0 | [11 empty] | Howell Midland Farm LLC | 100 | Howell Midland Farm LLC | 100 | Non-regulated
Augustus Farm, LLC | 60313_G_1 | 60313 | G | 1 |  | Solar PV |  | S_VACA | North Carolina | 37 | Pitt | 147 | 37147 | 4.9 | 0 | 2015 | 9999 |  |  | N | Solar | [13 empty] | 0 | 0 | 0 | 0 | [11 empty] | Augustus Farm LLC | 100 | Augustus Farm LLC | 100 | Non-regulated
Prairie Breeze III | 60314_G_GEN1 | 60314 | G | GEN1 |  | Onshore Wind |  | SPP_NEBR | Nebraska | 31 | Antelope | 3 | 31003 | 35.8 | 0 | 2016 | 9999 |  |  | N | Wind | [13 empty] | 0 | 0 | 0 | 0 | [11 empty] | Prairie Breeze Wind Energy III LLC | 100 | Invenergy LLC | 100 | Non-regulated
Midway Solar Farm III | 60315_G_MSF3 | 60315 | G | MSF3 |  | Solar PV |  | WECC_IID | California | 6 | Imperial | 25 | 06025 | 20 | 0 | 2018 | 9999 |  |  | N | Solar | [13 empty] | 0 | 0 | 0 | 0 | [11 empty] | 97WI 8ME LLC | 100 | 8 Minute Solar Energy | 100 | Non-regulated
Scott Solar Farm | 60316_G_1 | 60316 | G | 1 |  | Solar PV |  | PJM_Dom | Virginia | 51 | Powhatan | 145 | 51145 | 6.8 | 0 | 2016 | 9999 |  |  | N | Solar | [13 empty] | 0 | 0 | 0 | 0 | [11 empty] | Virginia Electric & Power Co | 100 | Dominion Energy Inc | 100 | Regulated
Grady Wind Energy Center, LLC | 60317_G_1 | 60317 | G | 1 |  | Onshore Wind |  | SPP_SPS | New Mexico | 35 | Curry | 9 | 35009 | 220.5 | 0 | 2019 | 9999 |  |  | N | Wind | [13 empty] | 0 | 0 | 0 | 0 | [11 empty] | Grady Wind Energy Center LLC | 100 | Riverstone Holdings LLC | 100 | Non-regulated
Woodland Solar Farm | 60318_G_1 | 60318 | G | 1 |  | Solar PV |  | PJM_Dom | Virginia | 51 | Isle of Wight | 93 | 51093 | 7.6 | 0 | 2016 | 9999 |  |  | N | Solar | [13 empty] | 0 | 0 | 0 | 0 | [11 empty] | Virginia Electric & Power Co | 100 | Dominion Energy Inc | 100 | Regulated
Whitehouse Solar Farm | 60319_G_1 | 60319 | G | 1 |  | Solar PV |  | PJM_Dom | Virginia | 51 | Louisa | 109 | 51109 | 8 | 0 | 2016 | 9999 |  |  | N | Solar | [13 empty] | 0 | 0 | 0 | 0 | [11 empty] | Advanced Solar Power Holdings Inc | 100 | Advanced Solar Power Holdings Inc | 100 | Regulated
Jeffco Community Solar Gardens LLC | 60320_G_SSCO1 | 60320 | G | SSCO1 |  | Solar PV |  | WECC_CO | Colorado | 8 | Jefferson | 59 | 08059 | 1.2 | 0 | 2016 | 9999 |  |  | N | Solar | [13 empty] | 0 | 0 | 0 | 0 | [11 empty] | Jeffco Community Solar Gardens LLC | 100 | Global Sun Holdings Inc | 100 | Non-regulated
Willow Spring Solar, LLC | 60324_G_GEN01 | 60324 | G | GEN01 |  | Solar PV |  | WECC_SCE | California | 6 | Kern | 29 | 06029 | 107.9 | 0 | 2019 | 9999 |  |  | N | Solar | [13 empty] | 0 | 0 | 0 | 0 | [11 empty] | Willow Springs Solar LLC | 100 | D E Shaw & Co LP | 100 | Non-regulated
Willow Spring Solar 3, LLC | 60325_G_GEN01 | 60325 | G | GEN01 |  | Solar PV |  | WECC_SCE | California | 6 | Kern | 29 | 06029 | 72 | 0 | 2023 | 9999 |  |  | N | Solar | [13 empty] | 0 | 0 | 0 | 0 | [11 empty] | Leeward Asset Management, LLC | 100 | Leeward Asset Management, LLC | 100
Willow Spring Solar 3, LLC | 60325_G_WS3BA | 60325 | G | WS3BA |  | Energy Storage |  | WECC_SCE | California | 6 | Kern | 29 | 06029 | 36 | 0 | 2023 | 9999 |  |  | N | Energy Storage | [13 empty] | 0 | 0 | 0 | 0 | [11 empty] | Leeward Asset Management, LLC | 100 | Leeward Asset Management, LLC | 100
O'Brien Wind | 60326_G_OBWF | 60326 | G | OBWF |  | Onshore Wind |  | MIS_MIDA | Iowa | 19 | O'Brien | 141 | 19141 | 61.9 | 0 | 2016 | 9999 |  |  | N | Wind | [13 empty] | 0 | 0 | 0 | 0 | [11 empty] | MidAmerican Energy Co | 100 | Berkshire Hathaway Inc | 100 | Regulated
O'Brien Wind | 60326_G_OBWF2 | 60326 | G | OBWF2 |  | Onshore Wind |  | MIS_MIDA | Iowa | 19 | O'Brien | 141 | 19141 | 108.7 | 0 | 2016 | 9999 |  |  | N | Wind | [13 empty] | 0 | 0 | 0 | 0 | [11 empty] | MidAmerican Energy Co | 100 | Berkshire Hathaway Inc | 100 | Regulated
O'Brien Wind | 60326_G_OBWF3 | 60326 | G | OBWF3 |  | Onshore Wind |  | MIS_MIDA | Iowa | 19 | O'Brien | 141 | 19141 | 79.7 | 0 | 2016 | 9999 |  |  | N | Wind | [13 empty] | 0 | 0 | 0 | 0 | [11 empty] | MidAmerican Energy Co | 100 | Berkshire Hathaway Inc | 100 | Regulated
East Amwell | 60327_G_AMWEL | 60327 | G | AMWEL |  | Solar PV |  | PJM_EMAC | New Jersey | 34 | Hunterdon | 19 | 34019 | 1.8 | 0 | 2016 | 9999 |  |  | N | Solar | [13 empty] | 0 | 0 | 0 | 0 | [11 empty] | NJR Clean Energy Ventures II Corp | 100 | New Jersey Resources Corp | 100 | Non-regulated
Ringer Hill Wind Farm, LLC | 60329_G_RINGR | 60329 | G | RINGR |  | Onshore Wind |  | PJM_PENE | Pennsylvania | 42 | Somerset | 111 | 42111 | 38.3 | 0 | 2016 | 9999 |  |  | N | Wind | [13 empty] | 0 | 0 | 0 | 0 | [11 empty] | Ringer Hill Wind LLC | 100 | New Jersey Resources Corp | 100 | Non-regulated
Grove Solar Center, LLC | 60330_G_GSC1 | 60330 | G | GSC1 |  | Solar PV |  | WECC_PNW | Oregon | 41 | Malheur | 45 | 41045 | 6 | 0 | 2016 | 9999 |  |  | N | Solar | [13 empty] | 0 | 0 | 0 | 0 | [11 empty] | Grove Solar Center LLC | 100 | Heliosage Energy LLC | 100 | Non-regulated
Hyline Solar Center, LLC | 60331_G_HSC1 | 60331 | G | HSC1 |  | Solar PV |  | WECC_PNW | Oregon | 41 | Malheur | 45 | 41045 | 9 | 0 | 2016 | 9999 |  |  | N | Solar | [13 empty] | 0 | 0 | 0 | 0 | [11 empty] | Hyline Solar Center LLC | 100 | Heliosage Energy LLC | 100 | Non-regulated
Open Range Solar Center, LLC | 60332_G_ORSC1 | 60332 | G | ORSC1 |  | Solar PV |  | WECC_PNW | Oregon | 41 | Malheur | 45 | 41045 | 10 | 0 | 2016 | 9999 |  |  | N | Solar | [13 empty] | 0 | 0 | 0 | 0 | [11 empty] | Open Range Solar Center LLC | 100 | Heliosage Energy LLC | 100 | Non-regulated
Railroad Solar Center, LLC | 60333_G_RSC1 | 60333 | G | RSC1 |  | Solar PV |  | WECC_PNW | Oregon | 41 | Malheur | 45 | 41045 | 4.5 | 0 | 2016 | 9999 |  |  | N | Solar | [13 empty] | 0 | 0 | 0 | 0 | [11 empty] | Railroad Solar Center LLC | 100 | Heliosage Energy LLC | 100 | Non-regulated
Thunderegg Solar Center, LLC | 60334_G_TSC1 | 60334 | G | TSC1 |  | Solar PV |  | WECC_PNW | Oregon | 41 | Malheur | 45 | 41045 | 10 | 0 | 2016 | 9999 |  |  | N | Solar | [13 empty] | 0 | 0 | 0 | 0 | [11 empty] | Thunderegg Solar Center LLC | 100 | Heliosage Energy LLC | 100 | Non-regulated
Vale Air Solar Center, LLC | 60335_G_VASC1 | 60335 | G | VASC1 |  | Solar PV |  | WECC_PNW | Oregon | 41 | Malheur | 45 | 41045 | 10 | 0 | 2016 | 9999 |  |  | N | Solar | [13 empty] | 0 | 0 | 0 | 0 | [11 empty] | Vale Air Solar Center LLC | 100 | Heliosage Energy LLC | 100 | Non-regulated
Midway Solar Farm 1 | 60336_G_MSF1 | 60336 | G | MSF1 |  | Solar PV |  | WECC_IID | California | 6 | Imperial | 25 | 06025 | 50 | 0 | 2018 | 9999 |  |  | N | Solar | [13 empty] | 0 | 0 | 0 | 0 | [11 empty] | 83WI 8ME LLC | 100 | 8 Minute Solar Energy | 100 | Non-regulated
Providence Solar | 60337_G_PROV | 60337 | G | PROV |  | Solar PV |  | S_C_TVA | Tennessee | 47 | Madison | 113 | 47113 | 16 | 0 | 2017 | 9999 |  |  | N | Solar | [13 empty] | 0 | 0 | 0 | 0 | [11 empty] | Providence Solar Center LLC | 100 | Heliosage Energy LLC | 100 | Non-regulated
Electra Wind Farm | 60338_G_EWF | 60338 | G | EWF |  | Onshore Wind |  | ERC_WEST | Texas | 48 | Wilbarger | 487 | 48487 | 230 | 0 | 2016 | 9999 |  |  | N | Wind | [13 empty] | 0 | 0 | 0 | 0 | [11 empty] | Electra Wind LLC | 100 | Starwood Capital Group Global LLC | 100 | Non-regulated
Horse Creek Wind Farm | 60339_G_HCWF | 60339 | G | HCWF |  | Onshore Wind |  | ERC_WEST | Texas | 48 | Haskell | 207 | 48207 | 230 | 0 | 2016 | 9999 |  |  | N | Wind | [13 empty] | 0 | 0 | 0 | 0 | [11 empty] | Horse Creek Wind LLC | 100 | Starwood Capital Group Global LLC | 100 | Non-regulated
Belle River | 6034_G_12-1 | 6034 | G | 12-1 | 2697 | Combustion Turbine |  | MIS_LMI | Michigan | 26 | St Clair | 147 | 26147 | 75 | 12234 | 1999 | 9999 |  |  | N | Natural Gas |  |  |  | DLNB | [8 empty] | 1.67 | 0.02801 | 0.02801 | 0.02801 | 0.02801 | [11 empty] | DTE Electric Co | 100 | DTE Energy Co | 100 | Regulated
Belle River | 6034_G_12-2 | 6034 | G | 12-2 | 2698 | Combustion Turbine |  | MIS_LMI | Michigan | 26 | St Clair | 147 | 26147 | 75 | 12234 | 1999 | 9999 |  |  | N | Natural Gas |  |  |  | DLNB | [8 empty] | 1.67 | 0.03045 | 0.03045 | 0.03045 | 0.03045 | [11 empty] | DTE Electric Co | 100 | DTE Energy Co | 100 | Regulated
Belle River | 6034_G_13-1 | 6034 | G | 13-1 | 2699 | Combustion Turbine |  | MIS_LMI | Michigan | 26 | St Clair | 147 | 26147 | 74 | 12234 | 1999 | 9999 |  |  | N | Natural Gas |  |  |  | DLNB | [8 empty] | 1.67 | 0.03242 | 0.03242 | 0.03242 | 0.03242 | [11 empty] | DTE Electric Co | 100 | DTE Energy Co | 100 | Regulated
Belle River | 6034_G_3 | 6034 | G | 3 |  | Combustion Turbine | IC Engine | MIS_LMI | Michigan | 26 | St Clair | 147 | 26147 | 3 | 15819 | 1981 | 9999 |  |  | N | Distillate Fuel Oil | [12 empty] | 1.67 | 1.6498 | 1.6498 | 1.6498 | 1.6498 | [11 empty] | DTE Electric Co | 100 | DTE Energy Co | 100 | Regulated
Belle River | 6034_G_4 | 6034 | G | 4 |  | Combustion Turbine | IC Engine | MIS_LMI | Michigan | 26 | St Clair | 147 | 26147 | 3 | 15947 | 1981 | 9999 |  |  | N | Distillate Fuel Oil | [12 empty] | 1.67 | 1.6498 | 1.6498 | 1.6498 | 1.6498 | [11 empty] | DTE Electric Co | 100 | DTE Energy Co | 100 | Regulated
Belle River | 6034_G_5 | 6034 | G | 5 |  | Combustion Turbine | IC Engine | MIS_LMI | Michigan | 26 | St Clair | 147 | 26147 | 3 | 15958 | 1981 | 9999 |  |  | N | Distillate Fuel Oil | [12 empty] | 1.67 | 1.6498 | 1.6498 | 1.6498 | 1.6498 | [11 empty] | DTE Electric Co | 100 | DTE Energy Co | 100 | Regulated
Belle River | 6034_G_IC1 | 6034 | G | IC1 |  | Combustion Turbine | IC Engine | MIS_LMI | Michigan | 26 | St Clair | 147 | 26147 | 2 | 15958 | 1981 | 9999 |  |  | N | Distillate Fuel Oil | [12 empty] | 1.67 | 1.6498 | 1.6498 | 1.6498 | 1.6498 | [11 empty] | DTE Electric Co | 100 | DTE Energy Co | 100 | Regulated
Belle River | 6034_G_IC2 | 6034 | G | IC2 |  | Combustion Turbine | IC Engine | MIS_LMI | Michigan | 26 | St Clair | 147 | 26147 | 3 | 15786 | 1981 | 9999 |  |  | N | Distillate Fuel Oil | [12 empty] | 1.67 | 1.6498 | 1.6498 | 1.6498 | 1.6498 | [11 empty] | DTE Electric Co | 100 | DTE Energy Co | 100 | Regulated
Wal-Mart Truth or Consequences PV | 60341_G_WMTOC | 60341 | G | WMTOC |  | Solar PV |  | WECC_NM | New Mexico | 35 | Sierra | 51 | 35051 | 1 | 0 | 2015 | 9999 |  |  | N | Solar | [13 empty] | 0 | 0 | 0 | 0 | [11 empty] | SSA Solar of NM 3 LLC | 100 | Sun Financial LLC | 100 | Non-regulated
Ida Grove Wind | 60342_G_IGWF | 60342 | G | IGWF |  | Onshore Wind |  | MIS_MIDA | Iowa | 19 | Ida | 93 | 19093 | 60 | 0 | 2016 | 9999 |  |  | N | Wind | [13 empty] | 0 | 0 | 0 | 0 | [11 empty] | Ida Grove Wind Energy LLC | 100 | Berkshire Hathaway Inc | 100 | Regulated
Ida Grove Wind | 60342_G_IGWF2 | 60342 | G | IGWF2 |  | Onshore Wind |  | MIS_MIDA | Iowa | 19 | Ida | 93 | 19093 | 119.6 | 0 | 2016 | 9999 |  |  | N | Wind | [13 empty] | 0 | 0 | 0 | 0 | [11 empty] | Ida Grove Wind Energy LLC | 100 | Berkshire Hathaway Inc | 100 | Regulated
Ida Grove Wind | 60342_G_IGWF3 | 60342 | G | IGWF3 |  | Onshore Wind |  | MIS_MIDA | Iowa | 19 | Ida | 93 | 19093 | 92.8 | 0 | 2016 | 9999 |  |  | N | Wind | [13 empty] | 0 | 0 | 0 | 0 | [11 empty] | Ida Grove Wind Energy LLC | 100 | Berkshire Hathaway Inc | 100 | Regulated
Ida Grove Wind | 60342_G_IGWF4 | 60342 | G | IGWF4 |  | Onshore Wind |  | MIS_MIDA | Iowa | 19 | Ida | 93 | 19093 | 27.6 | 0 | 2016 | 9999 |  |  | N | Wind | [13 empty] | 0 | 0 | 0 | 0 | [11 empty] | Ida Grove Wind Energy LLC | 100 | Berkshire Hathaway Inc | 100 | Regulated
Sudbury Solar | 60344_G_SUD | 60344 | G | SUD |  | Solar PV |  | NENGREST | Vermont | 50 | Rutland | 21 | 50021 | 2 | 0 | 2016 | 9999 |  |  | N | Solar | [13 empty] | 0 | 0 | 0 | 0 | [11 empty] | Sudbury Solar LLC | 100 | Allco Renewable Energy Limited | 100 | Non-regulated
Okeechobee Clean Energy Center | 60345_G_1A | 60345 | G | 1A | 91288 | Combined Cycle |  | FRCC | Florida | 12 | Okeechobee | 93 | 12093 | 376.6 | 7050 | 2019 | 9999 |  |  | N | Natural Gas, Distillate Fuel Oil, Hydrogen |  |  |  | DLNB | SCR | [8 empty] | 0.00857 | 0.00857 | 0.00857 | 0.00857 | [11 empty] | Florida Power & Light Co | 100 | NextEra Energy Inc | 100 | Regulated
Okeechobee Clean Energy Center | 60345_G_1B | 60345 | G | 1B | 91287 | Combined Cycle |  | FRCC | Florida | 12 | Okeechobee | 93 | 12093 | 376.6 | 7050 | 2019 | 9999 |  |  | N | Natural Gas, Distillate Fuel Oil, Hydrogen |  |  |  | DLNB | SCR | [8 empty] | 0.00857 | 0.00857 | 0.00857 | 0.00857 | [11 empty] | Florida Power & Light Co | 100 | NextEra Energy Inc | 100 | Regulated
Okeechobee Clean Energy Center | 60345_G_1C | 60345 | G | 1C | 91289 | Combined Cycle |  | FRCC | Florida | 12 | Okeechobee | 93 | 12093 | 376.6 | 7050 | 2019 | 9999 |  |  | N | Natural Gas, Distillate Fuel Oil, Hydrogen |  |  |  | DLNB | SCR | [8 empty] | 0.00857 | 0.00857 | 0.00857 | 0.00857 | [11 empty] | Florida Power & Light Co | 100 | NextEra Energy Inc | 100 | Regulated
Okeechobee Clean Energy Center | 60345_G_1ST | 60345 | G | 1ST | 91288 | Combined Cycle |  | FRCC | Florida | 12 | Okeechobee | 93 | 12093 | 593.3 | 7050 | 2019 | 9999 |  |  | N | Natural Gas, Distillate Fuel Oil, Hydrogen |  |  |  |  | SCR | [8 empty] | 0.00857 | 0.00857 | 0.00857 | 0.00857 | [11 empty] | Florida Power & Light Co | 100 | NextEra Energy Inc | 100 | Regulated
Demille Solar Farm | 60346_G_1 | 60346 | G | 1 |  | Solar PV |  | MIS_LMI | Michigan | 26 | Lapeer | 87 | 26087 | 28.4 | 0 | 2017 | 9999 |  |  | N | Solar | [13 empty] | 0 | 0 | 0 | 0 | [11 empty] | DTE Electric Co | 100 | DTE Energy Co | 100 | Regulated
Turrill Solar Farm | 60347_G_1 | 60347 | G | 1 |  | Solar PV |  | MIS_LMI | Michigan | 26 | Lapeer | 87 | 26087 | 19.6 | 0 | 2017 | 9999 |  |  | N | Solar | [13 empty] | 0 | 0 | 0 | 0 | [11 empty] | DTE Electric Co | 100 | DTE Energy Co | 100 | Regulated
O'Shea Solar Farm | 60348_G_1 | 60348 | G | 1 |  | Solar PV |  | MIS_LMI | Michigan | 26 | Wayne | 163 | 26163 | 2 | 0 | 2017 | 9999 |  |  | N | Solar | [13 empty] | 0 | 0 | 0 | 0 | [11 empty] | DTE Energy Co | 100 | DTE Energy Co | 100 | Regulated
Hill AFB LFG Facility, Bldg #737 | 60349_G_LFGG1 | 60349 | G | LFGG1 |  | Landfill Gas |  | WECC_UT | Utah | 49 | Davis | 11 | 49011 | 0.6 | 14103 | 2005 | 9999 |  |  | N | Landfill Gas | [13 empty] | 0.22117 | 0.22117 | 0.22117 | 0.22117 | [11 empty] | Ameresco Federal Solutions Inc | 100 | Ameresco Inc | 100 | Non-regulated
Hill AFB LFG Facility, Bldg #737 | 60349_G_LFGG2 | 60349 | G | LFGG2 |  | Landfill Gas |  | WECC_UT | Utah | 49 | Davis | 11 | 49011 | 0.7 | 14103 | 2005 | 9999 |  |  | N | Landfill Gas | [13 empty] | 0.22117 | 0.22117 | 0.22117 | 0.22117 | [11 empty] | Ameresco Federal Solutions Inc | 100 | Ameresco Inc | 100 | Non-regulated
Hill AFB LFG Facility, Bldg #737 | 60349_G_LFGG3 | 60349 | G | LFGG3 |  | Landfill Gas |  | WECC_UT | Utah | 49 | Davis | 11 | 49011 | 0.9 | 14103 | 2008 | 9999 |  |  | N | Landfill Gas | [13 empty] | 0.22117 | 0.22117 | 0.22117 | 0.22117 | [11 empty] | Ameresco Federal Solutions Inc | 100 | Ameresco Inc | 100 | Non-regulated
Greenwood (MI) | 6035_G_11-1 | 6035 | G | 11-1 | 2701 | Combustion Turbine |  | MIS_LMI | Michigan | 26 | St Clair | 147 | 26147 | 75 | 12084 | 1999 | 9999 |  |  | N | Natural Gas |  |  |  | DLNB | [8 empty] | 1.67 | 0.0301 | 0.0301 | 0.0301 | 0.0301 | [11 empty] | DTE Electric Co | 100 | DTE Energy Co | 100 | Regulated
Greenwood (MI) | 6035_G_11-2 | 6035 | G | 11-2 | 2702 | Combustion Turbine |  | MIS_LMI | Michigan | 26 | St Clair | 147 | 26147 | 75 | 12084 | 1999 | 9999 |  |  | N | Natural Gas |  |  |  | DLNB | [8 empty] | 1.67 | 0.02951 | 0.02951 | 0.02951 | 0.02951 | [11 empty] | DTE Electric Co | 100 | DTE Energy Co | 100 | Regulated
Greenwood (MI) | 6035_G_11-3 | 6035 | G | 11-3 | 2703 | Combustion Turbine |  | MIS_LMI | Michigan | 26 | St Clair | 147 | 26147 | 74 | 12084 | 1999 | 9999 |  |  | N | Natural Gas |  |  |  | DLNB | [8 empty] | 1.67 | 0.02593 | 0.02593 | 0.02593 | 0.02593 | [11 empty] | DTE Electric Co | 100 | DTE Energy Co | 100 | Regulated
Solar Las Vegas MB 2, LLC | 60350_G_LVMB2 | 60350 | G | LVMB2 |  | Solar PV |  | WECC_SNV | Nevada | 32 | Clark | 3 | 32003 | 1.5 | 0 | 2016 | 9999 |  |  | N | Solar | [13 empty] | 0 | 0 | 0 | 0 | [11 empty] | NRG Energy Inc | 100 | NRG Energy Inc | 100 | Non-regulated
Bison Solar LLC | 60351_G_BSPV1 | 60351 | G | BSPV1 |  | Solar PV |  | WECC_CO | Colorado | 8 | Larimer | 69 | 08069 | 30 | 0 | 2016 | 9999 |  |  | N | Solar | [13 empty] | 0 | 0 | 0 | 0 | [11 empty] | Bison Solar LLC | 100 | LS Power Group | 100 | Non-regulated
Boulder Solar Power, LLC | 60352_G_BSP | 60352 | G | BSP |  | Solar PV |  | WECC_SNV | Nevada | 32 | Clark | 3 | 32003 | 100 | 0 | 2016 | 9999 |  |  | N | Solar | [13 empty] | 0 | 0 | 0 | 0 | [11 empty] | Boulder Solar Power LLC | 100 | TOTAL SA | 100 | Non-regulated
Cecil County CCVT HS | 60353_G_CCVT | 60353 | G | CCVT |  | Solar PV |  | PJM_EMAC | Maryland | 24 | Cecil | 15 | 24015 | 2 | 0 | 2015 | 9999 |  |  | N | Solar | [13 empty] | 0 | 0 | 0 | 0 | [11 empty] | Terraform Power Inc | 100 | Brookfield Asset Management Inc | 100 | Non-regulated
Brady II Wind Energy Center | 60354_G_BWEC2 | 60354 | G | BWEC2 |  | Onshore Wind |  | SPP_WAUE | North Dakota | 38 | Stark | 89 | 38089 | 150 | 0 | 2016 | 9999 |  |  | N | Wind | [13 empty] | 0 | 0 | 0 | 0 | [11 empty] | Brady Wind II LLC | 100 | NextEra Energy Inc | 100 | Non-regulated
Brady Wind Energy Center | 60355_G_BWEC1 | 60355 | G | BWEC1 |  | Onshore Wind |  | SPP_WAUE | North Dakota | 38 | Stark | 89 | 38089 | 150 | 0 | 2016 | 9999 |  |  | N | Wind | [13 empty] | 0 | 0 | 0 | 0 | [11 empty] | Brady Wind LLC | 100 | NextEra Energy Inc | 100 | Non-regulated
South Field Energy | 60356_G_SFCT1 | 60356 | G | SFCT1 |  | Combined Cycle |  | PJM_ATSI | Ohio | 39 | Columbiana | 29 | 39029 | 344.4 | 7050 | 2021 | 9999 |  |  | N | Natural Gas, Distillate Fuel Oil |  |  |  | DLNB | SCR | [8 empty] | 0.011 | 0.011 | 0.011 | 0.011 | [11 empty] | South Field Energy, LLC | 100 | South Field Energy, LLC | 100 | Non-regulated
South Field Energy | 60356_G_SFCT2 | 60356 | G | SFCT2 |  | Combined Cycle |  | PJM_ATSI | Ohio | 39 | Columbiana | 29 | 39029 | 344.4 | 7050 | 2021 | 9999 |  |  | N | Natural Gas, Distillate Fuel Oil |  |  |  | DLNB | SCR | [8 empty] | 0.011 | 0.011 | 0.011 | 0.011 | [11 empty] | South Field Energy, LLC | 100 | South Field Energy, LLC | 100 | Non-regulated
South Field Energy | 60356_G_SFST1 | 60356 | G | SFST1 |  | Combined Cycle |  | PJM_ATSI | Ohio | 39 | Columbiana | 29 | 39029 | 260.8 | 7050 | 2021 | 9999 |  |  | N | Natural Gas, Distillate Fuel Oil |  |  |  |  | SCR | [8 empty] | 0.011 | 0.011 | 0.011 | 0.011 | [11 empty] | South Field Energy, LLC | 100 | South Field Energy, LLC | 100 | Non-regulated
South Field Energy | 60356_G_SFST2 | 60356 | G | SFST2 |  | Combined Cycle |  | PJM_ATSI | Ohio | 39 | Columbiana | 29 | 39029 | 260.8 | 7050 | 2021 | 9999 |  |  | N | Natural Gas, Distillate Fuel Oil |  |  |  |  | SCR | [8 empty] | 0.011 | 0.011 | 0.011 | 0.011 | [11 empty] | South Field Energy, LLC | 100 | South Field Energy, LLC | 100 | Non-regulated
Lackawanna Energy Center | 60357_G_GEN1 | 60357 | G | GEN1 | 91210 | Combined Cycle |  | PJM_WMAC | Pennsylvania | 42 | Lackawanna | 69 | 42069 | 454 | 7050 | 2018 | 9999 |  |  | N | Natural Gas |  |  |  | DLNB | SCR | [8 empty] | 0.00527 | 0.00527 | 0.00527 | 0.00527 | [11 empty] | Invenergy Thermal Development LLC | 100 | Invenergy LLC | 100 | Non-regulated
Lackawanna Energy Center | 60357_G_GEN2 | 60357 | G | GEN2 | 91211 | Combined Cycle |  | PJM_WMAC | Pennsylvania | 42 | Lackawanna | 69 | 42069 | 454 | 7050 | 2018 | 9999 |  |  | N | Natural Gas |  |  |  | DLNB | SCR | [8 empty] | 0.00564 | 0.00564 | 0.00564 | 0.00564 | [11 empty] | Lackawanna Energy Center LLC | 100 | Invenergy LLC | 100 | Non-regulated
Lackawanna Energy Center | 60357_G_GEN3 | 60357 | G | GEN3 | 91212 | Combined Cycle |  | PJM_WMAC | Pennsylvania | 42 | Lackawanna | 69 | 42069 | 454 | 7050 | 2018 | 9999 |  |  | N | Natural Gas |  |  |  | DLNB | SCR | [8 empty] | 0.00565 | 0.00565 | 0.00565 | 0.00565 | [11 empty] | Lackawanna Energy Center LLC | 100 | Invenergy LLC | 100 | Non-regulated
Gastonia Solar Center | 60359_G_60916 | 60359 | G | 60916 |  | Solar PV |  | S_VACA | North Carolina | 37 | Gaston | 71 | 37071 | 4.3 | 0 | 2018 | 9999 |  |  | N | Solar | [13 empty] | 0 | 0 | 0 | 0 | [11 empty] | Enerparc Solar Development LLC | 100 | Enerparc AG | 100 | Non-regulated
Catawba | 6036_G_1 | 6036 | G | 1 |  | Nuclear |  | S_VACA | South Carolina | 45 | York | 91 | 45091 | 1160.1 | 10456 | 1985 | 9999 |  |  | N | Nuclear Fuel | [13 empty] | 0 | 0 | 0 | 0 | [11 empty] | North Carolina Electric Membership Corp | 61.51 | North Carolina Electric Membership Corp | 61.51 | Regulated
Catawba | 6036_G_2 | 6036 | G | 2 |  | Nuclear |  | S_VACA | South Carolina | 45 | York | 91 | 45091 | 1155.1 | 10456 | 1986 | 9999 |  |  | N | Nuclear Fuel | [13 empty] | 0 | 0 | 0 | 0 | [11 empty] | North Carolina Municipal Power Agency No 1 | 75 | North Carolina Municipal Power Agency No 1 | 75 | Regulated
Wortham Solar Farm | 60361_G_INV1 | 60361 | G | INV1 |  | Solar PV |  | S_VACA | North Carolina | 37 | Vance | 181 | 37181 | 5 | 0 | 2016 | 9999 |  |  | N | Solar | [13 empty] | 0 | 0 | 0 | 0 | [11 empty] | Wortham Solar Farm LLC | 100 | Entropy Solar Integrators LLC | 100 | Non-regulated
White Farm Solar, LLC | 60363_G_WFSPV | 60363 | G | WFSPV |  | Solar PV |  | PJM_Dom | North Carolina | 37 | Northampton | 131 | 37131 | 5.2 | 0 | 2016 | 9999 |  |  | N | Solar | [13 empty] | 0 | 0 | 0 | 0 | [11 empty] | Carolina Solar Energy II LLC | 100 | Carolina Solar Energy | 100 | Non-regulated
White Street Renewables | 60364_G_WSLFG | 60364 | G | WSLFG |  | Landfill Gas |  | S_VACA | North Carolina | 37 | Guilford | 81 | 37081 | 1.6 | 13648 | 2019 | 9999 |  |  | N | Landfill Gas | [13 empty] | 0.09 | 0.09 | 0.09 | 0.09 | [11 empty] | White Street Renewables LLC | 100 | Petra Engineering PLLC | 100 | Non-regulated
White Street Renewables | 60364_G_WSPV | 60364 | G | WSPV |  | Solar PV |  | S_VACA | North Carolina | 37 | Guilford | 81 | 37081 | 3.4 | 0 | 2020 | 9999 |  |  | N | Solar | [13 empty] | 0 | 0 | 0 | 0 | [11 empty] | Emerald Hills Holdings, LLC | 100 | Emerald Hills Holdings, LLC | 100 | Non-regulated
Vulcraft Solar | 60365_G_VULC | 60365 | G | VULC |  | Solar PV |  | NY_Z_C&E | New York | 36 | Chemung | 15 | 36015 | 1.6 | 0 | 2013 | 9999 |  |  | N | Solar | [13 empty] | 0 | 0 | 0 | 0 | [11 empty] | Soltage VUL 1600 Chemung LLC | 100 | Soltage LLC | 100 | Non-regulated
Old Settler Wind | 60366_G_OSWF | 60366 | G | OSWF |  | Onshore Wind |  | ERC_PHDL | Texas | 48 | Floyd | 153 | 48153 | 151.2 | 0 | 2017 | 9999 |  |  | N | Wind | [13 empty] | 0 | 0 | 0 | 0 | [11 empty] | Old Settler Wind LLC | 100 | Apex Clean Energy Inc | 100 | Non-regulated
Snow Camp Solar, LLC | 60367_G_SCSPV | 60367 | G | SCSPV |  | Solar PV |  | S_VACA | North Carolina | 37 | Alamance | 1 | 37001 | 5.2 | 0 | 2016 | 9999 |  |  | N | Solar | [13 empty] | 0 | 0 | 0 | 0 | [11 empty] | Snow Camp Solar LLC | 100 | Cypress Creek Holdings LLC | 100 | Non-regulated
Hummel Station LLC | 60368_G_CTG1 | 60368 | G | CTG1 | 91106 | Combined Cycle |  | PJM_WMAC | Pennsylvania | 42 | Snyder | 109 | 42109 | 223.8 | 7050 | 2018 | 9999 |  |  | N | Natural Gas |  |  |  | DLNB | SCR | [8 empty] | 0.00642 | 0.00642 | 0.00642 | 0.00642 | [11 empty] | Hummel Generation LLC | 100 | LS Power Group | 100 | Non-regulated
Hummel Station LLC | 60368_G_CTG2 | 60368 | G | CTG2 | 91107 | Combined Cycle |  | PJM_WMAC | Pennsylvania | 42 | Snyder | 109 | 42109 | 219.9 | 7050 | 2018 | 9999 |  |  | N | Natural Gas |  |  |  | DLNB | SCR | [8 empty] | 0.00642 | 0.00642 | 0.00642 | 0.00642 | [11 empty] | Hummel Generation LLC | 100 | LS Power Group | 100 | Non-regulated
Hummel Station LLC | 60368_G_CTG3 | 60368 | G | CTG3 | 91111 | Combined Cycle |  | PJM_WMAC | Pennsylvania | 42 | Snyder | 109 | 42109 | 209.6 | 7050 | 2018 | 9999 |  |  | N | Natural Gas |  |  |  | DLNB | SCR | [8 empty] | 0.00642 | 0.00642 | 0.00642 | 0.00642 | [11 empty] | Hummel Generation LLC | 100 | LS Power Group | 100 | Non-regulated
Hummel Station LLC | 60368_G_STG | 60368 | G | STG | 91106 | Combined Cycle |  | PJM_WMAC | Pennsylvania | 42 | Snyder | 109 | 42109 | 419.5 | 7050 | 2018 | 9999 |  |  | N | Natural Gas |  |  |  |  | SCR | [8 empty] | 0.00642 | 0.00642 | 0.00642 | 0.00642 | [11 empty] | Hummel Generation LLC | 100 | LS Power Group | 100 | Non-regulated
Battleboro Farm | 60369_G_BFPV | 60369 | G | BFPV |  | Solar PV |  | S_VACA | North Carolina | 37 | Nash | 127 | 37127 | 5.2 | 0 | 2016 | 9999 |  |  | N | Solar | [13 empty] | 0 | 0 | 0 | 0 | [11 empty] | Battleboro Farm LLC | 100 | Strata Solar LLC | 100 | Non-regulated
Flint Hill Solar, LLC | 60370_G_FHSPV | 60370 | G | FHSPV |  | Solar PV |  | S_VACA | North Carolina | 37 | Moore | 125 | 37125 | 5.2 | 0 | 2016 | 9999 |  |  | N | Solar | [13 empty] | 0 | 0 | 0 | 0 | [11 empty] | Flint Hill Solar LLC | 100 | Cypress Creek Holdings LLC | 100 | Non-regulated
Legoland Solar | 60371_G_1 | 60371 | G | 1 |  | Solar PV |  | FRCC | Florida | 12 | Polk | 105 | 12105 | 1.4 | 0 | 2016 | 9999 |  |  | N | Solar | [13 empty] | 0 | 0 | 0 | 0 | [11 empty] | Tampa Electric Co | 100 | TECO Energy Inc | 100 | Regulated
Lamesa Solar | 60372_G_LSPV1 | 60372 | G | LSPV1 |  | Solar PV |  | ERC_WEST | Texas | 48 | Dawson | 115 | 48115 | 100 | 0 | 2017 | 9999 |  |  | N | Solar | [13 empty] | 0 | 0 | 0 | 0 | [11 empty] | Southern Power Co | 100 | Southern Co | 100 | Non-regulated
ILR Landfill | 60375_G_ILR1 | 60375 | G | ILR1 |  | Solar PV |  | PJM_EMAC | New Jersey | 34 | Middlesex | 23 | 34023 | 6.6 | 0 | 2016 | 9999 |  |  | N | Solar | [13 empty] | 0 | 0 | 0 | 0 | [11 empty] | Solar Wind Energy LLC | 100 | Solar Wind Energy LLC | 100 | Non-regulated
Clean Energy Future-Lordstown, LLC | 60376_G_CTG1 | 60376 | G | CTG1 | 91109 | Combined Cycle |  | PJM_ATSI | Ohio | 39 | Trumbull | 155 | 39155 | 268.6 | 7050 | 2018 | 9999 |  |  | N | Natural Gas |  |  |  | DLNB | SCR | [8 empty] | 0.0059 | 0.0059 | 0.0059 | 0.0059 | [11 empty] | Clean Energy Future Lordstown LLC | 100 | Clean Energy Future Lordstown LLC | 100 | Non-regulated
Clean Energy Future-Lordstown, LLC | 60376_G_CTG2 | 60376 | G | CTG2 | 91110 | Combined Cycle |  | PJM_ATSI | Ohio | 39 | Trumbull | 155 | 39155 | 267.5 | 7050 | 2018 | 9999 |  |  | N | Natural Gas |  |  |  | DLNB | SCR | [8 empty] | 0.0059 | 0.0059 | 0.0059 | 0.0059 | [11 empty] | Clean Energy Future Lordstown LLC | 100 | Clean Energy Future Lordstown LLC | 100 | Non-regulated
Clean Energy Future-Lordstown, LLC | 60376_G_STG1 | 60376 | G | STG1 | 91109 | Combined Cycle |  | PJM_ATSI | Ohio | 39 | Trumbull | 155 | 39155 | 321.4 | 7050 | 2018 | 9999 |  |  | N | Natural Gas |  |  |  |  | SCR | [8 empty] | 0.0059 | 0.0059 | 0.0059 | 0.0059 | [11 empty] | Clean Energy Future Lordstown LLC | 100 | Clean Energy Future Lordstown LLC | 100 | Non-regulated
NHA at Mansfield NJ | 60378_G_PV1 | 60378 | G | PV1 |  | Solar PV |  | PJM_EMAC | New Jersey | 34 | Warren | 41 | 34041 | 5 | 0 | 2016 | 9999 |  |  | N | Solar | [13 empty] | 0 | 0 | 0 | 0 | [11 empty] | Luminace Solar New Jersey LLC | 100 | Exelon Corp | 100 | Non-regulated
McGuire | 6038_G_1 | 6038 | G | 1 |  | Nuclear |  | S_VACA | North Carolina | 37 | Mecklenburg | 119 | 37119 | 1158 | 10456 | 1981 | 9999 |  |  | N | Nuclear Fuel | [13 empty] | 0 | 0 | 0 | 0 | [11 empty] | Duke Energy Carolinas | 100 | Duke Energy Corp | 100 | Regulated
McGuire | 6038_G_2 | 6038 | G | 2 |  | Nuclear |  | S_VACA | North Carolina | 37 | Mecklenburg | 119 | 37119 | 1157.6 | 10456 | 1984 | 9999 |  |  | N | Nuclear Fuel | [13 empty] | 0 | 0 | 0 | 0 | [11 empty] | Duke Energy Carolinas | 100 | Duke Energy Corp | 100 | Regulated
Shoe Creek Solar, LLC | 60380_G_SCSPV | 60380 | G | SCSPV |  | Solar PV |  | S_VACA | North Carolina | 37 | Scotland | 165 | 37165 | 65 | 0 | 2017 | 9999 |  |  | N | Solar | [13 empty] | 0 | 0 | 0 | 0 | [11 empty] | Shoe Creek Solar LLC | 100 | Cypress Creek Holdings LLC | 100 | Non-regulated
Sulphur Springs | 60381_G_SSSP | 60381 | G | SSSP |  | Solar PV |  | WECC_AZ | Arizona | 4 | Cochise | 3 | 04003 | 20 | 0 | 2016 | 9999 |  |  | N | Solar | [13 empty] | 0 | 0 | 0 | 0 | [11 empty] | Solar Star Arizona XIII LLC | 100 | SunPower Corp | 100 | Non-regulated
Monroe Solar Facility | 60383_G_MONPV | 60383 | G | MONPV |  | Solar PV |  | S_VACA | North Carolina | 37 | Union | 179 | 37179 | 54.6 | 0 | 2017 | 9999 |  |  | N | Solar | [13 empty] | 0 | 0 | 0 | 0 | [11 empty] | Duke Energy Carolinas | 100 | Duke Energy Corp | 100 | Regulated
Hertford Solar Farm | 60384_G_HERT | 60384 | G | HERT |  | Solar PV |  | PJM_Dom | North Carolina | 37 | Perquimans | 143 | 37143 | 5 | 0 | 2016 | 9999 |  |  | N | Solar | [13 empty] | 0 | 0 | 0 | 0 | [11 empty] | SolNCPower10 LLC | 100 | Solon Group | 100 | Non-regulated
Santa Rita Jail Fuel Cell | 60385_G_MB-18 | 60385 | G | MB-18 |  | Fuel Cell |  | WEC_CALN | California | 6 | Alameda | 1 | 06001 | 1.4 | 8264 | 2016 | 9999 |  |  | Y | Natural Gas | [13 empty] | 0 | 0 | 0 | 0 | [11 empty] | SRJFC LLC | 100 | FuelCell Energy Inc | 100 | Non-regulated
RE Garland A | 60386_G_PV1 | 60386 | G | PV1 |  | Solar PV |  | WECC_SCE | California | 6 | Kern | 29 | 06029 | 20 | 0 | 2016 | 9999 |  |  | N | Solar | [13 empty] | 0 | 0 | 0 | 0 | [11 empty] | RE Garland A LLC | 100 | Canadian Solar Inc | 100 | Non-regulated
Invenergy Nelson Expansion LLC | 60387_G_GEN3 | 60387 | G | GEN3 |  | Combustion Turbine |  | PJM_COMD | Illinois | 17 | Lee | 103 | 17103 | 157 | 9905 | 2023 | 9999 |  |  | N | Natural Gas | [11 empty] | 0 |  | 0.011 | 0.011 | 0.011 | 0.011 | [11 empty] | Invenergy Services LLC | 100 | Invenergy Services LLC | 100 | Non-regulated
Invenergy Nelson Expansion LLC | 60387_G_GEN4 | 60387 | G | GEN4 |  | Combustion Turbine |  | PJM_COMD | Illinois | 17 | Lee | 103 | 17103 | 157 | 9905 | 2023 | 9999 |  |  | N | Natural Gas | [11 empty] | 0 |  | 0.011 | 0.011 | 0.011 | 0.011 | [11 empty] | Invenergy Services LLC | 100 | Invenergy Services LLC | 100 | Non-regulated
Morgantown | 60388_G_GEMT | 60388 | G | GEMT |  | Landfill Gas |  | PJM_WMAC | Pennsylvania | 42 | Berks | 11 | 42011 | 1.6 | 14727 | 2016 | 9999 |  |  | N | Landfill Gas | [13 empty] | 0.22117 | 0.22117 | 0.22117 | 0.22117 | [11 empty] | Granger Energy of Morgantown LLC | 100 | Energy Developments | 100 | Non-regulated
RE Barren Ridge 1 | 60389_G_REBR1 | 60389 | G | REBR1 |  | Solar PV |  | WEC_CALN | California | 6 | Kern | 29 | 06029 | 60 | 0 | 2016 | 9999 |  |  | N | Solar | [13 empty] | 0 | 0 | 0 | 0 | [11 empty] | RE Barren Ridge 1 LLC | 100 | Korea Electric Power Corp | 100 | Non-regulated
Beech Ridge Energy Storage | 60390_G_BRES | 60390 | G | BRES |  | Energy Storage |  | PJM_AP | West Virginia | 54 | Greenbrier | 25 | 54025 | 31.5 | 0 | 2015 | 9999 |  |  | N | Energy Storage | [13 empty] | 0 | 0 | 0 | 0 | [11 empty] | Beech Ridge Energy Storage LLC | 100 | Invenergy LLC | 100 | Non-regulated
SJA Solar LLC-Solterra Monastery CSG | 60391_G_SJAPV | 60391 | G | SJAPV |  | Solar PV |  | NENGREST | Massachusetts | 25 | Worcester | 27 | 25027 | 14.7 | 0 | 2016 | 9999 |  |  | N | Solar | [13 empty] | 0 | 0 | 0 | 0 | [11 empty] | SJA Solar LLC | 100 | NRG Energy Inc | 100 | Non-regulated
Pfizer Groton Fuel Cell | 60392_G_MM-24 | 60392 | G | MM-24 |  | Fuel Cell |  | NENG_CT | Connecticut | 9 | New London | 11 | 09011 | 2.8 | 8816 | 2016 | 9999 |  |  | Y | Natural Gas | [13 empty] | 0 | 0 | 0 | 0 | [11 empty] | Pfizer Inc | 100 | Pfizer Inc | 100 | Non-regulated
Pfizer Groton Fuel Cell | 60392_G_MM-25 | 60392 | G | MM-25 |  | Fuel Cell |  | NENG_CT | Connecticut | 9 | New London | 11 | 09011 | 2.8 | 8816 | 2016 | 9999 |  |  | Y | Natural Gas | [13 empty] | 0 | 0 | 0 | 0 | [11 empty] | Pfizer Inc | 100 | Pfizer Inc | 100 | Non-regulated
Warbler Holdings | 60393_G_PV1 | 60393 | G | PV1 |  | Solar PV |  | S_VACA | North Carolina | 37 | Cleveland | 45 | 37045 | 4 | 0 | 2021 | 9999 |  |  | N | Solar | [13 empty] | 0 | 0 | 0 | 0 | [11 empty] | SolRiver Capital LLC | 100 | SolRiver Capital LLC | 100 | Non-regulated
Tamworth Holdings | 60394_G_PV1 | 60394 | G | PV1 |  | Solar PV |  | S_VACA | North Carolina | 37 | Bladen | 17 | 37017 | 5 | 0 | 2019 | 9999 |  |  | N | Solar | [13 empty] | 0 | 0 | 0 | 0 | [11 empty] | RWE Renewables Americas, LLC | 100 | RWE Renewables Americas, LLC | 100 | Non-regulated
MC1 Solar | 60395_G_MC1PV | 60395 | G | MC1PV |  | Solar PV |  | PJM_Dom | North Carolina | 37 | Martin | 117 | 37117 | 5 | 0 | 2016 | 9999 |  |  | N | Solar | [13 empty] | 0 | 0 | 0 | 0 | [11 empty] | MC1 Solar Farm LLC | 100 | MC1 Solar Farm LLC | 100 | Non-regulated
St. Pauls Solar 1, LLC | 60396_G_FLS1 | 60396 | G | FLS1 |  | Solar PV |  | S_VACA | North Carolina | 37 | Robeson | 155 | 37155 | 4.9 | 0 | 2017 | 9999 |  |  | N | Solar | [13 empty] | 0 | 0 | 0 | 0 | [11 empty] | St Pauls Solar 1 LLC | 100 | Cypress Creek Holdings LLC | 100 | Non-regulated
Kennedy Solar, LLC | 60397_G_FLS1 | 60397 | G | FLS1 |  | Solar PV |  | S_VACA | North Carolina | 37 | Duplin | 61 | 37061 | 4.9 | 0 | 2017 | 9999 |  |  | N | Solar | [13 empty] | 0 | 0 | 0 | 0 | [11 empty] | Kennedy Solar LLC | 100 | FLS Energy Inc | 100 | Non-regulated
Innovative Solar 65 | 60398_G_FLS1 | 60398 | G | FLS1 |  | Solar PV |  | S_VACA | North Carolina | 37 | Scotland | 165 | 37165 | 4.9 | 0 | 2016 | 9999 |  |  | N | Solar | [13 empty] | 0 | 0 | 0 | 0 | [11 empty] | Innovative Solar 65 LLC | 100 | Innovative Solar Systems LLC | 100 | Non-regulated
Lincoln Solar, LLC (NC) | 60399_G_FLS1 | 60399 | G | FLS1 |  | Solar PV |  | S_VACA | North Carolina | 37 | Rutherford | 161 | 37161 | 4.9 | 0 | 2016 | 9999 |  |  | N | Solar | [13 empty] | 0 | 0 | 0 | 0 | [11 empty] | Lincoln Solar LLC | 100 | Allco Renewable Energy Limited | 100 | Non-regulated
Beaver Valley | 6040_G_1 | 6040 | G | 1 |  | Nuclear |  | PJM_West | Pennsylvania | 42 | Beaver | 7 | 42007 | 907 | 10456 | 1976 | 9999 |  |  | N | Nuclear Fuel | [13 empty] | 0 | 0 | 0 | 0 | [11 empty] | Energy Harbor Nuclear Generation LLC | 100 | FirstEnergy Corp | 100 | Non-regulated
Beaver Valley | 6040_G_2 | 6040 | G | 2 |  | Nuclear |  | PJM_West | Pennsylvania | 42 | Beaver | 7 | 42007 | 901 | 10456 | 1987 | 9999 |  |  | N | Nuclear Fuel | [13 empty] | 0 | 0 | 0 | 0 | [11 empty] | Energy Harbor Nuclear Generation LLC | 60.08 | FirstEnergy Corp | 100 | Non-regulated
Exum Farm Solar, LLC | 60400_G_FLS1 | 60400 | G | FLS1 |  | Solar PV |  | S_VACA | North Carolina | 37 | Lenoir | 107 | 37107 | 4.9 | 0 | 2016 | 9999 |  |  | N | Solar | [13 empty] | 0 | 0 | 0 | 0 | [11 empty] | Exum Farm Solar LLC | 100 | Cypress Creek Holdings LLC | 100 | Non-regulated
Bizzell Church Solar 1, LLC | 60401_G_BCSPV | 60401 | G | BCSPV |  | Solar PV |  | S_VACA | North Carolina | 37 | Johnston | 101 | 37101 | 5.2 | 0 | 2015 | 9999 |  |  | N | Solar | [13 empty] | 0 | 0 | 0 | 0 | [11 empty] | Bizzell Church Solar I LLC | 100 | Cypress Creek Holdings LLC | 100 | Non-regulated
CB Bladen Solar, LLC | 60402_G_CBPV | 60402 | G | CBPV |  | Solar PV |  | S_VACA | North Carolina | 37 | Bladen | 17 | 37017 | 5.2 | 0 | 2016 | 9999 |  |  | N | Solar | [13 empty] | 0 | 0 | 0 | 0 | [11 empty] | Clark Brothers LLC | 100 | Clark Brothers LLC | 100 | Non-regulated
Currin Solar, LLC | 60403_G_CSPV | 60403 | G | CSPV |  | Solar PV |  | S_VACA | North Carolina | 37 | Granville | 77 | 37077 | 5.2 | 0 | 2015 | 9999 |  |  | N | Solar | [13 empty] | 0 | 0 | 0 | 0 | [11 empty] | Currin Solar Farm LLC | 100 | Entropy Solar Integrators LLC | 100 | Non-regulated
Pisgah Mountain Wind | 60404_G_PISGA | 60404 | G | PISGA |  | Onshore Wind |  | NENG_ME | Maine | 23 | Penobscot | 19 | 23019 | 9.1 | 0 | 2016 | 9999 |  |  | N | Wind | [13 empty] | 0 | 0 | 0 | 0 | [11 empty] | Mike Smith & Paul & Sandy Fuller | 100 | Mike Smith & Paul & Sandy Fuller | 100 | Non-regulated
Chaves Solar, LLC | 60405_G_CSPV | 60405 | G | CSPV |  | Solar PV |  | SPP_SPS | New Mexico | 35 | Chaves | 5 | 35005 | 70 | 0 | 2016 | 9999 |  |  | N | Solar | [13 empty] | 0 | 0 | 0 | 0 | [11 empty] | Chaves County Solar LLC | 100 | NextEra Energy Inc | 100 | Non-regulated
Roswell Solar, LLC | 60406_G_RSPV | 60406 | G | RSPV |  | Solar PV |  | SPP_SPS | New Mexico | 35 | Chaves | 5 | 35005 | 70 | 0 | 2016 | 9999 |  |  | N | Solar | [13 empty] | 0 | 0 | 0 | 0 | [11 empty] | Roswell Solar LLC | 100 | NextEra Energy Inc | 100 | Non-regulated
Nash 97 Solar, LLC | 60408_G_97PV | 60408 | G | 97PV |  | Solar PV |  | S_VACA | North Carolina | 37 | Nash | 127 | 37127 | 5.2 | 0 | 2016 | 9999 |  |  | N | Solar | [13 empty] | 0 | 0 | 0 | 0 | [11 empty] | Nash 97 Solar LLC | 100 | Cypress Creek Holdings LLC | 100 | Non-regulated
South Winston Farm, LLC | 60409_G_SWFPV | 60409 | G | SWFPV |  | Solar PV |  | S_VACA | North Carolina | 37 | Forsyth | 67 | 37067 | 5.2 | 0 | 2016 | 9999 |  |  | N | Solar | [13 empty] | 0 | 0 | 0 | 0 | [11 empty] | South Winston Farm LLC | 100 | Cypress Creek Holdings LLC | 100 | Non-regulated
Sullivan Solar, LLC | 60410_G_SULPV | 60410 | G | SULPV |  | Solar PV |  | MIS_INKY | Indiana | 18 | Sullivan | 153 | 18153 | 5.2 | 0 | 2016 | 9999 |  |  | N | Solar | [13 empty] | 0 | 0 | 0 | 0 | [11 empty] | Sullivan Solar LLC | 100 | Cypress Creek Holdings LLC | 100 | Non-regulated
Coventry Photovoltaic, LLC | 60411_G_COVEN | 60411 | G | COVEN |  | Solar PV |  | NENGREST | Vermont | 50 | Orleans | 19 | 50019 | 2.2 | 0 | 2014 | 9999 |  |  | N | Solar | [13 empty] | 0 | 0 | 0 | 0 | [11 empty] | Borrego Solar Systems Inc | 100 | Borrego Solar Systems Inc | 100 | Non-regulated
Munro Valley Solar | 60412_G_MUN | 60412 | G | MUN |  | Solar PV |  | WECC_SCE | California | 6 | Inyo | 27 | 06027 | 4 | 0 | 2016 | 9999 |  |  | N | Solar | [13 empty] | 0 | 0 | 0 | 0 | [11 empty] | Munro Valley Solar LLC | 100 | Allco Finance Group Limited | 100 | Non-regulated
Bonnybrooke PV | 60413_G_AZPV1 | 60413 | G | AZPV1 |  | Solar PV |  | WECC_AZ | Arizona | 4 | Pinal | 21 | 04021 | 50 | 0 | 2016 | 9999 |  |  | N | Solar | [13 empty] | 0 | 0 | 0 | 0 | [11 empty] | Apple Inc | 100 | Apple Inc | 100 | Non-regulated
Bethel Wind Farm LLC | 60414_G_GEN1 | 60414 | G | GEN1 |  | Onshore Wind |  | ERC_PHDL | Texas | 48 | Castro | 69 | 48069 | 276 | 0 | 2017 | 9999 |  |  | N | Wind | [13 empty] | 0 | 0 | 0 | 0 | [11 empty] | Bethel Wind Farm LLC | 100 | Southern Co | 100 | Non-regulated
Hardison Farm Solar, LLC | 60415_G_HFSPV | 60415 | G | HFSPV |  | Solar PV |  | PJM_Dom | North Carolina | 37 | Martin | 117 | 37117 | 5.2 | 0 | 2016 | 9999 |  |  | N | Solar | [13 empty] | 0 | 0 | 0 | 0 | [11 empty] | Carolina Solar Energy II LLC | 100 | Carolina Solar Energy | 100 | Non-regulated
Maxton Solar, LLC | 60416_G_MSPV | 60416 | G | MSPV |  | Solar PV |  | S_VACA | North Carolina | 37 | Robeson | 155 | 37155 | 4.9 | 0 | 2016 | 9999 |  |  | N | Solar | [13 empty] | 0 | 0 | 0 | 0 | [11 empty] | Maxton Solar 1 LLC | 100 | Cypress Creek Holdings LLC | 100 | Non-regulated
Modlin Solar Farm | 60417_G_MSFPV | 60417 | G | MSFPV |  | Solar PV |  | PJM_Dom | North Carolina | 37 | Martin | 117 | 37117 | 4.9 | 0 | 2016 | 9999 |  |  | N | Solar | [13 empty] | 0 | 0 | 0 | 0 | [11 empty] | Modlin Farm Solar LLC | 100 | Cypress Creek Holdings LLC | 100 | Non-regulated
Calligan Creek Hydroelectric Project | 60418_G_CC6MW | 60418 | G | CC6MW |  | Hydro |  | WECC_PNW | Washington | 53 | King | 33 | 53033 | 6 | 0 | 2018 | 9999 |  |  | N | Hydro | [13 empty] | 0 | 0 | 0 | 0 | [11 empty] | Calligan Power LLC | 100 | Calligan Power LLC | 100 | Regulated
Don A Campbell 2 Geothermal | 60419_G_DAC2G | 60419 | G | DAC2G |  | Geothermal |  | WECC_NNV | Nevada | 32 | Mineral | 21 | 32021 | 16.2 | 9771 | 2015 | 9999 |  |  | N | Geothermal | [13 empty] | 0 | 0 | 0 | 0 | 0.4563 | 0.4563 | 0.4563 | [8 empty] | ORNI 47 LLC | 100 | Northleaf Capital Partners | 100 | Non-regulated
Manatee | 6042_G_1 | 6042 | G | 1 | 2706 | O/G Steam |  | FRCC | Florida | 12 | Manatee | 81 | 12081 | 809 | 11861 | 1976 | 9999 | wall | dry | N | Natural Gas, Residual Fuel Oil |  |  |  | FU + LNB + OFA | [8 empty] | 0.8 | 0.04822 | 0.04822 | 0.04822 | 0.04822 | [11 empty] | Florida Power & Light Co | 100 | Florida Power & Light Co | 100 | Regulated
Manatee | 6042_G_3 | 6042 | G | 3 | 88110 | Combined Cycle |  | FRCC | Florida | 12 | Manatee | 81 | 12081 | 439 | 7050 | 2005 | 9999 |  |  | N | Natural Gas |  |  |  | DLNB | SCR | [7 empty] | 0.001 | 0.0084 | 0.0084 | 0.0084 | 0.0084 | [11 empty] | Florida Power & Light Co | 100 | NextEra Energy Inc | 100 | Regulated
Manatee | 6042_G_A | 6042 | G | A | 88110 | Combined Cycle |  | FRCC | Florida | 12 | Manatee | 81 | 12081 | 173.5 | 7050 | 2005 | 9999 |  |  | N | Natural Gas |  |  |  | DLNB | SCR | [7 empty] | 0.001 | 0.0084 | 0.0084 | 0.0084 | 0.0084 | [11 empty] | Florida Power & Light Co | 100 | NextEra Energy Inc | 100 | Regulated
Manatee | 6042_G_B | 6042 | G | B | 88111 | Combined Cycle |  | FRCC | Florida | 12 | Manatee | 81 | 12081 | 173.5 | 7050 | 2005 | 9999 |  |  | N | Natural Gas |  |  |  | DLNB | SCR | [7 empty] | 0.001 | 0.0084 | 0.0084 | 0.0084 | 0.0084 | [11 empty] | Florida Power & Light Co | 100 | NextEra Energy Inc | 100 | Regulated
Manatee | 6042_G_C | 6042 | G | C | 88112 | Combined Cycle |  | FRCC | Florida | 12 | Manatee | 81 | 12081 | 173.5 | 7050 | 2005 | 9999 |  |  | N | Natural Gas |  |  |  | DLNB | SCR | [7 empty] | 0.001 | 0.0084 | 0.0084 | 0.0084 | 0.0084 | [11 empty] | Florida Power & Light Co | 100 | NextEra Energy Inc | 100 | Regulated
Manatee | 6042_G_D | 6042 | G | D | 88113 | Combined Cycle |  | FRCC | Florida | 12 | Manatee | 81 | 12081 | 173.5 | 7050 | 2005 | 9999 |  |  | N | Natural Gas |  |  |  | DLNB | SCR | [7 empty] | 0.001 | 0.0084 | 0.0084 | 0.0084 | 0.0084 | [11 empty] | Florida Power & Light Co | 100 | NextEra Energy Inc | 100 | Regulated
North Slope, LLC | 60420_G_NSPV | 60420 | G | NSPV |  | Onshore Wind |  | NY_Z_D | New York | 36 | Clinton | 19 | 36019 | 50 | 0 | 2027 | 9999 |  |  | N | Wind | [13 empty] | 0 | 0 | 0 | 0 | [11 empty] | North Slope LLC | 100 | North Slope LLC | 100 | Non-regulated
Veyo Heat Recovery Project | 60421_G_WHR1 | 60421 | G | WHR1 |  | Non-Fossil Waste |  | WECC_UT | Utah | 49 | Washington | 53 | 49053 | 8.4 | 9182 | 2016 | 9999 |  |  | N | Non-Fossil Waste | [13 empty] | 0 | 0 | 0 | 0 | [11 empty] | Utah Associated Municipal Power System | 100 | Utah Associated Municipal Power System | 100 | Regulated
Morgan's Corner | 60422_G_1 | 60422 | G | 1 |  | Solar PV |  | PJM_Dom | North Carolina | 37 | Pasquotank | 139 | 37139 | 8 | 0 | 2015 | 9999 |  |  | N | Solar | [13 empty] | 0 | 0 | 0 | 0 | [11 empty] | Morgans Corner Solar Energy LLC | 100 | Dominion Energy Inc | 100 | Regulated
Fairhaven C CSG | 60423_G_FCPV | 60423 | G | FCPV |  | Solar PV |  | NENGREST | Massachusetts | 25 | Bristol | 5 | 25005 | 1.6 | 0 | 2017 | 9999 |  |  | N | Solar | [13 empty] | 0 | 0 | 0 | 0 | [11 empty] | Nautilus Power LLC | 100 | Essential Power LLC | 100 | Non-regulated
West Bridgewater AB CSG | 60424_G_WBAB | 60424 | G | WBAB |  | Solar PV |  | NENGREST | Massachusetts | 25 | Plymouth | 23 | 25023 | 1.7 | 0 | 2017 | 9999 |  |  | N | Solar | [13 empty] | 0 | 0 | 0 | 0 | [11 empty] | Nautilus Power LLC | 100 | Essential Power LLC | 100 | Non-regulated
Skidmore College | 60425_G_SO049 | 60425 | G | SO049 |  | Solar PV |  | NY_Z_F | New York | 36 | Saratoga | 91 | 36091 | 1.8 | 0 | 2014 | 9999 |  |  | N | Solar | [13 empty] | 0 | 0 | 0 | 0 | [11 empty] | Dynamic Energy Solutions | 100 | Dynamic Energy Solutions | 100 | Non-regulated
RCWD PV Project | 60426_G_RCWD | 60426 | G | RCWD |  | Solar PV |  | WECC_SCE | California | 6 | Riverside | 65 | 06065 | 3.9 | 0 | 2016 | 9999 |  |  | N | Solar | [13 empty] | 0 | 0 | 0 | 0 | [11 empty] | Solar Star California XL LLC | 100 | TOTAL SA | 100 | Non-regulated
CoServ Community Solar Station | 60427_G_CSS1 | 60427 | G | CSS1 |  | Solar PV |  | ERC_REST | Texas | 48 | Denton | 121 | 48121 | 2 | 0 | 2015 | 9999 |  |  | N | Solar | [13 empty] | 0 | 0 | 0 | 0 | [11 empty] | Coserv Electric | 100 | Coserv Electric | 100 | Non-regulated
CA Dept of Public Health at Richmond | 60428_G_PV1 | 60428 | G | PV1 |  | Solar PV |  | WEC_CALN | California | 6 | Contra Costa | 13 | 06013 | 2.2 | 0 | 2017 | 9999 |  |  | N | Solar | [13 empty] | 0 | 0 | 0 | 0 | [11 empty] | California PV Energy 2 LLC | 100 | Exelon Corp | 100 | Non-regulated
Tides Lane Farm | 60429_G_PV1 | 60429 | G | PV1 |  | Solar PV |  | S_VACA | North Carolina | 37 | Franklin | 69 | 37069 | 3.7 | 0 | 2019 | 9999 |  |  | N | Solar | [13 empty] | 0 | 0 | 0 | 0 | [11 empty] | Tides Lane Solar, LLC | 100 | Tides Lane Solar, LLC | 100 | Non-regulated
Martin | 6043_G_3GT1 | 6043 | G | 3GT1 | 2710 | Combined Cycle |  | FRCC | Florida | 12 | Martin | 85 | 12085 | 165 | 7230 | 1994 | 9999 |  |  | N | Natural Gas |  |  |  | DLNB | SCR | [7 empty] | 0.001 | 0.02679 | 0.02679 | 0.02679 | 0.02679 | [11 empty] | Florida Power & Light Co | 100 | NextEra Energy Inc | 100 | Regulated
Martin | 6043_G_3GT2 | 6043 | G | 3GT2 | 2711 | Combined Cycle |  | FRCC | Florida | 12 | Martin | 85 | 12085 | 165 | 7230 | 1994 | 9999 |  |  | N | Natural Gas |  |  |  | DLNB | SCR | [7 empty] | 0.001 | 0.02679 | 0.02679 | 0.02679 | 0.02679 | [11 empty] | Florida Power & Light Co | 100 | NextEra Energy Inc | 100 | Regulated
Martin | 6043_G_3ST | 6043 | G | 3ST | 2710 | Combined Cycle |  | FRCC | Florida | 12 | Martin | 85 | 12085 | 157 | 7230 | 1994 | 9999 | other |  | N | Natural Gas |  |  |  | DLNB | SCR | [7 empty] | 0.001 | 0.02679 | 0.02679 | 0.02679 | 0.02679 | [11 empty] | Florida Power & Light Co | 100 | NextEra Energy Inc | 100 | Regulated
Martin | 6043_G_4GT1 | 6043 | G | 4GT1 | 2712 | Combined Cycle |  | FRCC | Florida | 12 | Martin | 85 | 12085 | 165 | 7230 | 1994 | 9999 |  |  | N | Natural Gas |  |  |  | DLNB | SCR | [7 empty] | 0.001 | 0.02618 | 0.02618 | 0.02618 | 0.02618 | [11 empty] | Florida Power & Light Co | 100 | NextEra Energy Inc | 100 | Regulated
Martin | 6043_G_4GT2 | 6043 | G | 4GT2 | 2713 | Combined Cycle |  | FRCC | Florida | 12 | Martin | 85 | 12085 | 165 | 7230 | 1994 | 9999 |  |  | N | Natural Gas |  |  |  | DLNB | SCR | [7 empty] | 0.001 | 0.02618 | 0.02618 | 0.02618 | 0.02618 | [11 empty] | Florida Power & Light Co | 100 | NextEra Energy Inc | 100 | Regulated
Martin | 6043_G_4ST | 6043 | G | 4ST | 2712 | Combined Cycle |  | FRCC | Florida | 12 | Martin | 85 | 12085 | 157 | 7230 | 1994 | 9999 | other |  | N | Natural Gas |  |  |  | DLNB | SCR | [7 empty] | 0.001 | 0.02618 | 0.02618 | 0.02618 | 0.02618 | [11 empty] | Florida Power & Light Co | 100 | NextEra Energy Inc | 100 | Regulated
Martin | 6043_G_8 | 6043 | G | 8 | 2716 | Combined Cycle |  | FRCC | Florida | 12 | Martin | 85 | 12085 | 447.8 | 7230 | 2005 | 9999 |  |  | N | Natural Gas, Distillate Fuel Oil |  |  |  | LNB + NH3 | SCR | [7 empty] | 0.001 | 0.00733 | 0.00733 | 0.00733 | 0.00733 | [11 empty] | Florida Power & Light Co | 100 | NextEra Energy Inc | 100 | Regulated
Martin | 6043_G_8A | 6043 | G | 8A | 2716 | Combined Cycle |  | FRCC | Florida | 12 | Martin | 85 | 12085 | 196.8 | 7230 | 2001 | 9999 |  |  | N | Natural Gas, Distillate Fuel Oil |  |  |  | DLNB + H2O | SCR | [8 empty] | 0.00733 | 0.00733 | 0.00733 | 0.00733 | [11 empty] | Florida Power & Light Co | 100 | NextEra Energy Inc | 100 | Regulated
Martin | 6043_G_8B | 6043 | G | 8B | 2717 | Combined Cycle |  | FRCC | Florida | 12 | Martin | 85 | 12085 | 196.8 | 7230 | 2001 | 9999 |  |  | N | Natural Gas, Distillate Fuel Oil |  |  |  | DLNB + H2O | SCR | [8 empty] | 0.00733 | 0.00733 | 0.00733 | 0.00733 | [11 empty] | Florida Power & Light Co | 100 | NextEra Energy Inc | 100 | Regulated
Martin | 6043_G_8C | 6043 | G | 8C | 88114 | Combined Cycle |  | FRCC | Florida | 12 | Martin | 85 | 12085 | 196.8 | 7230 | 2005 | 9999 |  |  | N | Natural Gas, Distillate Fuel Oil |  |  |  | DLNB + H2O | SCR | [7 empty] | 0.001 | 0.00733 | 0.00733 | 0.00733 | 0.00733 | [11 empty] | Florida Power & Light Co | 100 | NextEra Energy Inc | 100 | Regulated
Martin | 6043_G_8D | 6043 | G | 8D | 88115 | Combined Cycle |  | FRCC | Florida | 12 | Martin | 85 | 12085 | 196.8 | 7230 | 2005 | 9999 |  |  | N | Natural Gas, Distillate Fuel Oil |  |  |  | DLNB + H2O | SCR | [7 empty] | 0.001 | 0.00733 | 0.00733 | 0.00733 | 0.00733 | [11 empty] | Florida Power & Light Co | 100 | NextEra Energy Inc | 100 | Regulated
Tompkins Cortland Community College | 60431_G_TC3 | 60431 | G | TC3 |  | Solar PV |  | NY_Z_C&E | New York | 36 | Tompkins | 109 | 36109 | 2 | 0 | 2015 | 9999 |  |  | N | Solar | [13 empty] | 0 | 0 | 0 | 0 | [11 empty] | SEC LHNY Solar One LLC | 100 | NextEra Energy Inc | 100 | Non-regulated
Three Peaks Power | 60432_G_TPP | 60432 | G | TPP |  | Solar PV |  | WECC_UT | Utah | 49 | Iron | 21 | 49021 | 80 | 0 | 2016 | 9999 |  |  | N | Solar | [13 empty] | 0 | 0 | 0 | 0 | [11 empty] | Three Peaks Power LLC | 100 | Scatec Solar | 100 | Non-regulated
Quail Holdings | 60434_G_PV1 | 60434 | G | PV1 |  | Solar PV |  | S_VACA | North Carolina | 37 | Davie | 59 | 37059 | 25 | 0 | 2023 | 9999 |  |  | N | Solar | [13 empty] | 0 | 0 | 0 | 0 | [11 empty] | Quail Holdings, LLC | 100 | Quail Holdings, LLC | 100 | Non-regulated
Crane Solar Facility | 60435_G_XXXXX | 60435 | G | XXXXX |  | Solar PV |  | MIS_INKY | Indiana | 18 | Martin | 101 | 18101 | 17 | 0 | 2017 | 9999 |  |  | N | Solar | [13 empty] | 0 | 0 | 0 | 0 | [11 empty] | Duke Energy Indiana | 100 | Duke Energy Corp | 100 | Regulated
East Pecos Solar | 60436_G_1 | 60436 | G | 1 |  | Solar PV |  | ERC_WEST | Texas | 48 | Pecos | 371 | 48371 | 118.5 | 0 | 2017 | 9999 |  |  | N | Solar | [13 empty] | 0 | 0 | 0 | 0 | [11 empty] | East Pecos Solar LLC | 100 | First Solar Inc | 100 | Non-regulated
Bernards Solar | 60437_G_BERNS | 60437 | G | BERNS |  | Solar PV |  | PJM_EMAC | New Jersey | 34 | Somerset | 35 | 34035 | 2.9 | 0 | 2016 | 9999 |  |  | N | Solar | [13 empty] | 0 | 0 | 0 | 0 | [11 empty] | Bernards Solar LLC | 100 | New Jersey Resources Corp | 100 | Non-regulated
Whitakers Farm (Fisher Rd) | 60438_G_1 | 60438 | G | 1 |  | Solar PV |  | S_VACA | North Carolina | 37 | Nash | 127 | 37127 | 3.4 | 0 | 2016 | 9999 |  |  | N | Solar | [13 empty] | 0 | 0 | 0 | 0 | [11 empty] | Whitakers Farm LLC | 100 | Strata Solar LLC | 100 | Non-regulated
Sellers Farm Solar | 60439_G_PV1 | 60439 | G | PV1 |  | Solar PV |  | S_VACA | North Carolina | 37 | Richmond | 153 | 37153 | 5 | 0 | 2022 | 9999 |  |  | N | Solar | [13 empty] | 0 | 0 | 0 | 0 | [11 empty] | Sellers Farm Solar, LLC | 100 | Sellers Farm Solar, LLC | 100 | Non-regulated
McGrigor Farm Solar | 60440_G_PV1 | 60440 | G | PV1 |  | Solar PV |  | S_VACA | North Carolina | 37 | Sampson | 163 | 37163 | 5 | 0 | 2019 | 9999 |  |  | N | Solar | [13 empty] | 0 | 0 | 0 | 0 | [11 empty] | McGrigor Farm Solar, LLC | 100 | McGrigor Farm Solar, LLC | 100 | Non-regulated
Salem Smart Power Center | 60441_G_SSPC | 60441 | G | SSPC |  | Energy Storage |  | WECC_PNW | Oregon | 41 | Marion | 47 | 41047 | 5 | 0 | 2013 | 9999 |  |  | N | Energy Storage | [13 empty] | 0 | 0 | 0 | 0 | [11 empty] | Portland General Electric Co | 100 | Portland General Electric Co | 100 | Regulated
Carver MA 1 Community Solar | 60442_G_CMA1 | 60442 | G | CMA1 |  | Solar PV |  | NENGREST | Massachusetts | 25 | Plymouth | 23 | 25023 | 2 | 0 | 2016 | 9999 |  |  | N | Solar | [13 empty] | 0 | 0 | 0 | 0 | [11 empty] | Nautilus Power LLC | 100 | Essential Power LLC | 100 | Non-regulated
Wareham MA 1 Community Solar | 60443_G_WMA1 | 60443 | G | WMA1 |  | Solar PV |  | NENGREST | Massachusetts | 25 | Plymouth | 23 | 25023 | 2 | 0 | 2016 | 9999 |  |  | N | Solar | [13 empty] | 0 | 0 | 0 | 0 | [11 empty] | Community Solar Parent I LLC | 100 | Community Solar Parent I LLC | 100 | Non-regulated
Glacier Battery Storage | 60444_G_GLA | 60444 | G | GLA |  | Energy Storage |  | WECC_PNW | Washington | 53 | Whatcom | 73 | 53073 | 2 | 0 | 2016 | 9999 |  |  | N | Energy Storage | [13 empty] | 0 | 0 | 0 | 0 | [11 empty] | Puget Sound Energy Inc | 100 | Puget Energy Inc | 100 | Regulated
ID Solar | 60445_G_INV1 | 60445 | G | INV1 |  | Solar PV |  | WECC_ID | Idaho | 16 | Ada | 1 | 16001 | 40 | 0 | 2016 | 9999 |  |  | N | Solar | [13 empty] | 0 | 0 | 0 | 0 | [11 empty] | ID Solar I LLC | 100 | FTP Power LLC | 100 | Non-regulated
E&B Resources | 60446_G_PVEB | 60446 | G | PVEB |  | Solar PV |  | WECC_SCE | California | 6 | Kern | 29 | 06029 | 1 | 0 | 2013 | 9999 |  |  | N | Solar | [13 empty] | 0 | 0 | 0 | 0 | [11 empty] | Terraform Power Inc | 100 | Brookfield Asset Management Inc | 100 | Non-regulated
Presbyterian Senior Living Service | 60447_G_PSLS | 60447 | G | PSLS |  | Solar PV |  | PJM_SMAC | Maryland | 24 | Baltimore | 5 | 24005 | 1.2 | 0 | 2013 | 9999 |  |  | N | Solar | [13 empty] | 0 | 0 | 0 | 0 | [11 empty] | Terraform Power Inc | 100 | Brookfield Asset Management Inc | 100 | Non-regulated
Valdosta | 60448_G_VALD | 60448 | G | VALD |  | Solar PV |  | S_SOU | Georgia | 13 | Lowndes | 185 | 13185 | 1 | 0 | 2013 | 9999 |  |  | N | Solar | [13 empty] | 0 | 0 | 0 | 0 | [11 empty] | Terraform Power Inc | 100 | Brookfield Asset Management Inc | 100 | Non-regulated
Pavant Solar II LLC | 60449_G_PSII | 60449 | G | PSII |  | Solar PV |  | WECC_UT | Utah | 49 | Millard | 27 | 49027 | 50 | 0 | 2016 | 9999 |  |  | N | Solar | [13 empty] | 0 | 0 | 0 | 0 | [11 empty] | Pavant Solar II LLC | 100 | Public Service Enterprise Group Inc | 100 | Non-regulated
St Lucie | 6045_G_1 | 6045 | G | 1 |  | Nuclear |  | FRCC | Florida | 12 | St Lucie | 111 | 12111 | 981 | 10456 | 1976 | 9999 |  |  | N | Nuclear Fuel | [13 empty] | 0 | 0 | 0 | 0 | [11 empty] | Florida Power & Light Co | 100 | NextEra Energy Inc | 100 | Regulated
St Lucie | 6045_G_2 | 6045 | G | 2 |  | Nuclear |  | FRCC | Florida | 12 | St Lucie | 111 | 12111 | 987 | 10456 | 1983 | 9999 |  |  | N | Nuclear Fuel | [13 empty] | 0 | 0 | 0 | 0 | [11 empty] | Florida Power & Light Co | 85.11 | NextEra Energy Inc | 85.11 | Regulated
Corcoran | 60450_G_PVCR | 60450 | G | PVCR |  | Solar PV |  | WEC_CALN | California | 6 | Kings | 31 | 06031 | 1.1 | 0 | 2014 | 9999 |  |  | N | Solar | [13 empty] | 0 | 0 | 0 | 0 | [11 empty] | Terraform Power Inc | 100 | Brookfield Asset Management Inc | 100 | Non-regulated
Brookside | 60451_G_PVBR | 60451 | G | PVBR |  | Solar PV |  | NENGREST | Rhode Island | 44 | Providence | 7 | 44007 | 1 | 0 | 2015 | 9999 |  |  | N | Solar | [13 empty] | 0 | 0 | 0 | 0 | [11 empty] | Terraform Power Inc | 100 | Brookfield Asset Management Inc | 100 | Non-regulated
Calverton | 60452_G_CALV | 60452 | G | CALV |  | Solar PV |  | NY_Z_K | New York | 36 | Suffolk | 103 | 36103 | 3 | 0 | 2015 | 9999 |  |  | N | Solar | [13 empty] | 0 | 0 | 0 | 0 | [11 empty] | Community Energy Solar | 100 | Community Energy Inc (Cei) | 100 | Non-regulated
Cummins, Inc | 60453_G_CUMM | 60453 | G | CUMM |  | Solar PV |  | NY_Z_A | New York | 36 | Chautauqua | 13 | 36013 | 1.8 | 0 | 2015 | 9999 |  |  | N | Solar | [13 empty] | 0 | 0 | 0 | 0 | [11 empty] | Terraform Power Inc | 100 | Brookfield Asset Management Inc | 100 | Non-regulated
Houghton | 60454_G_HOUGH | 60454 | G | HOUGH |  | Solar PV |  | NY_Z_B | New York | 36 | Allegany | 3 | 36003 | 2 | 0 | 2015 | 9999 |  |  | N | Solar | [13 empty] | 0 | 0 | 0 | 0 | [11 empty] | Houghton College | 100 | Houghton College | 100 | Non-regulated
Oneida - South | 60455_G_ONS | 60455 | G | ONS |  | Solar PV |  | NY_Z_C&E | New York | 36 | Oneida | 65 | 36065 | 1.9 | 0 | 2015 | 9999 |  |  | N | Solar | [13 empty] | 0 | 0 | 0 | 0 | [11 empty] | NextEra Energy Resources LLC | 100 | NextEra Energy Inc | 100 | Non-regulated
Oneida - West | 60456_G_ONW | 60456 | G | ONW |  | Solar PV |  | NY_Z_C&E | New York | 36 | Oneida | 65 | 36065 | 1.9 | 0 | 2015 | 9999 |  |  | N | Solar | [13 empty] | 0 | 0 | 0 | 0 | [11 empty] | NextEra Energy Resources LLC | 100 | NextEra Energy Inc | 100 | Non-regulated
Athens Energy | 60457_G_1 | 60457 | G | 1 |  | Biomass |  | NENG_ME | Maine | 23 | Somerset | 25 | 23025 | 7.1 | 17622 | 2016 | 9999 |  |  | N | Biomass | [13 empty] | 0.22033 | 0.22033 | 0.22033 | 0.22033 | [11 empty] | Athens Energy LLC | 100 | Athens Energy LLC | 100 | Non-regulated
Hardwick-Athol & Eagle Hill | 60458_G_HAEH | 60458 | G | HAEH |  | Solar PV |  | NENGREST | Massachusetts | 25 | Worcester | 27 | 25027 | 2.8 | 0 | 2015 | 9999 |  |  | N | Solar | [13 empty] | 0 | 0 | 0 | 0 | [11 empty] | DG 1 Acquisition Co LLC | 100 | NextEra Energy Inc | 100 | Non-regulated
Port Comfort Power LLC | 60459_G_PC1 | 60459 | G | PC1 | 91150 | Combustion Turbine |  | ERC_REST | Texas | 48 | Calhoun | 57 | 48057 | 43 | 10745 | 2017 | 9999 |  |  | N | Natural Gas |  |  |  |  | SCR | [8 empty] | 0.01818 | 0.01818 | 0.01818 | 0.01818 | [11 empty] | Port Comfort Power LLC | 100 | Agilon Energy LLC | 100 | Non-regulated
Port Comfort Power LLC | 60459_G_PC2 | 60459 | G | PC2 | 91151 | Combustion Turbine |  | ERC_REST | Texas | 48 | Calhoun | 57 | 48057 | 43 | 10745 | 2017 | 9999 |  |  | N | Natural Gas |  |  |  |  | SCR | [8 empty] | 0.01917 | 0.01917 | 0.01917 | 0.01917 | [11 empty] | Port Comfort Power LLC | 100 | Agilon Energy LLC | 100 | Non-regulated
DeBary | 6046_G_10 | 6046 | G | 10 | 2718 | Combustion Turbine |  | FRCC | Florida | 12 | Volusia | 127 | 12127 | 72 | 13806 | 1992 | 9999 |  |  | N | Distillate Fuel Oil |  |  |  | H2O | [8 empty] | 0.301 | 0.13138 | 0.13138 | 0.13138 | 0.13138 | [11 empty] | Duke Energy Florida | 100 | Duke Energy Corp | 100 | Regulated
DeBary | 6046_G_2 | 6046 | G | 2 |  | Combustion Turbine |  | FRCC | Florida | 12 | Volusia | 127 | 12127 | 45 | 13806 | 1976 | 9999 |  |  | N | Distillate Fuel Oil | [12 empty] | 0.501 | 0.46332 | 0.46332 | 0.46332 | 0.46332 | [11 empty] | Duke Energy Florida | 100 | Duke Energy Corp | 100 | Regulated
DeBary | 6046_G_3 | 6046 | G | 3 |  | Combustion Turbine |  | FRCC | Florida | 12 | Volusia | 127 | 12127 | 45 | 13804 | 1975 | 9999 |  |  | N | Distillate Fuel Oil | [12 empty] | 0.501 | 0.46023 | 0.46023 | 0.46023 | 0.46023 | [11 empty] | Duke Energy Florida | 100 | Duke Energy Corp | 100 | Regulated
DeBary | 6046_G_4 | 6046 | G | 4 |  | Combustion Turbine |  | FRCC | Florida | 12 | Volusia | 127 | 12127 | 46 | 13802 | 1976 | 9999 |  |  | N | Distillate Fuel Oil | [12 empty] | 0.501 | 0.46873 | 0.46873 | 0.46873 | 0.46873 | [11 empty] | Duke Energy Florida | 100 | Duke Energy Corp | 100 | Regulated
DeBary | 6046_G_5 | 6046 | G | 5 |  | Combustion Turbine |  | FRCC | Florida | 12 | Volusia | 127 | 12127 | 45 | 13800 | 1975 | 9999 |  |  | N | Distillate Fuel Oil | [12 empty] | 0.501 | 0.42462 | 0.42462 | 0.42462 | 0.42462 | [11 empty] | Duke Energy Florida | 100 | Duke Energy Corp | 100 | Regulated
DeBary | 6046_G_6 | 6046 | G | 6 |  | Combustion Turbine |  | FRCC | Florida | 12 | Volusia | 127 | 12127 | 46 | 13802 | 1976 | 9999 |  |  | N | Distillate Fuel Oil | [12 empty] | 0.501 | 0.40136 | 0.40136 | 0.40136 | 0.40136 | [11 empty] | Duke Energy Florida | 100 | Duke Energy Corp | 100 | Regulated
DeBary | 6046_G_7 | 6046 | G | 7 | 2719 | Combustion Turbine |  | FRCC | Florida | 12 | Volusia | 127 | 12127 | 74 | 13805 | 1992 | 9999 |  |  | N | Natural Gas, Distillate Fuel Oil |  |  |  | H2O | [8 empty] | 0.301 | 0.07673 | 0.07673 | 0.07673 | 0.07673 | [11 empty] | Duke Energy Florida | 100 | Duke Energy Corp | 100 | Regulated
DeBary | 6046_G_8 | 6046 | G | 8 | 2720 | Combustion Turbine |  | FRCC | Florida | 12 | Volusia | 127 | 12127 | 75 | 13806 | 1992 | 9999 |  |  | N | Natural Gas, Distillate Fuel Oil |  |  |  | H2O | [8 empty] | 0.301 | 0.07843 | 0.07843 | 0.07843 | 0.07843 | [11 empty] | Duke Energy Florida | 100 | Duke Energy Corp | 100 | Regulated
DeBary | 6046_G_9 | 6046 | G | 9 | 2721 | Combustion Turbine |  | FRCC | Florida | 12 | Volusia | 127 | 12127 | 76 | 13801 | 1992 | 9999 |  |  | N | Natural Gas, Distillate Fuel Oil |  |  |  | H2O | [8 empty] | 0.301 | 0.0758 | 0.0758 | 0.0758 | 0.0758 | [11 empty] | Duke Energy Florida | 100 | Duke Energy Corp | 100 | Regulated
Chamon Power LLC | 60460_G_CH1 | 60460 | G | CH1 | 91152 | Combustion Turbine |  | ERC_REST | Texas | 48 | Harris | 201 | 48201 | 43 | 10811 | 2017 | 9999 |  |  | N | Natural Gas |  |  |  |  | SCR | [8 empty] | 0.01523 | 0.01523 | 0.01523 | 0.01523 | [11 empty] | Chamon Power LLC | 100 | Agilon Energy LLC | 100 | Non-regulated
Chamon Power LLC | 60460_G_CH2 | 60460 | G | CH2 | 91153 | Combustion Turbine |  | ERC_REST | Texas | 48 | Harris | 201 | 48201 | 43 | 10811 | 2017 | 9999 |  |  | N | Natural Gas |  |  |  |  | SCR | [8 empty] | 0.01466 | 0.01466 | 0.01466 | 0.01466 | [11 empty] | Chamon Power LLC | 100 | Agilon Energy LLC | 100 | Non-regulated
The Clorox Company | 60461_G_PV1 | 60461 | G | PV1 |  | Solar PV |  | PJM_EMAC | Maryland | 24 | Harford | 25 | 24025 | 1.6 | 0 | 2016 | 9999 |  |  | N | Solar | [13 empty] | 0 | 0 | 0 | 0 | [11 empty] | SolarCity Corp | 100 | Tesla Inc | 100 | Non-regulated
Onondaga County- Clearwater | 60462_G_PV1 | 60462 | G | PV1 |  | Solar PV |  | NY_Z_C&E | New York | 36 | Oswego | 75 | 36075 | 2 | 0 | 2017 | 9999 |  |  | N | Solar | [13 empty] | 0 | 0 | 0 | 0 | [11 empty] | SolarCity Corp | 100 | Tesla Inc | 100 | Non-regulated
Greene County Meter #1 | 60463_G_PV1 | 60463 | G | PV1 |  | Solar PV |  | NY_Z_F | New York | 36 | Greene | 39 | 36039 | 1.6 | 0 | 2018 | 9999 |  |  | N | Solar | [13 empty] | 0 | 0 | 0 | 0 | [11 empty] | SolarCity Corp | 100 | Tesla Inc | 100 | Non-regulated
Tenaska Westmoreland Generating Station | 60464_G_CTG1 | 60464 | G | CTG1 | 91139 | Combined Cycle |  | PJM_PENE | Pennsylvania | 42 | Westmoreland | 129 | 42129 | 288 | 7050 | 2018 | 9999 |  |  | N | Natural Gas |  |  |  | DLNB + H2O | SCR | [8 empty] | 0.0049 | 0.0049 | 0.0049 | 0.0049 | [11 empty] | Tenaska Pennsylvania Partners LLC | 100 | Tenaska Inc | 100 | Non-regulated
Tenaska Westmoreland Generating Station | 60464_G_CTG2 | 60464 | G | CTG2 | 91140 | Combined Cycle |  | PJM_PENE | Pennsylvania | 42 | Westmoreland | 129 | 42129 | 288 | 7050 | 2018 | 9999 |  |  | N | Natural Gas |  |  |  | DLNB + H2O | SCR | [8 empty] | 0.0049 | 0.0049 | 0.0049 | 0.0049 | [11 empty] | Tenaska Pennsylvania Partners LLC | 100 | Tenaska Inc | 100 | Non-regulated
Tenaska Westmoreland Generating Station | 60464_G_STG1 | 60464 | G | STG1 | 91139 | Combined Cycle |  | PJM_PENE | Pennsylvania | 42 | Westmoreland | 129 | 42129 | 371 | 7050 | 2018 | 9999 |  |  | N | Natural Gas |  |  |  | LNB + NH3 | SCR | [8 empty] | 0.0049 | 0.0049 | 0.0049 | 0.0049 | [11 empty] | Tenaska Pennsylvania Partners LLC | 100 | Tenaska Inc | 100 | Non-regulated
Chesapeake College | 60465_G_PV1 | 60465 | G | PV1 |  | Solar PV |  | PJM_EMAC | Maryland | 24 | Queen Annes | 35 | 24035 | 1.5 | 0 | 2016 | 9999 |  |  | N | Solar | [13 empty] | 0 | 0 | 0 | 0 | [11 empty] | SolarCity Corp | 100 | Tesla Inc | 100 | Non-regulated
Waterman Turnout Hydroelectric | 60466_G_WTHF | 60466 | G | WTHF |  | Hydro |  | WECC_SCE | California | 6 | San Bernardino | 71 | 06071 | 1 | 0 | 2023 | 9999 |  |  | N | Hydro | [13 empty] | 0 | 0 | 0 | 0 | [11 empty] | San Bernardino Valley Municipal Water District | 100 | San Bernardino Valley Municipal Water District | 100 | Regulated
Red Rock | 60467_G_PV1 | 60467 | G | PV1 |  | Solar PV |  | WECC_AZ | Arizona | 4 | Maricopa | 13 | 04013 | 40 | 0 | 2017 | 9999 |  |  | N | Solar | [13 empty] | 0 | 0 | 0 | 0 | [11 empty] | Arizona Public Service Co | 100 | Pinnacle West Capital Corp | 100 | Regulated
Friendswood Energy | 60468_G_GT-1 | 60468 | G | GT-1 | 91283 | Combustion Turbine |  | ERC_REST | Texas | 48 | Harris | 201 | 48201 | 117 | 10745 | 2018 | 9999 |  |  | N | Natural Gas |  |  |  | DLNB | SCR | [8 empty] | 0.03098 | 0.03098 | 0.03098 | 0.03098 | [11 empty] | Friendswood Energy Genco | 100 | Quantum Utility Generation LLC | 100 | Non-regulated
Solar Glynn | 60469_G_INV1 | 60469 | G | INV1 |  | Solar PV |  | S_SOU | Georgia | 13 | Glynn | 127 | 13127 | 18 | 0 | 2016 | 9999 |  |  | N | Solar | [13 empty] | 0 | 0 | 0 | 0 | [11 empty] | Solar Glynn LLC | 100 | Entropy Solar Integrators LLC | 100 | Non-regulated
Deerfield 2 | 6047_G_GEN1 | 6047 | G | GEN1 |  | Hydro |  | NENGREST | Massachusetts | 25 | Franklin | 11 | 25011 | 2.2 | 0 | 1913 | 9999 |  |  | N | Hydro | [13 empty] | 0 | 0 | 0 | 0 | [11 empty] | Great River Hydro LLC | 100 | ArcLight Capital Partners LLC | 100 | Non-regulated
Deerfield 2 | 6047_G_GEN2 | 6047 | G | GEN2 |  | Hydro |  | NENGREST | Massachusetts | 25 | Franklin | 11 | 25011 | 2.2 | 0 | 1913 | 9999 |  |  | N | Hydro | [13 empty] | 0 | 0 | 0 | 0 | [11 empty] | Great River Hydro LLC | 100 | ArcLight Capital Partners LLC | 100 | Non-regulated
Deerfield 2 | 6047_G_GEN3 | 6047 | G | GEN3 |  | Hydro |  | NENGREST | Massachusetts | 25 | Franklin | 11 | 25011 | 2.2 | 0 | 1913 | 9999 |  |  | N | Hydro | [13 empty] | 0 | 0 | 0 | 0 | [11 empty] | Great River Hydro LLC | 100 | ArcLight Capital Partners LLC | 100 | Non-regulated
Paulding Wind Farm III | 60470_G_1 | 60470 | G | 1 |  | Onshore Wind |  | PJM_West | Ohio | 39 | Paulding | 125 | 39125 | 100.8 | 0 | 2016 | 9999 |  |  | N | Wind | [13 empty] | 0 | 0 | 0 | 0 | [11 empty] | Paulding Wind Farm III LLC | 100 | Energias de Portugal SA | 100 | Non-regulated
Green River Wind Farm | 60471_G_GRNRV | 60471 | G | GRNRV |  | Onshore Wind |  | PJM_COMD | Illinois | 17 | Lee | 103 | 17103 | 194.3 | 0 | 2019 | 9999 |  |  | N | Wind | [13 empty] | 0 | 0 | 0 | 0 | [11 empty] | Green River Wind Farm Phase 1 LLC | 100 | Rahn Group | 100 | Non-regulated
CPS 1 Community Solar | 60472_G_CPS1 | 60472 | G | CPS1 |  | Solar PV |  | ERC_REST | Texas | 48 | Bexar | 29 | 48029 | 1 | 0 | 2016 | 9999 |  |  | N | Solar | [13 empty] | 0 | 0 | 0 | 0 | [11 empty] | Clean Energy Collective LLC | 100 | Clean Energy Collective LLC | 100 | Regulated
Westport MA 1 Community Solar | 60473_G_WPMA1 | 60473 | G | WPMA1 |  | Solar PV |  | NENGREST | Massachusetts | 25 | Bristol | 5 | 25005 | 1.3 | 0 | 2016 | 9999 |  |  | N | Solar | [13 empty] | 0 | 0 | 0 | 0 | [11 empty] | Nautilus Power LLC | 100 | Essential Power LLC | 100 | Non-regulated
Bayshore Solar B, LLC | 60474_G_BSHRB | 60474 | G | BSHRB |  | Solar PV |  | WEC_LADW | California | 6 | Los Angeles | 37 | 06037 | 20 | 0 | 2017 | 9999 |  |  | N | Solar | [13 empty] | 0 | 0 | 0 | 0 | [11 empty] | Bayshore Solar B LLC | 100 | Sustainable Power Group LLC | 100 | Non-regulated
Bayshore Solar C, LLC | 60475_G_BSHRC | 60475 | G | BSHRC |  | Solar PV |  | WEC_LADW | California | 6 | Los Angeles | 37 | 06037 | 20 | 0 | 2017 | 9999 |  |  | N | Solar | [13 empty] | 0 | 0 | 0 | 0 | [11 empty] | Bayshore Solar C LLC | 100 | Sustainable Power Group LLC | 100 | Non-regulated
Westport MA 2 Community Solar | 60476_G_WPMA2 | 60476 | G | WPMA2 |  | Solar PV |  | NENGREST | Massachusetts | 25 | Bristol | 5 | 25005 | 1.2 | 0 | 2016 | 9999 |  |  | N | Solar | [13 empty] | 0 | 0 | 0 | 0 | [11 empty] | Nautilus Power LLC | 100 | Essential Power LLC | 100 | Non-regulated
Bethlehem - East | 60477_G_BE | 60477 | G | BE |  | Solar PV |  | NY_Z_F | New York | 36 | Albany | 1 | 36001 | 1.7 | 0 | 2016 | 9999 |  |  | N | Solar | [13 empty] | 0 | 0 | 0 | 0 | [11 empty] | DG Bethlehem Solar LLC | 100 | NextEra Energy Inc | 100 | Non-regulated
Bethlehem - West | 60478_G_BW | 60478 | G | BW |  | Solar PV |  | NY_Z_F | New York | 36 | Albany | 1 | 36001 | 1 | 0 | 2016 | 9999 |  |  | N | Solar | [13 empty] | 0 | 0 | 0 | 0 | [11 empty] | DG Bethlehem Solar LLC | 100 | NextEra Energy Inc | 100 | Non-regulated
Germantown Solar, LLC | 60480_G_PV1 | 60480 | G | PV1 |  | Solar PV |  | S_VACA | North Carolina | 37 | Forsyth | 67 | 37067 | 1.5 | 0 | 2015 | 9999 |  |  | N | Solar | [13 empty] | 0 | 0 | 0 | 0 | [11 empty] | Germantown Solar LLC | 100 | Cypress Creek Holdings LLC | 100 | Non-regulated
Bayshore Solar A, LLC | 60481_G_BSHRA | 60481 | G | BSHRA |  | Solar PV |  | WEC_LADW | California | 6 | Los Angeles | 37 | 06037 | 20 | 0 | 2017 | 9999 |  |  | N | Solar | [13 empty] | 0 | 0 | 0 | 0 | [11 empty] | Bayshore Solar A LLC | 100 | Sustainable Power Group LLC | 100 | Non-regulated
Williamston West Farm, LLC | 60484_G_1 | 60484 | G | 1 |  | Solar PV |  | PJM_Dom | North Carolina | 37 | Martin | 117 | 37117 | 4.9 | 0 | 2016 | 9999 |  |  | N | Solar | [13 empty] | 0 | 0 | 0 | 0 | [11 empty] | Williamston West Farm LLC | 100 | Strata Solar LLC | 100 | Non-regulated
Longboat Solar, LLC | 60485_G_PV1 | 60485 | G | PV1 |  | Solar PV |  | WECC_SCE | California | 6 | San Bernardino | 71 | 06071 | 20 | 0 | 2016 | 9999 |  |  | N | Solar | [13 empty] | 0 | 0 | 0 | 0 | [11 empty] | Longboat Solar LLC | 100 | Duke Energy Corp | 100 | Non-regulated
Greenfield Wind - MT | 60486_G_1 | 60486 | G | 1 |  | Onshore Wind |  | WECC_MT | Montana | 30 | Teton | 99 | 30099 | 25 | 0 | 2016 | 9999 |  |  | N | Wind | [13 empty] | 0 | 0 | 0 | 0 | [11 empty] | Greenfield Wind LLC | 100 | WINData LLC | 100 | Non-regulated
River Road Solar, LLC | 60487_G_PV1 | 60487 | G | PV1 |  | Solar PV |  | PJM_Dom | North Carolina | 37 | Hertford | 91 | 37091 | 5 | 0 | 2016 | 9999 |  |  | N | Solar | [13 empty] | 0 | 0 | 0 | 0 | [11 empty] | River Road Solar LLC | 100 | SunEnergy 1 LLC | 100 | Non-regulated
Hamilton Solar-Crosswicks | 60489_G_PV1 | 60489 | G | PV1 |  | Solar PV |  | PJM_EMAC | New Jersey | 34 | Mercer | 21 | 34021 | 3.5 | 0 | 2011 | 9999 |  |  | N | Solar | [13 empty] | 0 | 0 | 0 | 0 | [11 empty] | Hartz Solar Hamilton LLC | 100 | Hartz Mountain Industries Inc | 100 | Non-regulated
Hamilton Solar-Crosswicks | 60489_G_PV2 | 60489 | G | PV2 |  | Solar PV |  | PJM_EMAC | New Jersey | 34 | Mercer | 21 | 34021 | 4 | 0 | 2011 | 9999 |  |  | N | Solar | [13 empty] | 0 | 0 | 0 | 0 | [11 empty] | Hartz Solar Hamilton LLC | 100 | Hartz Mountain Industries Inc | 100 | Non-regulated
West Tisbury Generating Facility | 6049_G_UN1 | 6049 | G | UN1 |  | Combustion Turbine | IC Engine | NENGREST | Massachusetts | 25 | Dukes | 7 | 25007 | 2.8 | 12153 | 1975 | 9999 |  |  | N | Distillate Fuel Oil | [12 empty] | 0.789 | 2.038 | 2.038 | 2.038 | 2.038 | [11 empty] | Stonepeak Kestrel Holdings LLC | 100 | Stonepeak Infrastructure Partners | 100 | Non-regulated
West Tisbury Generating Facility | 6049_G_UN2 | 6049 | G | UN2 |  | Combustion Turbine | IC Engine | NENGREST | Massachusetts | 25 | Dukes | 7 | 25007 | 2.8 | 12186 | 1975 | 9999 |  |  | N | Distillate Fuel Oil | [12 empty] | 0.789 | 2.7639 | 2.7639 | 2.7639 | 2.7639 | [11 empty] | Stonepeak Kestrel Holdings LLC | 100 | Stonepeak Infrastructure Partners | 100 | Non-regulated
Redwood 4 Solar Farm | 60490_G_RW4SF | 60490 | G | RW4SF |  | Solar PV |  | WECC_SCE | California | 6 | Kern | 29 | 06029 | 20 | 0 | 2017 | 9999 |  |  | N | Solar | [13 empty] | 0 | 0 | 0 | 0 | [11 empty] | 54KR 8ME LLC | 100 | 8 Minute Solar Energy | 100 | Non-regulated
Springbok 3 Solar Farm Hybrid | 60491_G_SB3BS | 60491 | G | SB3BS |  | Energy Storage |  | WECC_SCE | California | 6 | Kern | 29 | 06029 | 1.5 | 0 | 2019 | 9999 |  |  | N | Energy Storage | [13 empty] | 0 | 0 | 0 | 0 | [11 empty] | 64KT 8ME LLC | 100 | 8 Minute Solar Energy | 100 | Non-regulated
Springbok 3 Solar Farm Hybrid | 60491_G_SB3SF | 60491 | G | SB3SF |  | Solar PV |  | WECC_SCE | California | 6 | Kern | 29 | 06029 | 90 | 0 | 2019 | 9999 |  |  | N | Solar | [13 empty] | 0 | 0 | 0 | 0 | [11 empty] | 64KT 8ME LLC | 100 | 8 Minute Solar Energy | 100 | Non-regulated
Rail Trail | 60492_G_PV1 | 60492 | G | PV1 |  | Solar PV |  | NENGREST | Massachusetts | 25 | Berkshire | 3 | 25003 | 2 | 0 | 2016 | 9999 |  |  | N | Solar | [13 empty] | 0 | 0 | 0 | 0 | [11 empty] | RT MA Solar LLC | 100 | Altus Power America Management LLC | 100 | Non-regulated
Rising Paper | 60493_G_1 | 60493 | G | 1 |  | Solar PV |  | NENGREST | Massachusetts | 25 | Berkshire | 3 | 25003 | 2.5 | 0 | 2016 | 9999 |  |  | N | Solar | [13 empty] | 0 | 0 | 0 | 0 | [11 empty] | RP MA Solar LLC | 100 | Altus Power America Management LLC | 100 | Non-regulated
Hampden | 60494_G_1 | 60494 | G | 1 |  | Solar PV |  | NENGREST | Massachusetts | 25 | Hampden | 13 | 25013 | 3.2 | 0 | 2015 | 9999 |  |  | N | Solar | [13 empty] | 0 | 0 | 0 | 0 | [11 empty] | HA MA Solar LLC | 100 | Altus Power America Management LLC | 100 | Non-regulated
Little Bay | 60495_G_1 | 60495 | G | 1 |  | Solar PV |  | NENGREST | Rhode Island | 44 | Providence | 7 | 44007 | 1.3 | 0 | 2014 | 9999 |  |  | N | Solar | [13 empty] | 0 | 0 | 0 | 0 | [11 empty] | LB RI Solar LLC | 100 | Altus Power Management LLC | 100 | Non-regulated
MEBA | 60496_G_1 | 60496 | G | 1 |  | Solar PV |  | PJM_EMAC | Maryland | 24 | Talbot | 41 | 24041 | 1.5 | 0 | 2014 | 9999 |  |  | N | Solar | [13 empty] | 0 | 0 | 0 | 0 | [11 empty] | Meba Solar I LLC | 100 | Altus Power Management LLC | 100 | Non-regulated
SR Skylark B | 60497_G_SKY B | 60497 | G | SKY B |  | Solar PV |  | WECC_CO | Colorado | 8 | Weld | 123 | 08123 | 2 | 0 | 2016 | 9999 |  |  | N | Solar | [13 empty] | 0 | 0 | 0 | 0 | [11 empty] | Silicon Ranch Corp | 100 | Silicon Ranch Corp | 100 | Non-regulated
Shirley Water | 60498_G_1 | 60498 | G | 1 |  | Solar PV |  | NENGREST | Massachusetts | 25 | Middlesex | 17 | 25017 | 2 | 0 | 2016 | 9999 |  |  | N | Solar | [13 empty] | 0 | 0 | 0 | 0 | [11 empty] | SWD Solar LLC | 100 | Altus Power America Management LLC | 100 | Non-regulated
Westside Avenue | 60500_G_1 | 60500 | G | 1 |  | Solar PV |  | PJM_EMAC | New Jersey | 34 | Hudson | 17 | 34017 | 0.9 | 0 | 2011 | 9999 |  |  | N | Solar | [13 empty] | 0 | 0 | 0 | 0 | [11 empty] | Hartz Solar LLC | 100 | Hartz Mountain Industries Inc | 100 | Non-regulated
Hartz Way | 60501_G_1 | 60501 | G | 1 |  | Solar PV |  | PJM_EMAC | New Jersey | 34 | Hudson | 17 | 34017 | 0.9 | 0 | 2010 | 9999 |  |  | N | Solar | [13 empty] | 0 | 0 | 0 | 0 | [11 empty] | Hartz Solar LLC | 100 | Hartz Mountain Industries Inc | 100 | Non-regulated
Tyler Bluff Wind Project, LLC | 60502_G_GEN1 | 60502 | G | GEN1 |  | Onshore Wind |  | ERC_REST | Texas | 48 | Cooke | 97 | 48097 | 125 | 0 | 2016 | 9999 |  |  | N | Wind | [13 empty] | 0 | 0 | 0 | 0 | [11 empty] | Tyler Bluff Wind Project LLC | 100 | Southern Co | 100 | Non-regulated
Crowned Ridge Wind Energy Center | 60503_G_CTTL1 | 60503 | G | CTTL1 |  | Onshore Wind |  | SPP_WAUE | South Dakota | 46 | Codington | 29 | 46029 | 200.1 | 0 | 2019 | 9999 |  |  | N | Wind | [13 empty] | 0 | 0 | 0 | 0 | [11 empty] | Crowned Ridge Wind LLC | 100 | NextEra Energy Inc | 100 | Non-regulated
Blazing Star Wind Farm 1 | 60504_G_BLZG1 | 60504 | G | BLZG1 |  | Onshore Wind |  | MIS_MNWI | Minnesota | 27 | Lincoln | 81 | 27081 | 200 | 0 | 2020 | 9999 |  |  | N | Wind | [13 empty] | 0 | 0 | 0 | 0 | [11 empty] | Xcel Energy Inc | 100 | Xcel Energy Inc | 100 | Non-regulated
Crocker Wind Farm | 60505_G_CRCKR | 60505 | G | CRCKR |  | Onshore Wind |  | SPP_WAUE | South Dakota | 46 | Clark | 25 | 46025 | 200 | 0 | 2019 | 9999 |  |  | N | Wind | [13 empty] | 0 | 0 | 0 | 0 | [11 empty] | Crocker Wind Farm LLC | 100 | Rahn Group | 100 | Non-regulated
Broome County | 60507_G_NORTH | 60507 | G | NORTH |  | Solar PV |  | NY_Z_C&E | New York | 36 | Broome | 7 | 36007 | 2 | 0 | 2018 | 9999 |  |  | N | Solar | [13 empty] | 0 | 0 | 0 | 0 | [11 empty] | Weisshorn Solar I LLC | 100 | Weisshorn Solar I LLC | 100 | Non-regulated
Broome County | 60507_G_SOUTH | 60507 | G | SOUTH |  | Solar PV |  | NY_Z_C&E | New York | 36 | Broome | 7 | 36007 | 2 | 0 | 2018 | 9999 |  |  | N | Solar | [13 empty] | 0 | 0 | 0 | 0 | [11 empty] | Weisshorn Solar I LLC | 100 | Weisshorn Solar I LLC | 100 | Non-regulated
Valley Center | 60509_G_PV1 | 60509 | G | PV1 |  | Solar PV |  | WEC_SDGE | California | 6 | San Diego | 73 | 06073 | 2.3 | 0 | 2016 | 9999 |  |  | N | Solar | [13 empty] | 0 | 0 | 0 | 0 | [11 empty] | NLP Valley Center Solar LLC | 100 | Summit Power Group Inc | 100 | Non-regulated
Edwin I Hatch | 6051_G_1 | 6051 | G | 1 |  | Nuclear |  | S_SOU | Georgia | 13 | Appling | 1 | 13001 | 876 | 10456 | 1975 | 9999 |  |  | N | Nuclear Fuel | [13 empty] | 0 | 0 | 0 | 0 | [11 empty] | Georgia Power Co | 50.1 | Southern Co | 50.1 | Regulated
Edwin I Hatch | 6051_G_2 | 6051 | G | 2 |  | Nuclear |  | S_SOU | Georgia | 13 | Appling | 1 | 13001 | 883 | 10456 | 1979 | 9999 |  |  | N | Nuclear Fuel | [13 empty] | 0 | 0 | 0 | 0 | [11 empty] | Georgia Power Co | 50.1 | Southern Co | 50.1 | Regulated
Two Mile Desert Project | 60510_G_PV1 | 60510 | G | PV1 |  | Solar PV |  | PJM_Dom | North Carolina | 37 | Perquimans | 143 | 37143 | 16.2 | 0 | 2019 | 9999 |  |  | N | Solar | [13 empty] | 0 | 0 | 0 | 0 | [11 empty] | Advanced Solar Power Holdings Inc | 100 | Advanced Solar Power Holdings Inc | 100 | Non-regulated
Clear Spring Ranch PV Project | 60511_G_PV1 | 60511 | G | PV1 |  | Solar PV |  | WECC_CO | Colorado | 8 | El Paso | 41 | 08041 | 10 | 0 | 2016 | 9999 |  |  | N | Solar | [13 empty] | 0 | 0 | 0 | 0 | [11 empty] | DG Colorado Solar LLC | 100 | NextEra Energy Inc | 100 | Non-regulated
Greenville | 60512_G_SO073 | 60512 | G | SO073 |  | Solar PV |  | S_SOU | Georgia | 13 | Meriwether | 199 | 13199 | 1 | 0 | 2014 | 9999 |  |  | N | Solar | [13 empty] | 0 | 0 | 0 | 0 | [11 empty] | Terraform Arcadia | 100 | Terraform Arcadia | 100 | Non-regulated
Richland | 60513_G_SO076 | 60513 | G | SO076 |  | Solar PV |  | S_SOU | Georgia | 13 | Stewart | 259 | 13259 | 1 | 0 | 2014 | 9999 |  |  | N | Solar | [13 empty] | 0 | 0 | 0 | 0 | [11 empty] | Terraform Arcadia | 100 | Terraform Arcadia | 100 | Non-regulated
Seminole | 60514_G_PV1 | 60514 | G | PV1 |  | Solar PV |  | S_SOU | Georgia | 13 | Seminole | 253 | 13253 | 1.6 | 0 | 2014 | 9999 |  |  | N | Solar | [13 empty] | 0 | 0 | 0 | 0 | [11 empty] | Terraform Power Inc | 100 | Brookfield Asset Management Inc | 100 | Non-regulated
Vidalia Water Treatment Plant | 60515_G_SO048 | 60515 | G | SO048 |  | Solar PV |  | S_SOU | Georgia | 13 | Lowndes | 185 | 13185 | 1 | 0 | 2014 | 9999 |  |  | N | Solar | [13 empty] | 0 | 0 | 0 | 0 | [11 empty] | Terraform Arcadia | 100 | Terraform Arcadia | 100 | Non-regulated
NLP Granger | 60516_G_PV1 | 60516 | G | PV1 |  | Solar PV |  | WEC_SDGE | California | 6 | San Diego | 73 | 06073 | 3 | 0 | 2016 | 9999 |  |  | N | Solar | [13 empty] | 0 | 0 | 0 | 0 | [11 empty] | NLP Granger A82 LLC | 100 | Summit Power Group Inc | 100 | Non-regulated
Hancock Creek Hydroelectric Project | 60517_G_HY1 | 60517 | G | HY1 |  | Hydro |  | WECC_PNW | Washington | 53 | King | 33 | 53033 | 6 | 0 | 2018 | 9999 |  |  | N | Hydro | [13 empty] | 0 | 0 | 0 | 0 | [11 empty] | Hancock Power LLC | 100 | Hancock Power LLC | 100 | Regulated
Stafford Hill Solar Hybrid | 60518_G_BA1 | 60518 | G | BA1 |  | Energy Storage |  | NENGREST | Vermont | 50 | Rutland | 21 | 50021 | 2 | 0 | 2015 | 9999 |  |  | N | Energy Storage | [13 empty] | 0 | 0 | 0 | 0 | [11 empty] | Green Mountain Power Corp | 100 | Gaz Métropolitain & Co LP | 100 | Regulated
Stafford Hill Solar Hybrid | 60518_G_PV1 | 60518 | G | PV1 |  | Solar PV |  | NENGREST | Vermont | 50 | Rutland | 21 | 50021 | 2 | 0 | 2015 | 9999 |  |  | N | Solar | [13 empty] | 0 | 0 | 0 | 0 | [11 empty] | Green Mountain Power Corp | 100 | Gaz Métropolitain & Co LP | 100 | Regulated
Albany Solar | 60519_G_PV1 | 60519 | G | PV1 |  | Solar PV |  | MIS_MNWI | Minnesota | 27 | Stearns | 145 | 27145 | 10 | 0 | 2016 | 9999 |  |  | N | Solar | [13 empty] | 0 | 0 | 0 | 0 | [11 empty] | Aurora Distributed Solar LLC | 100 | Rahn Group | 100 | Non-regulated
Wansley | 6052_G_5A | 6052 | G | 5A | 90257 | Combustion Turbine |  | S_SOU | Georgia | 13 | Heard | 149 | 13149 | 49 | 25000 | 1980 | 9999 |  |  | N | Distillate Fuel Oil |  |  |  | H2O | [8 empty] | 0.052 | 1.1995 | 1.1995 | 1.1995 | 1.1995 | [11 empty] | Georgia Power Co | 53.5 | Southern Co | 53.5 | Regulated
Annandale Solar | 60520_G_PV1 | 60520 | G | PV1 |  | Solar PV |  | MIS_MNWI | Minnesota | 27 | Wright | 171 | 27171 | 6 | 0 | 2016 | 9999 |  |  | N | Solar | [13 empty] | 0 | 0 | 0 | 0 | [11 empty] | Aurora Distributed Solar LLC | 100 | Rahn Group | 100 | Non-regulated
Atwater Solar | 60521_G_PV1 | 60521 | G | PV1 |  | Solar PV |  | MIS_MNWI | Minnesota | 27 | Kandiyohi | 67 | 27067 | 4 | 0 | 2016 | 9999 |  |  | N | Solar | [13 empty] | 0 | 0 | 0 | 0 | [11 empty] | Aurora Distributed Solar LLC | 100 | Rahn Group | 100 | Non-regulated
Chisago Solar | 60522_G_PV1 | 60522 | G | PV1 |  | Solar PV |  | MIS_MNWI | Minnesota | 27 | Chisago | 25 | 27025 | 6.5 | 0 | 2016 | 9999 |  |  | N | Solar | [13 empty] | 0 | 0 | 0 | 0 | [11 empty] | Enel Green Power North America Inc | 100 | Enel SpA | 100 | Non-regulated
Dodge Center Solar | 60523_G_PV1 | 60523 | G | PV1 |  | Solar PV |  | MIS_MNWI | Minnesota | 27 | Dodge | 39 | 27039 | 6.5 | 0 | 2016 | 9999 |  |  | N | Solar | [13 empty] | 0 | 0 | 0 | 0 | [11 empty] | Aurora Distributed Solar LLC | 100 | Rahn Group | 100 | Non-regulated
Eastwood Solar | 60524_G_PV1 | 60524 | G | PV1 |  | Solar PV |  | MIS_MNWI | Minnesota | 27 | Blue Earth | 13 | 27013 | 5.5 | 0 | 2016 | 9999 |  |  | N | Solar | [13 empty] | 0 | 0 | 0 | 0 | [11 empty] | Aurora Distributed Solar LLC | 100 | Rahn Group | 100 | Non-regulated
Hastings Solar | 60525_G_PV1 | 60525 | G | PV1 |  | Solar PV |  | MIS_MNWI | Minnesota | 27 | Dakota | 37 | 27037 | 4.5 | 0 | 2016 | 9999 |  |  | N | Solar | [13 empty] | 0 | 0 | 0 | 0 | [11 empty] | Aurora Distributed Solar LLC | 100 | Rahn Group | 100 | Non-regulated
Lake Emily Solar | 60526_G_PV1 | 60526 | G | PV1 |  | Solar PV |  | MIS_MNWI | Minnesota | 27 | Nicollet | 103 | 27103 | 4.5 | 0 | 2016 | 9999 |  |  | N | Solar | [13 empty] | 0 | 0 | 0 | 0 | [11 empty] | Aurora Distributed Solar LLC | 100 | Rahn Group | 100 | Non-regulated
Lake Pulaski Solar | 60527_G_PV1 | 60527 | G | PV1 |  | Solar PV |  | MIS_MNWI | Minnesota | 27 | Wright | 171 | 27171 | 7.5 | 0 | 2016 | 9999 |  |  | N | Solar | [13 empty] | 0 | 0 | 0 | 0 | [11 empty] | Aurora Distributed Solar LLC | 100 | Rahn Group | 100 | Non-regulated
Lawrence Creek Solar | 60528_G_PV1 | 60528 | G | PV1 |  | Solar PV |  | MIS_MNWI | Minnesota | 27 | Chisago | 25 | 27025 | 3.5 | 0 | 2016 | 9999 |  |  | N | Solar | [13 empty] | 0 | 0 | 0 | 0 | [11 empty] | Aurora Distributed Solar LLC | 100 | Rahn Group | 100 | Non-regulated
Montrose Solar | 60529_G_PV1 | 60529 | G | PV1 |  | Solar PV |  | MIS_MNWI | Minnesota | 27 | Wright | 171 | 27171 | 3.5 | 0 | 2016 | 9999 |  |  | N | Solar | [13 empty] | 0 | 0 | 0 | 0 | [11 empty] | Aurora Distributed Solar LLC | 100 | Rahn Group | 100 | Non-regulated
Paynesville Solar | 60530_G_PV1 | 60530 | G | PV1 |  | Solar PV |  | MIS_MNWI | Minnesota | 27 | Stearns | 145 | 27145 | 10 | 0 | 2016 | 9999 |  |  | N | Solar | [13 empty] | 0 | 0 | 0 | 0 | [11 empty] | Aurora Distributed Solar LLC | 100 | Rahn Group | 100 | Non-regulated
Pine Island Solar | 60531_G_PV1 | 60531 | G | PV1 |  | Solar PV |  | MIS_MNWI | Minnesota | 27 | Goodhue | 49 | 27049 | 4 | 0 | 2016 | 9999 |  |  | N | Solar | [13 empty] | 0 | 0 | 0 | 0 | [11 empty] | Aurora Distributed Solar LLC | 100 | Rahn Group | 100 | Non-regulated
Waseca Solar | 60532_G_PV1 | 60532 | G | PV1 |  | Solar PV |  | MIS_MNWI | Minnesota | 27 | Waseca | 161 | 27161 | 10 | 0 | 2016 | 9999 |  |  | N | Solar | [13 empty] | 0 | 0 | 0 | 0 | [11 empty] | Aurora Distributed Solar LLC | 100 | Rahn Group | 100 | Non-regulated
West Faribault Solar | 60533_G_PV1 | 60533 | G | PV1 |  | Solar PV |  | MIS_MNWI | Minnesota | 27 | Rice | 131 | 27131 | 5.5 | 0 | 2016 | 9999 |  |  | N | Solar | [13 empty] | 0 | 0 | 0 | 0 | [11 empty] | Aurora Distributed Solar LLC | 100 | Rahn Group | 100 | Non-regulated
West Waconia Solar | 60534_G_PV1 | 60534 | G | PV1 |  | Solar PV |  | MIS_MNWI | Minnesota | 27 | Carver | 19 | 27019 | 8.5 | 0 | 2016 | 9999 |  |  | N | Solar | [13 empty] | 0 | 0 | 0 | 0 | [11 empty] | Aurora Distributed Solar LLC | 100 | Rahn Group | 100 | Non-regulated
Saluda Solar, LLC | 60535_G_PV1 | 60535 | G | PV1 |  | Solar PV |  | S_VACA | South Carolina | 45 | Saluda | 81 | 45081 | 6.8 | 0 | 2016 | 9999 |  |  | N | Solar | [13 empty] | 0 | 0 | 0 | 0 | [11 empty] | Saluda Solar II LLC | 100 | Cypress Creek Holdings LLC | 100 | Non-regulated
UA Central Utility Plant | 60536_G_TRBN1 | 60536 | G | TRBN1 |  | Combustion Turbine |  | SPP_WEST | Arkansas | 5 | Washington | 143 | 05143 | 5.2 | 11373 | 2016 | 9999 |  |  | Y | Natural Gas | [13 empty] | 0.011 | 0.011 | 0.011 | 0.011 | [11 empty] | University of Arkansas | 100 | University of Arkansas | 100 | Non-regulated
Limerick Road Solar Farm | 60537_G_8027 | 60537 | G | 8027 |  | Solar PV |  | NENGREST | Vermont | 50 | Chittenden | 7 | 50007 | 2.2 | 0 | 2013 | 9999 |  |  | N | Solar | [13 empty] | 0 | 0 | 0 | 0 | [11 empty] | Limerick Rd Solar LLC | 100 | Meach Cove Real Estate | 100 | Non-regulated
Langdon Solar Farm, LLC | 60538_G_1 | 60538 | G | 1 |  | Solar PV |  | S_VACA | North Carolina | 37 | Johnston | 101 | 37101 | 5 | 0 | 2015 | 9999 |  |  | N | Solar | [13 empty] | 0 | 0 | 0 | 0 | [11 empty] | Langdon Solar Farm LLC | 100 | Sustainable Energy Solutions LLC | 100 | Non-regulated
Innovative Solar 42 | 60539_G_IS042 | 60539 | G | IS042 |  | Solar PV |  | S_VACA | North Carolina | 37 | Bladen | 17 | 37017 | 71 | 0 | 2017 | 9999 |  |  | N | Solar | [13 empty] | 0 | 0 | 0 | 0 | [11 empty] | Innovative Solar 42 LLC | 100 | Innovative Solar Systems LLC | 100 | Non-regulated
Innovative Solar 31 | 60540_G_IS031 | 60540 | G | IS031 |  | Solar PV |  | S_VACA | North Carolina | 37 | Bladen | 17 | 37017 | 35 | 0 | 2017 | 9999 |  |  | N | Solar | [13 empty] | 0 | 0 | 0 | 0 | [11 empty] | Innovative Solar 31 LLC | 100 | Innovative Solar Systems LLC | 100 | Non-regulated
Wind GEM | 60541_G_WT1 | 60541 | G | WT1 |  | Onshore Wind |  | MIS_MIDA | Iowa | 19 | Adair | 1 | 19001 | 1.9 | 0 | 2015 | 9999 |  |  | N | Wind | [13 empty] | 0 | 0 | 0 | 0 | [11 empty] | Wind Gem LLC | 100 | Wind Gem LLC | 100 | Non-regulated
158th Fighter Wing Solar Farm | 60542_G_900 | 60542 | G | 900 |  | Solar PV |  | NENGREST | Vermont | 50 | Chittenden | 7 | 50007 | 2 | 0 | 2011 | 9999 |  |  | N | Solar | [13 empty] | 0 | 0 | 0 | 0 | [11 empty] | 158TH Fighter Wing | 100 | Vermont Air National Guard | 100 | Non-regulated
Tri-County Solar Facility | 60544_G_PV1 | 60544 | G | PV1 |  | Solar PV |  | S_SOU | Georgia | 13 | Putnam | 237 | 13237 | 1 | 0 | 2016 | 9999 |  |  | N | Solar | [13 empty] | 0 | 0 | 0 | 0 | [11 empty] | Georgia Power Co | 100 | Southern Co | 100 | Regulated
Grant Plains Wind, LLC | 60545_G_WT | 60545 | G | WT |  | Onshore Wind |  | SPP_WEST | Oklahoma | 40 | Grant | 53 | 40053 | 147 | 0 | 2016 | 9999 |  |  | N | Wind | [13 empty] | 0 | 0 | 0 | 0 | [11 empty] | Grant Plains Wind LLC | 100 | Southern Co | 100 | Non-regulated
GMP Solar - Richmond | 60547_G_PV1 | 60547 | G | PV1 |  | Solar PV |  | NENGREST | Vermont | 50 | Chittenden | 7 | 50007 | 1.9 | 0 | 2016 | 9999 |  |  | N | Solar | [13 empty] | 0 | 0 | 0 | 0 | [11 empty] | GMP Solar Richmond LLC | 100 | Gaz Métropolitain & Co LP | 100 | Regulated
NorWest Energy 2, LLC | 60548_G_PV1 | 60548 | G | PV1 |  | Solar PV |  | WECC_PNW | Oregon | 41 | Deschutes | 17 | 41017 | 9.9 | 0 | 2016 | 9999 |  |  | N | Solar | [13 empty] | 0 | 0 | 0 | 0 | [11 empty] | NorWest Energy 2 LLC | 100 | Cypress Creek Holdings LLC | 100 | Non-regulated
ZV Solar 3, LLC | 60549_G_ZV3 | 60549 | G | ZV3 |  | Solar PV |  | S_VACA | North Carolina | 37 | Robeson | 155 | 37155 | 4.9 | 0 | 2016 | 9999 |  |  | N | Solar | [13 empty] | 0 | 0 | 0 | 0 | [11 empty] | ZV Solar 1 LLC | 100 | Cypress Creek Holdings LLC | 100 | Non-regulated
Big Level Wind | 60551_G_BLW01 | 60551 | G | BLW01 |  | Onshore Wind |  | PJM_AP | Pennsylvania | 42 | Potter | 105 | 42105 | 90 | 0 | 2019 | 9999 |  |  | N | Wind | [13 empty] | 0 | 0 | 0 | 0 | [11 empty] | Big Level Wind LLC | 100 | TransAlta Corp | 100 | Non-regulated
Hattiesburg Solar Farm | 60552_G_HATTI | 60552 | G | HATTI |  | Solar PV |  | S_SOU | Mississippi | 28 | Forrest | 35 | 28035 | 50 | 0 | 2017 | 9999 |  |  | N | Solar | [13 empty] | 0 | 0 | 0 | 0 | [11 empty] | Hattiesburg Farm LLC | 100 | Silicon Ranch Corp | 100 | Non-regulated
Southerland Farm Solar | 60553_G_1 | 60553 | G | 1 |  | Solar PV |  | S_VACA | North Carolina | 37 | Vance | 181 | 37181 | 5 | 0 | 2016 | 9999 |  |  | N | Solar | [13 empty] | 0 | 0 | 0 | 0 | [11 empty] | Southerland Farm LLC | 100 | Strata Solar LLC | 100 | Non-regulated
Hazlehurst II | 60554_G_STHLV | 60554 | G | STHLV |  | Solar PV |  | S_SOU | Georgia | 13 | Jeff Davis | 161 | 13161 | 52.5 | 0 | 2016 | 9999 |  |  | N | Solar | [13 empty] | 0 | 0 | 0 | 0 | [11 empty] | Silicon Ranch Corp | 100 | Silicon Ranch Corp | 100 | Non-regulated
Selmer I | 60555_G_SELMI | 60555 | G | SELMI |  | Solar PV |  | S_C_TVA | Tennessee | 47 | McNairy | 109 | 47109 | 16 | 0 | 2016 | 9999 |  |  | N | Solar | [13 empty] | 0 | 0 | 0 | 0 | [11 empty] | Selmer North I LLC | 100 | Silicon Ranch Corp | 100 | Non-regulated
Selmer II | 60556_G_SELM2 | 60556 | G | SELM2 |  | Solar PV |  | S_C_TVA | Tennessee | 47 | McNairy | 109 | 47109 | 8 | 0 | 2016 | 9999 |  |  | N | Solar | [13 empty] | 0 | 0 | 0 | 0 | [11 empty] | Selmer North I LLC | 100 | Silicon Ranch Corp | 100 | Non-regulated
Solar Blythe 2 | 60558_G_PV1 | 60558 | G | PV1 |  | Solar PV |  | WECC_SCE | California | 6 | Riverside | 65 | 06065 | 20 | 0 | 2017 | 9999 |  |  | N | Solar | [13 empty] | 0 | 0 | 0 | 0 | [11 empty] | Solar Blythe II LLC | 100 | Global Infrastructure Partners | 100 | Non-regulated
Marquette Energy Center | 60559_G_MEC1 | 60559 | G | MEC1 |  | Combustion Turbine | IC Engine | MIS_WUMS | Michigan | 26 | Marquette | 103 | 26103 | 16.7 | 10745 | 2017 | 9999 |  |  | N | Natural Gas, Distillate Fuel Oil | [13 empty] | 2.3552 | 2.3552 | 2.3552 | 2.3552 | [11 empty] | Marquette Board of Light & Power | 100 | Marquette Board of Light & Power | 100 | Regulated
Marquette Energy Center | 60559_G_MEC2 | 60559 | G | MEC2 |  | Combustion Turbine | IC Engine | MIS_WUMS | Michigan | 26 | Marquette | 103 | 26103 | 16.7 | 10745 | 2017 | 9999 |  |  | N | Natural Gas, Distillate Fuel Oil | [13 empty] | 2.3552 | 2.3552 | 2.3552 | 2.3552 | [11 empty] | Marquette Board of Light & Power | 100 | Marquette Board of Light & Power | 100 | Regulated
Marquette Energy Center | 60559_G_MEC3 | 60559 | G | MEC3 |  | Combustion Turbine | IC Engine | MIS_WUMS | Michigan | 26 | Marquette | 103 | 26103 | 16.7 | 10745 | 2017 | 9999 |  |  | N | Natural Gas, Distillate Fuel Oil | [13 empty] | 2.3552 | 2.3552 | 2.3552 | 2.3552 | [11 empty] | Marquette Board of Light & Power | 100 | Marquette Board of Light & Power | 100 | Regulated
Millington Solar Farm | 60560_G_MILL | 60560 | G | MILL |  | Solar PV |  | S_C_TVA | Tennessee | 47 | Shelby | 157 | 47157 | 53 | 0 | 2018 | 9999 |  |  | N | Solar | [13 empty] | 0 | 0 | 0 | 0 | [11 empty] | SR Millington LLC | 100 | Silicon Ranch Corp | 100 | Non-regulated
GMP Solar - Panton Hybrid | 60562_G_GMPBP | 60562 | G | GMPBP |  | Energy Storage |  | NENGREST | Vermont | 50 | Addison | 1 | 50001 | 1 | 0 | 2018 | 9999 |  |  | N | Energy Storage | [13 empty] | 0 | 0 | 0 | 0 | [11 empty] | GMP Solar Panton LLC | 100 | Gaz Métropolitain & Co LP | 100 | Regulated
GMP Solar - Panton Hybrid | 60562_G_GMPSP | 60562 | G | GMPSP |  | Solar PV |  | NENGREST | Vermont | 50 | Addison | 1 | 50001 | 4.9 | 0 | 2016 | 9999 |  |  | N | Solar | [13 empty] | 0 | 0 | 0 | 0 | [11 empty] | GMP Solar Panton LLC | 100 | Gaz Métropolitain & Co LP | 100 | Regulated
Westside Energy Station | 60564_G_WES1 | 60564 | G | WES1 |  | Combustion Turbine | IC Engine | MIS_MNWI | Minnesota | 27 | Olmsted | 109 | 27109 | 9.3 | 10745 | 2018 | 9999 |  |  | N | Natural Gas | [13 empty] | 1.061 | 1.061 | 1.061 | 1.061 | [11 empty] | Rochester Dept Public Utilities | 100 | Rochester Dept Public Utilities | 100 | Regulated
Westside Energy Station | 60564_G_WES2 | 60564 | G | WES2 |  | Combustion Turbine | IC Engine | MIS_MNWI | Minnesota | 27 | Olmsted | 109 | 27109 | 9.3 | 10745 | 2018 | 9999 |  |  | N | Natural Gas | [13 empty] | 1.061 | 1.061 | 1.061 | 1.061 | [11 empty] | Rochester Dept Public Utilities | 100 | Rochester Dept Public Utilities | 100 | Regulated
Westside Energy Station | 60564_G_WES3 | 60564 | G | WES3 |  | Combustion Turbine | IC Engine | MIS_MNWI | Minnesota | 27 | Olmsted | 109 | 27109 | 9.3 | 10745 | 2018 | 9999 |  |  | N | Natural Gas | [13 empty] | 1.061 | 1.061 | 1.061 | 1.061 | [11 empty] | Rochester Dept Public Utilities | 100 | Rochester Dept Public Utilities | 100 | Regulated
Westside Energy Station | 60564_G_WES4 | 60564 | G | WES4 |  | Combustion Turbine | IC Engine | MIS_MNWI | Minnesota | 27 | Olmsted | 109 | 27109 | 9.3 | 10745 | 2018 | 9999 |  |  | N | Natural Gas | [13 empty] | 1.061 | 1.061 | 1.061 | 1.061 | [11 empty] | Rochester Dept Public Utilities | 100 | Rochester Dept Public Utilities | 100 | Regulated
Westside Energy Station | 60564_G_WES5 | 60564 | G | WES5 |  | Combustion Turbine | IC Engine | MIS_MNWI | Minnesota | 27 | Olmsted | 109 | 27109 | 9.3 | 10745 | 2018 | 9999 |  |  | N | Natural Gas | [13 empty] | 1.061 | 1.061 | 1.061 | 1.061 | [11 empty] | Rochester Dept Public Utilities | 100 | Rochester Dept Public Utilities | 100 | Regulated
Borrego Springs Energy Storage | 60565_G_SES1 | 60565 | G | SES1 |  | Energy Storage |  | WEC_SDGE | California | 6 | San Diego | 73 | 06073 | 0.5 | 0 | 2012 | 9999 |  |  | N | Energy Storage | [13 empty] | 0 | 0 | 0 | 0 | [11 empty] | San Diego Gas & Electric Co | 100 | Sempra Energy | 100 | Regulated
Borrego Springs Energy Storage | 60565_G_SES2 | 60565 | G | SES2 |  | Energy Storage |  | WEC_SDGE | California | 6 | San Diego | 73 | 06073 | 1 | 0 | 2014 | 9999 |  |  | N | Energy Storage | [13 empty] | 0 | 0 | 0 | 0 | [11 empty] | San Diego Gas & Electric Co | 100 | Sempra Energy | 100 | Regulated
Pala Energy Storage Yard | 60566_G_SES2 | 60566 | G | SES2 |  | Energy Storage |  | WEC_SDGE | California | 6 | San Diego | 73 | 06073 | 1 | 0 | 2015 | 9999 |  |  | N | Energy Storage | [13 empty] | 0 | 0 | 0 | 0 | [11 empty] | San Diego Gas & Electric Co | 100 | Sempra Energy | 100 | Regulated
Ortega Highway Energy Storage | 60567_G_SES1 | 60567 | G | SES1 |  | Energy Storage |  | WECC_SCE | California | 6 | Orange | 59 | 06059 | 1 | 0 | 2015 | 9999 |  |  | N | Energy Storage | [13 empty] | 0 | 0 | 0 | 0 | [11 empty] | San Diego Gas & Electric Co | 100 | Sempra Energy | 100 | Regulated
Ortega Highway Energy Storage | 60567_G_SES2 | 60567 | G | SES2 |  | Energy Storage |  | WECC_SCE | California | 6 | Orange | 59 | 06059 | 1 | 0 | 2015 | 9999 |  |  | N | Energy Storage | [13 empty] | 0 | 0 | 0 | 0 | [11 empty] | San Diego Gas & Electric Co | 100 | Sempra Energy | 100 | Regulated
Canyon Crest Academy | 60568_G_SES | 60568 | G | SES |  | Energy Storage |  | WEC_SDGE | California | 6 | San Diego | 73 | 06073 | 1 | 0 | 2014 | 9999 |  |  | N | Energy Storage | [13 empty] | 0 | 0 | 0 | 0 | [11 empty] | San Diego Gas & Electric Co | 100 | Sempra Energy | 100 | Regulated
El Cajon Energy Storage | 60569_G_SES | 60569 | G | SES |  | Energy Storage |  | WEC_SDGE | California | 6 | San Diego | 73 | 06073 | 7.5 | 0 | 2017 | 9999 |  |  | N | Energy Storage | [13 empty] | 0 | 0 | 0 | 0 | [11 empty] | San Diego Gas & Electric Co | 100 | Sempra Energy | 100 | Regulated
Escondido Energy Storage | 60570_G_SES | 60570 | G | SES |  | Energy Storage |  | WEC_SDGE | California | 6 | San Diego | 73 | 06073 | 30 | 0 | 2017 | 9999 |  |  | N | Energy Storage | [13 empty] | 0 | 0 | 0 | 0 | [11 empty] | San Diego Gas & Electric Co | 100 | Sempra Energy | 100 | Regulated
North City - Landfill Gas Engine North | 60571_G_NCEP | 60571 | G | NCEP |  | Landfill Gas |  | WEC_SDGE | California | 6 | San Diego | 73 | 06073 | 1.4 | 14103 | 2013 | 9999 |  |  | N | Landfill Gas | [13 empty] | 0.22117 | 0.22117 | 0.22117 | 0.22117 | [11 empty] | San Diego (City of) | 100 | San Diego (City of) | 100 | Non-regulated
White Wing Solar | 60572_G_GEN01 | 60572 | G | GEN01 |  | Solar PV |  | WECC_AZ | Arizona | 4 | Yuma | 27 | 04027 | 175 | 0 | 2024 | 9999 |  |  | N | Solar | [13 empty] | 0 | 0 | 0 | 0 | [11 empty] | Leeward Asset Management, LLC | 100 | Leeward Asset Management, LLC | 100 | Non-regulated
HQC Rock River Solar Power Gen Station | 60573_G_PV1 | 60573 | G | PV1 |  | Solar PV |  | MIS_WUMS | Wisconsin | 55 | Rock | 105 | 55105 | 2.1 | 0 | 2016 | 9999 |  |  | N | Solar | [13 empty] | 0 | 0 | 0 | 0 | [11 empty] | HQC Rock River Solar Power Generation Station LLC | 100 | Hanwha Group | 100 | Non-regulated
Great Western Wind Energy, LLC | 60574_G_GEN1 | 60574 | G | GEN1 |  | Onshore Wind |  | SPP_WEST | Oklahoma | 40 | Ellis | 45 | 40045 | 225 | 0 | 2016 | 9999 |  |  | N | Wind | [13 empty] | 0 | 0 | 0 | 0 | [11 empty] | Great Western Wind Energy LLC | 100 | EDF Group | 100 | Non-regulated
Wadesboro Farm 2 | 60575_G_1 | 60575 | G | 1 |  | Solar PV |  | S_VACA | North Carolina | 37 | Anson | 7 | 37007 | 5 | 0 | 2016 | 9999 |  |  | N | Solar | [13 empty] | 0 | 0 | 0 | 0 | [11 empty] | Wadesboro Farm 2 LLC | 100 | Strata Solar LLC | 100 | Non-regulated
Wadesboro Farm 3 | 60576_G_1 | 60576 | G | 1 |  | Solar PV |  | S_VACA | North Carolina | 37 | Anson | 7 | 37007 | 5 | 0 | 2016 | 9999 |  |  | N | Solar | [13 empty] | 0 | 0 | 0 | 0 | [11 empty] | Wadesboro Farm 3 LLC | 100 | Strata Solar LLC | 100 | Non-regulated
Hector Farm | 60577_G_1 | 60577 | G | 1 |  | Solar PV |  | S_VACA | North Carolina | 37 | Montgomery | 123 | 37123 | 5 | 0 | 2017 | 9999 |  |  | N | Solar | [13 empty] | 0 | 0 | 0 | 0 | [11 empty] | Hector Farm LLC | 100 | Strata Solar LLC | 100 | Non-regulated
Kojak Farm | 60578_G_1 | 60578 | G | 1 |  | Solar PV |  | S_VACA | North Carolina | 37 | Nash | 127 | 37127 | 5 | 0 | 2016 | 9999 |  |  | N | Solar | [13 empty] | 0 | 0 | 0 | 0 | [11 empty] | Kojak Farm LLC | 100 | Strata Solar LLC | 100 | Non-regulated
Meriwether Farm | 60579_G_1 | 60579 | G | 1 |  | Solar PV |  | S_VACA | North Carolina | 37 | Granville | 77 | 37077 | 5 | 0 | 2016 | 9999 |  |  | N | Solar | [13 empty] | 0 | 0 | 0 | 0 | [11 empty] | Meriwether Farm LLC | 100 | Strata Solar LLC | 100 | Non-regulated
Cascade Creek | 6058_G_1 | 6058 | G | 1 | 90209 | Combustion Turbine |  | MIS_MNWI | Minnesota | 27 | Olmsted | 109 | 27109 | 27.9 | 10745 | 1975 | 9999 |  |  | N | Natural Gas, Distillate Fuel Oil |  |  |  | H2O | [9 empty] | 0.71728 | 0.71728 | 0.71728 | 0.71728 | [11 empty] | Rochester Dept Public Utilities | 100 | Rochester Dept Public Utilities | 100 | Regulated
Cascade Creek | 6058_G_2 | 6058 | G | 2 | 2727 | Combustion Turbine |  | MIS_MNWI | Minnesota | 27 | Olmsted | 109 | 27109 | 49.5 | 10745 | 2002 | 9999 |  |  | N | Natural Gas, Distillate Fuel Oil |  |  |  | H2O | [9 empty] | 0.11042 | 0.11042 | 0.11042 | 0.11042 | [11 empty] | Rochester Dept Public Utilities | 100 | Rochester Dept Public Utilities | 100 | Regulated
Soluga Farms III | 60580_G_1 | 60580 | G | 1 |  | Solar PV |  | S_VACA | North Carolina | 37 | Cumberland | 51 | 37051 | 5 | 0 | 2015 | 9999 |  |  | N | Solar | [13 empty] | 0 | 0 | 0 | 0 | [11 empty] | Soluga Farms III LLC | 100 | Strata Solar LLC | 100 | Non-regulated
Upton County Solar | 60581_G_UCTX | 60581 | G | UCTX |  | Solar PV |  | ERC_WEST | Texas | 48 | Upton | 461 | 48461 | 150 | 0 | 2017 | 9999 |  |  | N | Solar | [13 empty] | 0 | 0 | 0 | 0 | [11 empty] | CED Upton County Solar LLC | 100 | Consolidated Edison Inc | 100 | Non-regulated
CoTAL Solar Farm | 60582_G_PV1 | 60582 | G | PV1 |  | Solar PV |  | FRCC | Florida | 12 | Leon | 73 | 12073 | 20 | 0 | 2017 | 9999 |  |  | N | Solar | [13 empty] | 0 | 0 | 0 | 0 | [11 empty] | FL Solar 1 LLC | 100 | Origis Energy | 100 | Non-regulated
LaFayette Solar Farm | 60583_G_PV1 | 60583 | G | PV1 |  | Solar PV |  | S_SOU | Alabama | 1 | Chambers | 17 | 01017 | 79.2 | 0 | 2017 | 9999 |  |  | N | Solar | [13 empty] | 0 | 0 | 0 | 0 | [11 empty] | AL Solar A LLC | 100 | Boralex Inc | 100 | Non-regulated
Oceana Solar | 60584_G_01 | 60584 | G | 01 |  | Solar PV |  | PJM_Dom | Virginia | 51 | Virginia Beach City | 810 | 51810 | 7 | 0 | 2017 | 9999 |  |  | N | Solar | [13 empty] | 0 | 0 | 0 | 0 | [11 empty] | Virginia Electric & Power Co | 100 | Dominion Energy Inc | 100 | Regulated
Mount Vernon Solar | 60585_G_MV01 | 60585 | G | MV01 |  | Solar PV |  | S_SOU | Georgia | 13 | Walton | 297 | 13297 | 1 | 0 | 2015 | 9999 |  |  | N | Solar | [13 empty] | 0 | 0 | 0 | 0 | [11 empty] | Walton EMC (The) | 100 | Walton EMC (The) | 100 | Regulated
Pleasant Valley Solar | 60586_G_PV01 | 60586 | G | PV01 |  | Solar PV |  | S_SOU | Georgia | 13 | Walton | 297 | 13297 | 2.5 | 0 | 2016 | 9999 |  |  | N | Solar | [13 empty] | 0 | 0 | 0 | 0 | [11 empty] | Walton EMC (The) | 100 | Walton EMC (The) | 100 | Regulated
Kelly Creek Wind Project | 60587_G_WND1 | 60587 | G | WND1 |  | Onshore Wind |  | MIS_IL | Illinois | 17 | Ford | 53 | 17053 | 184 | 0 | 2016 | 9999 |  |  | N | Wind | [13 empty] | 0 | 0 | 0 | 0 | [11 empty] | Kelly Creek Wind LLC | 100 | EDF Group | 100 | Non-regulated
CPV Fairview Energy Center | 60589_G_GEN1 | 60589 | G | GEN1 | 91312 | Combined Cycle |  | PJM_PENE | Pennsylvania | 42 | Cambria | 21 | 42021 | 341.8 | 7050 | 2019 | 9999 |  |  | N | Natural Gas |  |  |  | DLNB | SCR | [8 empty] | 0.00562 | 0.00562 | 0.00562 | 0.00562 | [11 empty] | CPV Fairview LLC | 100 | Competitive Power Ventures Inc | 100 | Non-regulated
CPV Fairview Energy Center | 60589_G_GEN2 | 60589 | G | GEN2 | 91311 | Combined Cycle |  | PJM_PENE | Pennsylvania | 42 | Cambria | 21 | 42021 | 342.9 | 7050 | 2019 | 9999 |  |  | N | Natural Gas |  |  |  | DLNB | SCR | [8 empty] | 0.00562 | 0.00562 | 0.00562 | 0.00562 | [11 empty] | CPV Fairview LLC | 100 | Competitive Power Ventures Inc | 100 | Non-regulated
CPV Fairview Energy Center | 60589_G_GEN3 | 60589 | G | GEN3 | 91312 | Combined Cycle |  | PJM_PENE | Pennsylvania | 42 | Cambria | 21 | 42021 | 387.2 | 7050 | 2019 | 9999 |  |  | N | Natural Gas |  |  |  |  | SCR | [8 empty] | 0.00562 | 0.00562 | 0.00562 | 0.00562 | [11 empty] | CPV Fairview LLC | 100 | Competitive Power Ventures Inc | 100 | Non-regulated
Golden Fields Solar I, LLC | 60590_G_RS1 | 60590 | G | RS1 |  | Solar PV |  | WECC_SCE | California | 6 | Kern | 29 | 06029 | 54 | 0 | 2016 | 9999 |  |  | N | Solar | [13 empty] | 0 | 0 | 0 | 0 | [11 empty] | Golden Fields Solar I LLC | 100 | TOTAL SA | 100 | Non-regulated
Solar Star California, XLI, LLC | 60591_G_RS1 | 60591 | G | RS1 |  | Solar PV |  | WECC_SCE | California | 6 | Kern | 29 | 06029 | 54 | 0 | 2016 | 9999 |  |  | N | Solar | [13 empty] | 0 | 0 | 0 | 0 | [11 empty] | Solar Star California XLI LLC | 100 | TOTAL SA | 100 | Non-regulated
Rush Springs Wind | 60592_G_WT1 | 60592 | G | WT1 |  | Onshore Wind |  | SPP_WEST | Oklahoma | 40 | Stephens | 137 | 40137 | 249.9 | 0 | 2016 | 9999 |  |  | N | Wind | [13 empty] | 0 | 0 | 0 | 0 | [11 empty] | Rush Springs Wind Energy LLC | 100 | NextEra Energy Inc | 100 | Non-regulated
UI RCP Woodbridge FC | 60593_G_WBFC | 60593 | G | WBFC |  | Fuel Cell |  | NENG_CT | Connecticut | 9 | New Haven | 9 | 09009 | 2.2 | 7709 | 2016 | 9999 |  |  | N | Natural Gas | [13 empty] | 0 | 0 | 0 | 0 | [11 empty] | United Illuminating Co | 100 | Iberdrola SA | 100 | Regulated
Voyager Wind I | 60594_G_VYGR1 | 60594 | G | VYGR1 |  | Onshore Wind |  | WECC_SCE | California | 6 | Kern | 29 | 06029 | 131.1 | 0 | 2019 | 9999 |  |  | N | Wind | [13 empty] | 0 | 0 | 0 | 0 | [11 empty] | Terra Gen Power LLC | 100 | Energy Capital Partners | 100 | Non-regulated
Baron Winds Farm | 60596_G_1 | 60596 | G | 1 |  | Onshore Wind |  | NY_Z_C&E | New York | 36 | Steuben | 101 | 36101 | 130 | 0 | 2023 | 9999 |  |  | N | Wind | [13 empty] | 0 | 0 | 0 | 0 | [11 empty] | RWE Renewables Americas, LLC | 100 | RWE Renewables Americas, LLC | 100 | Non-regulated
Wayne Solar III LLC | 60597_G_WYN3 | 60597 | G | WYN3 |  | Solar PV |  | S_VACA | North Carolina | 37 | Wayne | 191 | 37191 | 5 | 0 | 2014 | 9999 |  |  | N | Solar | [13 empty] | 0 | 0 | 0 | 0 | [11 empty] | Wayne Solar III LLC | 100 | NARENCO | 100 | Non-regulated
Wayne Solar II LLC | 60598_G_WYN2 | 60598 | G | WYN2 |  | Solar PV |  | S_VACA | North Carolina | 37 | Wayne | 191 | 37191 | 5 | 0 | 2014 | 9999 |  |  | N | Solar | [13 empty] | 0 | 0 | 0 | 0 | [11 empty] | Wayne Solar II LLC | 100 | NARENCO | 100 | Non-regulated
Duplin Solar I LLC (160 Houston Lane) | 60599_G_DPLN | 60599 | G | DPLN |  | Solar PV |  | S_VACA | North Carolina | 37 | Duplin | 61 | 37061 | 5 | 0 | 2014 | 9999 |  |  | N | Solar | [13 empty] | 0 | 0 | 0 | 0 | [11 empty] | Duplin Solar I LLC | 100 | SG Landlord 3 LLC | 100 | Non-regulated
Coachella | 6060_G_1 | 6060 | G | 1 |  | Combustion Turbine |  | WECC_IID | California | 6 | Riverside | 65 | 06065 | 18.6 | 20519 | 1973 | 9999 |  |  | N | Natural Gas, Distillate Fuel Oil | [12 empty] | 0.74 | 0.33954 | 0.33954 | 0.33954 | 0.33954 | [11 empty] | Imperial Irrigation District | 100 | Imperial Irrigation District | 100 | Regulated
Coachella | 6060_G_2 | 6060 | G | 2 |  | Combustion Turbine |  | WECC_IID | California | 6 | Riverside | 65 | 06065 | 19 | 20520 | 1973 | 9999 |  |  | N | Natural Gas, Distillate Fuel Oil | [12 empty] | 0.74 | 0.33954 | 0.33954 | 0.33954 | 0.33954 | [11 empty] | Imperial Irrigation District | 100 | Imperial Irrigation District | 100 | Regulated
Coachella | 6060_G_3 | 6060 | G | 3 |  | Combustion Turbine |  | WECC_IID | California | 6 | Riverside | 65 | 06065 | 18.3 | 20520 | 1974 | 9999 |  |  | N | Natural Gas, Distillate Fuel Oil | [12 empty] | 0.74 | 0.05668 | 0.05668 | 0.05668 | 0.05668 | [11 empty] | Imperial Irrigation District | 100 | Imperial Irrigation District | 100 | Regulated
Coachella | 6060_G_4 | 6060 | G | 4 |  | Combustion Turbine |  | WECC_IID | California | 6 | Riverside | 65 | 06065 | 18 | 20519 | 1976 | 9999 |  |  | N | Natural Gas, Distillate Fuel Oil | [12 empty] | 0.74 | 0.33954 | 0.33954 | 0.33954 | 0.33954 | [11 empty] | Imperial Irrigation District | 100 | Imperial Irrigation District | 100 | Regulated
Old Pageland Monroe Road Solar Farm | 60600_G_PV1 | 60600 | G | PV1 |  | Solar PV |  | S_VACA | North Carolina | 37 | Union | 179 | 37179 | 5.3 | 0 | 2015 | 9999 |  |  | N | Solar | [13 empty] | 0 | 0 | 0 | 0 | [11 empty] | Old Pageland Monroe Road Solar Farm LLC | 100 | Tal McBride | 100 | Non-regulated
Bay Branch Solar | 60601_G_BBSOL | 60601 | G | BBSOL |  | Solar PV |  | S_VACA | North Carolina | 37 | Beaufort | 13 | 37013 | 5 | 0 | 2018 | 9999 |  |  | N | Solar | [13 empty] | 0 | 0 | 0 | 0 | [11 empty] | Hexagon Energy LLC | 100 | Hexagon Energy LLC | 100 | Non-regulated
Wayne Solar I LLC | 60602_G_WYN1 | 60602 | G | WYN1 |  | Solar PV |  | S_VACA | North Carolina | 37 | Wayne | 191 | 37191 | 5 | 0 | 2014 | 9999 |  |  | N | Solar | [13 empty] | 0 | 0 | 0 | 0 | [11 empty] | Wayne Solar I LLC | 100 | NARENCO | 100 | Non-regulated
Jacobson 5 MW Solar | 60603_G_PV1 | 60603 | G | PV1 |  | Solar PV |  | WECC_AZ | Arizona | 4 | Mohave | 15 | 04015 | 4.4 | 0 | 2017 | 9999 |  |  | N | Solar | [13 empty] | 0 | 0 | 0 | 0 | [11 empty] | UNS Electric Inc | 100 | Uns Energy Corp | 100 | Regulated
Wye Mills VNEM CSG | 60604_G_PV1 | 60604 | G | PV1 |  | Solar PV |  | PJM_EMAC | Maryland | 24 | Queen Annes | 35 | 24035 | 10 | 0 | 2016 | 9999 |  |  | N | Solar | [13 empty] | 0 | 0 | 0 | 0 | [11 empty] | OneEnergy Wye Mills Solar LLC | 100 | OneEnergy Inc | 100 | Non-regulated
CMEEC - Rogers Rd Solar | 60605_G_PV1 | 60605 | G | PV1 |  | Solar PV |  | NENG_CT | Connecticut | 9 | New London | 11 | 09011 | 1.3 | 0 | 2017 | 9999 |  |  | N | Solar | [13 empty] | 0 | 0 | 0 | 0 | [11 empty] | SolarCity Corp | 100 | Tesla Inc | 100 | Non-regulated
CMEEC - Polaris Park Solar Hybrid | 60607_G_BA1 | 60607 | G | BA1 |  | Energy Storage |  | NENG_CT | Connecticut | 9 | New London | 11 | 09011 | 0.8 | 0 | 2017 | 9999 |  |  | N | Energy Storage | [13 empty] | 0 | 0 | 0 | 0 | [11 empty] | SolarCity Corp | 100 | Tesla Inc | 100 | Non-regulated
CMEEC - Polaris Park Solar Hybrid | 60607_G_PV1 | 60607 | G | PV1 |  | Solar PV |  | NENG_CT | Connecticut | 9 | New London | 11 | 09011 | 3.5 | 0 | 2017 | 9999 |  |  | N | Solar | [13 empty] | 0 | 0 | 0 | 0 | [11 empty] | Dom Solar Lessor I LP | 100 | SolarCity Corp | 100 | Non-regulated
CMEEC - Navy NE Trident | 60608_G_PV1 | 60608 | G | PV1 |  | Solar PV |  | NENG_CT | Connecticut | 9 | New London | 11 | 09011 | 1 | 0 | 2017 | 9999 |  |  | N | Solar | [13 empty] | 0 | 0 | 0 | 0 | [11 empty] | SolarCity Corp | 100 | Tesla Inc | 100 | Non-regulated
CMEEC - Norwich Stott St Solar Hybrid | 60609_G_BA1 | 60609 | G | BA1 |  | Energy Storage |  | NENG_CT | Connecticut | 9 | New London | 11 | 09011 | 0.8 | 0 | 2016 | 9999 |  |  | N | Energy Storage | [13 empty] | 0 | 0 | 0 | 0 | [11 empty] | SolarCity Corp | 100 | Tesla Inc | 100 | Non-regulated
CMEEC - Norwich Stott St Solar Hybrid | 60609_G_PV1 | 60609 | G | PV1 |  | Solar PV |  | NENG_CT | Connecticut | 9 | New London | 11 | 09011 | 3.5 | 0 | 2016 | 9999 |  |  | N | Solar | [13 empty] | 0 | 0 | 0 | 0 | [11 empty] | SolarCity Corp | 100 | Tesla Inc | 100 | Non-regulated
R D Morrow | 6061_G_MOR1 | 6061 | G | MOR1 |  | Combined Cycle |  | MIS_MS | Mississippi | 28 | Lamar | 73 | 28073 | 544 | 6370 | 2023 | 9999 |  |  | N | Natural Gas |  |  |  | DLNB | SCR | 2023 | [7 empty] | 0.011 | 0.011 | 0.011 | 0.011 | [11 empty] | Cooperative Energy | 100 | Cooperative Energy | 100 | Regulated
St. Mary Clean Energy Center | 60610_G_1 | 60610 | G | 1 |  | Non-Fossil Waste |  | MIS_LA | Louisiana | 22 | St Mary | 101 | 22101 | 41.3 | 7050 | 2019 | 9999 |  |  | N | Non-Fossil Waste | [13 empty] | 0 | 0 | 0 | 0 | [11 empty] | CLECO Power LLC | 100 | Cleco Corp | 100 | Regulated
Summit Farms Solar | 60611_G_PV1 | 60611 | G | PV1 |  | Solar PV |  | PJM_Dom | North Carolina | 37 | Currituck | 53 | 37053 | 62.4 | 0 | 2017 | 9999 |  |  | N | Solar | [13 empty] | 0 | 0 | 0 | 0 | [11 empty] | Summit Farms Solar LLC | 100 | SunEnergy 1 LLC | 100 | Non-regulated
Morin Solar 2013 LLC | 60612_G_MORIN | 60612 | G | MORIN |  | Solar PV |  | NENGREST | Massachusetts | 25 | Worcester | 27 | 25027 | 4 | 0 | 2013 | 9999 |  |  | N | Solar | [13 empty] | 0 | 0 | 0 | 0 | [11 empty] | GJM Solar LLC | 25 | Solventerra LLC | 100 | Non-regulated
Brookfield Solar 2013 LLC | 60613_G_NBKFD | 60613 | G | NBKFD |  | Solar PV |  | NENGREST | Massachusetts | 25 | Worcester | 27 | 25027 | 2 | 0 | 2013 | 9999 |  |  | N | Solar | [13 empty] | 0 | 0 | 0 | 0 | [11 empty] | CVI Cleancapital Solar 6 | 50 | CleanCapital | 50 | Non-regulated
WYM 1250 Palmer LLC | 60614_G_PALMR | 60614 | G | PALMR |  | Solar PV |  | NENGREST | Massachusetts | 25 | Hampden | 13 | 25013 | 1 | 0 | 2013 | 9999 |  |  | N | Solar | [13 empty] | 0 | 0 | 0 | 0 | [11 empty] | Wym 1250 Palmer LLC | 100 | Soltage LLC | 100 | Non-regulated
Southern Sky Renew Energy Berkley LLC | 60615_G_BRKLY | 60615 | G | BRKLY |  | Solar PV |  | NENGREST | Massachusetts | 25 | Bristol | 5 | 25005 | 3 | 0 | 2014 | 9999 |  |  | N | Solar | [13 empty] | 0 | 0 | 0 | 0 | [11 empty] | Soltage LLC | 100 | Soltage LLC | 100 | Non-regulated
BC Solar | 60616_G_BCSLR | 60616 | G | BCSLR |  | Solar PV |  | WECC_PNW | Oregon | 41 | Lake | 37 | 41037 | 8 | 0 | 2016 | 9999 |  |  | N | Solar | [13 empty] | 0 | 0 | 0 | 0 | [11 empty] | Black Cap Solar LLC | 100 | Obsidian Finance Group LLC | 100 | Non-regulated
Rush Creek Wind | 60619_G_GEN1 | 60619 | G | GEN1 |  | Onshore Wind |  | WECC_CO | Colorado | 8 | Elbert | 39 | 08039 | 582.3 | 0 | 2018 | 9999 |  |  | N | Wind | [13 empty] | 0 | 0 | 0 | 0 | [11 empty] | Public Service Co of Colorado | 100 | Xcel Energy Inc | 100 | Regulated
Ninnescah Wind Energy, LLC | 60620_G_NSW | 60620 | G | NSW |  | Onshore Wind |  | SPP_N | Kansas | 20 | Pratt | 151 | 20151 | 208.3 | 0 | 2016 | 9999 |  |  | N | Wind | [13 empty] | 0 | 0 | 0 | 0 | [11 empty] | Ninnescah Wind Energy LLC | 100 | NextEra Energy Inc | 100 | Non-regulated
Worcester Landfill | 60621_G_WL | 60621 | G | WL |  | Solar PV |  | NENGREST | Massachusetts | 25 | Worcester | 27 | 25027 | 6.5 | 0 | 2017 | 9999 |  |  | N | Solar | [13 empty] | 0 | 0 | 0 | 0 | [11 empty] | Worcester DPW (City of) | 100 | Worcester DPW (City of) | 100 | Non-regulated
DG AMP Solar Bowling Green | 60622_G_AMPBG | 60622 | G | AMPBG |  | Solar PV |  | PJM_ATSI | Ohio | 39 | Wood | 173 | 39173 | 20 | 0 | 2017 | 9999 |  |  | N | Solar | [13 empty] | 0 | 0 | 0 | 0 | [11 empty] | DG AMP Solar LLC | 100 | NextEra Energy Inc | 100 | Non-regulated
Brantley Solar | 60623_G_PV1 | 60623 | G | PV1 |  | Solar PV |  | S_VACA | North Carolina | 37 | Nash | 127 | 37127 | 50.2 | 0 | 2018 | 9999 |  |  | N | Solar | [13 empty] | 0 | 0 | 0 | 0 | [11 empty] | Brantley Farm Solar LLC | 100 | Cypress Creek Holdings LLC | 100 | Non-regulated
Fox Creek Solar | 60624_G_PV1 | 60624 | G | PV1 |  | Solar PV |  | S_VACA | North Carolina | 37 | Franklin | 69 | 37069 | 50.2 | 0 | 2018 | 9999 |  |  | N | Solar | [13 empty] | 0 | 0 | 0 | 0 | [11 empty] | Fox Creek Farm Solar LLC | 100 | Carolina Solar Energy | 100 | Non-regulated
Renew Canal 1 CSG LLC | 60625_G_CANAL | 60625 | G | CANAL |  | Solar PV |  | NENGREST | Massachusetts | 25 | Barnstable | 1 | 25001 | 1.2 | 0 | 2017 | 9999 |  |  | N | Solar | [13 empty] | 0 | 0 | 0 | 0 | [11 empty] | NRG Renew Canal 1 LLC | 100 | NRG Energy Inc | 100 | Non-regulated
BRE NC Solar 3 | 60627_G_BEAM3 | 60627 | G | BEAM3 |  | Solar PV |  | S_VACA | North Carolina | 37 | Granville | 77 | 37077 | 5 | 0 | 2021 | 9999 |  |  | N | Solar | [13 empty] | 0 | 0 | 0 | 0 | [11 empty] | Pine Gate Renewables | 100 | Pine Gate Renewables | 100 | Non-regulated
Perkins Solar, LLC | 60629_G_PV1 | 60629 | G | PV1 |  | Solar PV |  | S_VACA | North Carolina | 37 | Person | 145 | 37145 | 2 | 0 | 2016 | 9999 |  |  | N | Solar | [13 empty] | 0 | 0 | 0 | 0 | [11 empty] | Perkins Solar LLC | 100 | Cypress Creek Holdings LLC | 100 | Non-regulated
Electrifarm | 6063_G_1 | 6063 | G | 1 | 90086 | Combustion Turbine |  | MIS_MIDA | Iowa | 19 | Black Hawk | 13 | 19013 | 54.5 | 19079 | 1975 | 9999 |  |  | N | Natural Gas, Distillate Fuel Oil | [12 empty] | 0.7 | 0.38604 | 0.38604 | 0.38604 | 0.38604 | [11 empty] | MidAmerican Energy Co | 100 | Berkshire Hathaway Inc | 100 | Regulated
Electrifarm | 6063_G_2 | 6063 | G | 2 | 90087 | Combustion Turbine |  | MIS_MIDA | Iowa | 19 | Black Hawk | 13 | 19013 | 63.1 | 19091 | 1978 | 9999 |  |  | N | Natural Gas, Distillate Fuel Oil |  |  |  | H2O | [8 empty] | 0.7 | 0.25499 | 0.25499 | 0.25499 | 0.25499 | [11 empty] | MidAmerican Energy Co | 100 | Berkshire Hathaway Inc | 100 | Regulated
Electrifarm | 6063_G_3 | 6063 | G | 3 | 90088 | Combustion Turbine |  | MIS_MIDA | Iowa | 19 | Black Hawk | 13 | 19013 | 60.7 | 19087 | 1978 | 9999 |  |  | N | Natural Gas, Distillate Fuel Oil |  |  |  | H2O | [8 empty] | 0.7 | 0.26991 | 0.26991 | 0.26991 | 0.26991 | [11 empty] | MidAmerican Energy Co | 100 | Berkshire Hathaway Inc | 100 | Regulated
Empire Solar | 60631_G_PV1 | 60631 | G | PV1 |  | Solar PV |  | MIS_MNWI | Minnesota | 27 | Dakota | 37 | 27037 | 5 | 0 | 2016 | 9999 |  |  | N | Solar | [13 empty] | 0 | 0 | 0 | 0 | [11 empty] | Empire LLC | 100 | Empire LLC | 100 | Non-regulated
Blue Lake Solar | 60632_G_PV1 | 60632 | G | PV1 |  | Solar PV |  | MIS_MNWI | Minnesota | 27 | Scott | 139 | 27139 | 3 | 0 | 2016 | 9999 |  |  | N | Solar | [13 empty] | 0 | 0 | 0 | 0 | [11 empty] | Blue Lake LLC | 100 | Blue Lake LLC | 100 | Non-regulated
Gainey Solar, LLC | 60633_G_PV1 | 60633 | G | PV1 |  | Solar PV |  | S_VACA | North Carolina | 37 | Bladen | 17 | 37017 | 2 | 0 | 2016 | 9999 |  |  | N | Solar | [13 empty] | 0 | 0 | 0 | 0 | [11 empty] | Gainey Solar LLC | 100 | Solbridge Energy LLC | 100 | Non-regulated
Auten Road Farm, LLC | 60634_G_PV1 | 60634 | G | PV1 |  | Solar PV |  | S_VACA | North Carolina | 37 | Gaston | 71 | 37071 | 5 | 0 | 2017 | 9999 |  |  | N | Solar | [13 empty] | 0 | 0 | 0 | 0 | [11 empty] | Auten Road Farm LLC | 100 | Strata Solar LLC | 100 | Non-regulated
Creech Solar 2, LLC | 60635_G_PV1 | 60635 | G | PV1 |  | Solar PV |  | S_VACA | North Carolina | 37 | Wake | 183 | 37183 | 5 | 0 | 2016 | 9999 |  |  | N | Solar | [13 empty] | 0 | 0 | 0 | 0 | [11 empty] | Creech Solar 2 LLC | 100 | Cypress Creek Holdings LLC | 100 | Non-regulated
Bunn Level Farm, LLC | 60636_G_1 | 60636 | G | 1 |  | Solar PV |  | S_VACA | North Carolina | 37 | Harnett | 85 | 37085 | 5 | 0 | 2016 | 9999 |  |  | N | Solar | [13 empty] | 0 | 0 | 0 | 0 | [11 empty] | Bunn Level Farm LLC | 100 | Strata Solar LLC | 100 | Non-regulated
Cork Oak Solar | 60637_G_NC160 | 60637 | G | NC160 |  | Solar PV |  | PJM_Dom | North Carolina | 37 | Halifax | 83 | 37083 | 20 | 0 | 2017 | 9999 |  |  | N | Solar | [13 empty] | 0 | 0 | 0 | 0 | [11 empty] | Cork Oak Solar LLC | 100 | Geenex LLC | 100 | Non-regulated
Sunflower Solar | 60638_G_NC160 | 60638 | G | NC160 |  | Solar PV |  | PJM_Dom | North Carolina | 37 | Halifax | 83 | 37083 | 16 | 0 | 2017 | 9999 |  |  | N | Solar | [13 empty] | 0 | 0 | 0 | 0 | [11 empty] | Geenex Solar LLC | 100 | Geenex LLC | 100 | Non-regulated
Kingman Wind | 60639_G_KMW1 | 60639 | G | KMW1 |  | Onshore Wind |  | SPP_N | Kansas | 20 | Pratt | 151 | 20151 | 100 | 0 | 2016 | 9999 |  |  | N | Wind | [13 empty] | 0 | 0 | 0 | 0 | [11 empty] | Kingman Wind Energy I LLC | 100 | NextEra Energy Inc | 100 | Non-regulated
Kingman Wind | 60639_G_KMW2 | 60639 | G | KMW2 |  | Onshore Wind |  | SPP_N | Kansas | 20 | Pratt | 151 | 20151 | 100 | 0 | 2016 | 9999 |  |  | N | Wind | [13 empty] | 0 | 0 | 0 | 0 | [11 empty] | Kingman Wind Energy II LLC | 100 | NextEra Energy Inc | 100 | Non-regulated
Nearman Creek | 6064_G_CT4 | 6064 | G | CT4 | 89528 | Combustion Turbine |  | SPP_N | Kansas | 20 | Wyandotte | 209 | 20209 | 76 | 15466 | 2006 | 9999 |  |  | N | Natural Gas, Distillate Fuel Oil |  |  |  | DLNB + H2O | [8 empty] | 3 | 0.08612 | 0.08612 | 0.08612 | 0.08612 | [11 empty] | Kansas City Board Public Utilities | 100 | Kansas City Board Public Utilities | 100 | Regulated
Solar Mule, LLC | 60640_G_COLBY | 60640 | G | COLBY |  | Solar PV |  | NENG_ME | Maine | 23 | Kennebec | 11 | 23011 | 1.5 | 0 | 2017 | 9999 |  |  | N | Solar | [13 empty] | 0 | 0 | 0 | 0 | [11 empty] | NRG Solar Mule LLC | 100 | NRG Energy Inc | 100 | Non-regulated
Henrietta D Energy Storage LLC | 60641_G_HDES1 | 60641 | G | HDES1 |  | Energy Storage |  | WEC_CALN | California | 6 | Kings | 31 | 06031 | 10 | 0 | 2021 | 9999 |  |  | N | Energy Storage | [13 empty] | 0 | 0 | 0 | 0 | [11 empty] | Henrietta D Energy Storage, LLC | 100 | Henrietta D Energy Storage, LLC | 100 | Non-regulated
M&G Resins USA | 60642_G_1 | 60642 | G | 1 |  | Non-Fossil Waste |  | ERC_REST | Texas | 48 | Nueces | 355 | 48355 | 11.7 | 11084 | 2024 | 9999 |  |  | N | Non-Fossil Waste | [11 empty] | 0 |  | 0 | 0 | 0 | 0 | [11 empty] | CC Polymers LLC | 100 | CC Polymers LLC | 100 | Non-regulated
M&G Resins USA | 60642_G_2 | 60642 | G | 2 |  | Non-Fossil Waste |  | ERC_REST | Texas | 48 | Nueces | 355 | 48355 | 11.7 | 11084 | 2024 | 9999 |  |  | N | Non-Fossil Waste | [11 empty] | 0 |  | 0 | 0 | 0 | 0 | [11 empty] | CC Polymers LLC | 100 | CC Polymers LLC | 100 | Non-regulated
West Brookfield Solar, LLC | 60644_G_WBRK | 60644 | G | WBRK |  | Solar PV |  | NENGREST | Massachusetts | 25 | Worcester | 27 | 25027 | 1.4 | 0 | 2016 | 9999 |  |  | N | Solar | [13 empty] | 0 | 0 | 0 | 0 | [11 empty] | Cleangen Partners LLC | 100 | Cleangen Partners LLC | 100 | Non-regulated
Javelina Wind Energy II, LLC | 60645_G_WJ21 | 60645 | G | WJ21 |  | Onshore Wind |  | ERC_REST | Texas | 48 | Webb | 479 | 48479 | 200 | 0 | 2016 | 9999 |  |  | N | Wind | [13 empty] | 0 | 0 | 0 | 0 | [11 empty] | Javelina Wind Energy II LLC | 100 | NextEra Energy Inc | 100 | Non-regulated
Shakopee Energy Park | 60647_G_SQA01 | 60647 | G | SQA01 |  | Combustion Turbine | IC Engine | MIS_MNWI | Minnesota | 27 | Scott | 139 | 27139 | 9.3 | 8700 | 2017 | 9999 |  |  | Y | Natural Gas | [13 empty] | 1.061 | 1.061 | 1.061 | 1.061 | [11 empty] | Minnesota Municipal Power Agency | 100 | Minnesota Municipal Power Agency | 100 | Regulated
Shakopee Energy Park | 60647_G_SQA02 | 60647 | G | SQA02 |  | Combustion Turbine | IC Engine | MIS_MNWI | Minnesota | 27 | Scott | 139 | 27139 | 9.3 | 8700 | 2017 | 9999 |  |  | Y | Natural Gas | [13 empty] | 1.061 | 1.061 | 1.061 | 1.061 | [11 empty] | Minnesota Municipal Power Agency | 100 | Minnesota Municipal Power Agency | 100 | Regulated
Shakopee Energy Park | 60647_G_SQA03 | 60647 | G | SQA03 |  | Combustion Turbine | IC Engine | MIS_MNWI | Minnesota | 27 | Scott | 139 | 27139 | 9.3 | 8700 | 2017 | 9999 |  |  | Y | Natural Gas | [13 empty] | 1.061 | 1.061 | 1.061 | 1.061 | [11 empty] | Minnesota Municipal Power Agency | 100 | Minnesota Municipal Power Agency | 100 | Regulated
Shakopee Energy Park | 60647_G_SQA04 | 60647 | G | SQA04 |  | Combustion Turbine | IC Engine | MIS_MNWI | Minnesota | 27 | Scott | 139 | 27139 | 9.3 | 8700 | 2017 | 9999 |  |  | Y | Natural Gas | [13 empty] | 1.061 | 1.061 | 1.061 | 1.061 | [11 empty] | Minnesota Municipal Power Agency | 100 | Minnesota Municipal Power Agency | 100 | Regulated
Shakopee Energy Park | 60647_G_SQA05 | 60647 | G | SQA05 |  | Combustion Turbine | IC Engine | MIS_MNWI | Minnesota | 27 | Scott | 139 | 27139 | 9.3 | 8700 | 2017 | 9999 |  |  | Y | Natural Gas | [13 empty] | 1.061 | 1.061 | 1.061 | 1.061 | [11 empty] | Minnesota Municipal Power Agency | 100 | Minnesota Municipal Power Agency | 100 | Regulated
Rabbit Hill Energy Storage Project | 60649_G_1 | 60649 | G | 1 |  | Energy Storage |  | ERC_REST | Texas | 48 | Williamson | 491 | 48491 | 9.9 | 0 | 2020 | 9999 |  |  | N | Energy Storage | [13 empty] | 0 | 0 | 0 | 0 | [11 empty] | ESS Rabbit Hill Project LLC | 100 | Alevo Group SA | 100 | Non-regulated
North Nash Farm, LLC | 60651_G_1 | 60651 | G | 1 |  | Solar PV |  | S_VACA | North Carolina | 37 | Nash | 127 | 37127 | 5 | 0 | 2015 | 9999 |  |  | N | Solar | [13 empty] | 0 | 0 | 0 | 0 | [11 empty] | North Nash Farm LLC | 100 | North Nash Farm LLC | 100 | Non-regulated
Dickinson Solar Array | 60652_G_PV1 | 60652 | G | PV1 |  | Solar PV |  | MIS_MNWI | Minnesota | 27 | Wright | 171 | 27171 | 2.3 | 0 | 2016 | 9999 |  |  | N | Solar | [13 empty] | 0 | 0 | 0 | 0 | [11 empty] | Great River Energy | 100 | Great River Energy | 100 | Regulated
Belchertown | 60653_G_PV1 | 60653 | G | PV1 |  | Solar PV |  | NENGREST | Massachusetts | 25 | Hampshire | 15 | 25015 | 1 | 0 | 2015 | 9999 |  |  | N | Solar | [13 empty] | 0 | 0 | 0 | 0 | [11 empty] | Altus Power America Management LLC | 100 | Altus Power America Management LLC | 100 | Non-regulated
Townsite Solar Project Hybrid | 60654_G_GEN01 | 60654 | G | GEN01 |  | Solar PV |  | WECC_SNV | Nevada | 32 | Clark | 3 | 32003 | 160 | 0 | 2021 | 9999 |  |  | N | Solar | [13 empty] | 0 | 0 | 0 | 0 | [11 empty] | Townsite Solar, LLC | 100 | Townsite Solar, LLC | 100 | Non-regulated
Townsite Solar Project Hybrid | 60654_G_GEN02 | 60654 | G | GEN02 |  | Energy Storage |  | WECC_SNV | Nevada | 32 | Clark | 3 | 32003 | 90 | 0 | 2021 | 9999 |  |  | N | Energy Storage | [13 empty] | 0 | 0 | 0 | 0 | [11 empty] | Townsite Solar, LLC | 100 | Townsite Solar, LLC | 100 | Non-regulated
Rock Creek Wind Project | 60655_G_WT1 | 60655 | G | WT1 |  | Onshore Wind |  | S_D_AECI | Missouri | 29 | Atchison | 5 | 29005 | 300 | 0 | 2017 | 9999 |  |  | N | Wind | [13 empty] | 0 | 0 | 0 | 0 | [11 empty] | Rock Creek Wind Project LLC | 100 | Enel SpA | 100 | Non-regulated
McHenry Battery Storage | 60656_G_MCH1 | 60656 | G | MCH1 |  | Energy Storage |  | PJM_COMD | Illinois | 17 | McHenry | 111 | 17111 | 19.8 | 0 | 2016 | 9999 |  |  | N | Energy Storage | [13 empty] | 0 | 0 | 0 | 0 | [11 empty] | McHenry Battery Storage LLC | 100 | EDF Group | 100 | Non-regulated
Salt Fork Wind Project, LLC | 60657_G_GEN1 | 60657 | G | GEN1 |  | Onshore Wind |  | SPP_SPS | Texas | 48 | Donley | 129 | 48129 | 174 | 0 | 2016 | 9999 |  |  | N | Wind | [13 empty] | 0 | 0 | 0 | 0 | [11 empty] | Salt Fork Wind LLC | 100 | Southern Co | 100 | Non-regulated
Moffett Solar Project | 60658_G_PV1 | 60658 | G | PV1 |  | Solar PV |  | S_VACA | South Carolina | 45 | Jasper | 53 | 45053 | 71.4 | 0 | 2017 | 9999 |  |  | N | Solar | [13 empty] | 0 | 0 | 0 | 0 | [11 empty] | Moffett Solar 1 LLC | 100 | Dominion Energy Inc | 100 | Non-regulated
Ridgeland Solar Project | 60659_G_PV1 | 60659 | G | PV1 |  | Solar PV |  | S_VACA | South Carolina | 45 | Jasper | 53 | 45053 | 10 | 0 | 2017 | 9999 |  |  | N | Solar | [13 empty] | 0 | 0 | 0 | 0 | [11 empty] | Ridgeland Solar Farm I LLC | 100 | Ridgeland Solar Farm I LLC | 100 | Non-regulated
Willey Battery Utility | 60660_G_WBU | 60660 | G | WBU |  | Energy Storage |  | PJM_West | Ohio | 39 | Hamilton | 61 | 39061 | 6 | 0 | 2016 | 9999 |  |  | N | Energy Storage | [13 empty] | 0 | 0 | 0 | 0 | [11 empty] | Willey Battery Utility LLC | 100 | Sumitomo Corp | 100 | Non-regulated
Mira Loma Energy Storage Facility | 60661_G_013A | 60661 | G | 013A |  | Energy Storage |  | WECC_SCE | California | 6 | San Bernardino | 71 | 06071 | 10 | 0 | 2016 | 9999 |  |  | N | Energy Storage | [13 empty] | 0 | 0 | 0 | 0 | [11 empty] | Southern California Edison Co | 100 | Edison International | 100 | Regulated
Mira Loma Energy Storage Facility | 60661_G_013B | 60661 | G | 013B |  | Energy Storage |  | WECC_SCE | California | 6 | San Bernardino | 71 | 06071 | 10 | 0 | 2016 | 9999 |  |  | N | Energy Storage | [13 empty] | 0 | 0 | 0 | 0 | [11 empty] | Southern California Edison Co | 100 | Edison International | 100 | Regulated
Archdiocese of Baltimore J | 60662_G_PV1 | 60662 | G | PV1 |  | Solar PV |  | PJM_EMAC | Maryland | 24 | Harford | 25 | 24025 | 2 | 0 | 2015 | 9999 |  |  | N | Solar | [13 empty] | 0 | 0 | 0 | 0 | [11 empty] | Constellation Solar Maryland MC LLC | 100 | Exelon Corp | 100 | Non-regulated
Archdiocese of Baltimore L | 60663_G_PV1 | 60663 | G | PV1 |  | Solar PV |  | PJM_EMAC | Maryland | 24 | Harford | 25 | 24025 | 2 | 0 | 2015 | 9999 |  |  | N | Solar | [13 empty] | 0 | 0 | 0 | 0 | [11 empty] | Constellation Solar Maryland MC LLC | 100 | Exelon Corp | 100 | Non-regulated
Baltimore City B | 60664_G_PV1 | 60664 | G | PV1 |  | Solar PV |  | PJM_EMAC | Maryland | 24 | Harford | 25 | 24025 | 2 | 0 | 2015 | 9999 |  |  | N | Solar | [13 empty] | 0 | 0 | 0 | 0 | [11 empty] | Constellation NewEnergy Inc | 100 | Exelon Corp | 100 | Non-regulated
Baltimore City D | 60665_G_PV1 | 60665 | G | PV1 |  | Solar PV |  | PJM_EMAC | Maryland | 24 | Harford | 25 | 24025 | 2 | 0 | 2015 | 9999 |  |  | N | Solar | [13 empty] | 0 | 0 | 0 | 0 | [11 empty] | Constellation NewEnergy Inc | 100 | Exelon Corp | 100 | Non-regulated
Baltimore City F | 60666_G_PV1 | 60666 | G | PV1 |  | Solar PV |  | PJM_EMAC | Maryland | 24 | Harford | 25 | 24025 | 2 | 0 | 2015 | 9999 |  |  | N | Solar | [13 empty] | 0 | 0 | 0 | 0 | [11 empty] | Constellation NewEnergy Inc | 100 | Exelon Corp | 100 | Non-regulated
Baltimore City G | 60667_G_PV1 | 60667 | G | PV1 |  | Solar PV |  | PJM_EMAC | Maryland | 24 | Harford | 25 | 24025 | 2 | 0 | 2015 | 9999 |  |  | N | Solar | [13 empty] | 0 | 0 | 0 | 0 | [11 empty] | Constellation NewEnergy Inc | 100 | Exelon Corp | 100 | Non-regulated
City of Havre De Grace C | 60668_G_PV1 | 60668 | G | PV1 |  | Solar PV |  | PJM_EMAC | Maryland | 24 | Harford | 25 | 24025 | 2 | 0 | 2015 | 9999 |  |  | N | Solar | [13 empty] | 0 | 0 | 0 | 0 | [11 empty] | Constellation NewEnergy Inc | 100 | Exelon Corp | 100 | Non-regulated
Sod Run WTP A | 60669_G_PV1 | 60669 | G | PV1 |  | Solar PV |  | PJM_EMAC | Maryland | 24 | Harford | 25 | 24025 | 2 | 0 | 2015 | 9999 |  |  | N | Solar | [13 empty] | 0 | 0 | 0 | 0 | [11 empty] | Constellation NewEnergy Inc | 100 | Exelon Corp | 100 | Non-regulated
Osborn Wind Energy | 60672_G_GEN1 | 60672 | G | GEN1 |  | Onshore Wind |  | S_D_AECI | Missouri | 29 | DeKalb | 63 | 29063 | 195.8 | 0 | 2016 | 9999 |  |  | N | Wind | [13 empty] | 0 | 0 | 0 | 0 | [11 empty] | Osborn Wind Energy LLC | 100 | NextEra Energy Inc | 100 | Non-regulated
Nixa Solar, LLC | 60673_G_NIXA | 60673 | G | NIXA |  | Solar PV |  | SPP_N | Missouri | 29 | Christian | 43 | 29043 | 7.9 | 0 | 2017 | 9999 |  |  | N | Solar | [13 empty] | 0 | 0 | 0 | 0 | [11 empty] | Nixa Solar LLC | 100 | Cypress Creek Holdings LLC | 100 | Non-regulated
Tannery Road Landfill | 60677_G_TRSP | 60677 | G | TRSP |  | Solar PV |  | NY_Z_C&E | New York | 36 | Oneida | 65 | 36065 | 2 | 0 | 2016 | 9999 |  |  | N | Solar | [13 empty] | 0 | 0 | 0 | 0 | [11 empty] | groSolar | 100 | groSolar | 100 | Non-regulated
San Joaquin Solar | 60678_G_SJ1A | 60678 | G | SJ1A |  | Solar PV |  | WEC_CALN | California | 6 | Fresno | 19 | 06019 | 18.5 | 0 | 2018 | 9999 |  |  | N | Solar | [13 empty] | 0 | 0 | 0 | 0 | [11 empty] | Gasna 6P LLC | 100 | Gestamp Corp | 100 | Non-regulated
San Joaquin Solar | 60678_G_SJ1B | 60678 | G | SJ1B |  | Solar PV |  | WEC_CALN | California | 6 | Fresno | 19 | 06019 | 1.5 | 0 | 2019 | 9999 |  |  | N | Solar | [13 empty] | 0 | 0 | 0 | 0 | [11 empty] | Gasna 6P LLC | 100 | Gestamp Corp | 100 | Non-regulated
Fort Rucker Solar Array | 60679_G_1 | 60679 | G | 1 |  | Solar PV |  | S_SOU | Alabama | 1 | Dale | 45 | 01045 | 10.6 | 0 | 2017 | 9999 |  |  | N | Solar | [13 empty] | 0 | 0 | 0 | 0 | [11 empty] | Alabama Power Co | 100 | Southern Co | 100 | Regulated
ANAD Solar Array | 60680_G_1 | 60680 | G | 1 |  | Solar PV |  | S_SOU | Alabama | 1 | Calhoun | 15 | 01015 | 7.4 | 0 | 2017 | 9999 |  |  | N | Solar | [13 empty] | 0 | 0 | 0 | 0 | [11 empty] | Alabama Power Co | 100 | Southern Co | 100 | Regulated
Annapolis Solar Park, LLC | 60681_G_ASP12 | 60681 | G | ASP12 |  | Solar PV |  | PJM_SMAC | Maryland | 24 | Anne Arundel | 3 | 24003 | 12 | 0 | 2018 | 9999 |  |  | N | Solar | [13 empty] | 0 | 0 | 0 | 0 | [11 empty] | Annapolis Solar Park LLC | 100 | BQ Energy LLC | 100 | Non-regulated
Pearl Solar | 60682_G_PEARL | 60682 | G | PEARL |  | Solar PV |  | ERC_WEST | Texas | 48 | Pecos | 371 | 48371 | 50 | 0 | 2017 | 9999 |  |  | N | Solar | [13 empty] | 0 | 0 | 0 | 0 | [11 empty] | OCI Solar TRE LLC | 100 | OCI Company Ltd | 100 | Non-regulated
TRS Fuel Cell | 60683_G_MMH1 | 60683 | G | MMH1 |  | Fuel Cell |  | NENG_CT | Connecticut | 9 | Fairfield | 1 | 09001 | 3.7 | 9145 | 2019 | 9999 |  |  | Y | Natural Gas | [13 empty] | 0 | 0 | 0 | 0 | [11 empty] | TRS Fuel Cell LLC | 100 | FuelCell Energy Inc | 100 | Non-regulated
Amphitheater High School Solar | 60684_G_AHS1 | 60684 | G | AHS1 |  | Solar PV |  | WECC_AZ | Arizona | 4 | Pima | 19 | 04019 | 1 | 0 | 2016 | 9999 |  |  | N | Solar | [13 empty] | 0 | 0 | 0 | 0 | [11 empty] | Constellation Solar Arizona 2 LLC | 100 | Exelon Corp | 100 | Non-regulated
Canyon Del Oro High School Solar | 60685_G_CDO1 | 60685 | G | CDO1 |  | Solar PV |  | WECC_AZ | Arizona | 4 | Pima | 19 | 04019 | 1 | 0 | 2016 | 9999 |  |  | N | Solar | [13 empty] | 0 | 0 | 0 | 0 | [11 empty] | Constellation Solar Arizona 2 LLC | 100 | Exelon Corp | 100 | Non-regulated
Canyon Del Oro High School Solar | 60685_G_CDO2 | 60685 | G | CDO2 |  | Solar PV |  | WECC_AZ | Arizona | 4 | Pima | 19 | 04019 | 0.1 | 0 | 2016 | 9999 |  |  | N | Solar | [13 empty] | 0 | 0 | 0 | 0 | [11 empty] | Constellation Solar Arizona 2 LLC | 100 | Exelon Corp | 100 | Non-regulated
Canyon Del Oro High School Solar | 60685_G_CDO3 | 60685 | G | CDO3 |  | Solar PV |  | WECC_AZ | Arizona | 4 | Pima | 19 | 04019 | 0.2 | 0 | 2016 | 9999 |  |  | N | Solar | [13 empty] | 0 | 0 | 0 | 0 | [11 empty] | Constellation Solar Arizona 2 LLC | 100 | Exelon Corp | 100 | Non-regulated
Canyon Del Oro High School Solar | 60685_G_CDO4 | 60685 | G | CDO4 |  | Solar PV |  | WECC_AZ | Arizona | 4 | Pima | 19 | 04019 | 0.2 | 0 | 2016 | 9999 |  |  | N | Solar | [13 empty] | 0 | 0 | 0 | 0 | [11 empty] | Constellation Solar Arizona 2 LLC | 100 | Exelon Corp | 100 | Non-regulated
Pierre Solar | 60686_G_PIERS | 60686 | G | PIERS |  | Solar PV |  | SPP_WAUE | South Dakota | 46 | Hughes | 65 | 46065 | 1 | 0 | 2016 | 9999 |  |  | N | Solar | [13 empty] | 0 | 0 | 0 | 0 | [11 empty] | Pierre Solar | 100 | Pierre Solar | 100 | Non-regulated
Cimarron Bend Wind Project I, LLC | 60687_G_1 | 60687 | G | 1 |  | Onshore Wind |  | SPP_N | Kansas | 20 | Clark | 25 | 20025 | 200 | 0 | 2016 | 9999 |  |  | N | Wind | [13 empty] | 0 | 0 | 0 | 0 | [11 empty] | Cimarron Bend Wind Project I LLC | 100 | Enel SpA | 100 | Non-regulated
Cimarron Bend Wind Project II, LLC | 60688_G_1 | 60688 | G | 1 |  | Onshore Wind |  | SPP_N | Kansas | 20 | Clark | 25 | 20025 | 200 | 0 | 2017 | 9999 |  |  | N | Wind | [13 empty] | 0 | 0 | 0 | 0 | [11 empty] | Cimarron Bend Wind Project II LLC | 100 | Enel SpA | 100 | Non-regulated
Western Plains Wind Farm | 60689_G_1 | 60689 | G | 1 |  | Onshore Wind |  | SPP_N | Kansas | 20 | Ford | 57 | 20057 | 280.6 | 0 | 2017 | 9999 |  |  | N | Wind | [13 empty] | 0 | 0 | 0 | 0 | [11 empty] | Evergy Kansas Central Inc | 100 | Evergy Inc | 100 | Regulated
Blue Summit Storage, LLC | 60690_G_WBSS | 60690 | G | WBSS |  | Energy Storage |  | ERC_WEST | Texas | 48 | Wilbarger | 487 | 48487 | 30 | 0 | 2017 | 9999 |  |  | N | Energy Storage | [13 empty] | 0 | 0 | 0 | 0 | [11 empty] | Blue Summit Storage LLC | 100 | NextEra Energy Inc | 100 | Non-regulated
Tanager Holdings | 60691_G_PV1 | 60691 | G | PV1 |  | Solar PV |  | S_VACA | North Carolina | 37 | Randolph | 151 | 37151 | 5 | 0 | 2019 | 9999 |  |  | N | Solar | [13 empty] | 0 | 0 | 0 | 0 | [11 empty] | RWE Renewables Americas, LLC | 100 | RWE Renewables Americas, LLC | 100 | Non-regulated
Friesian Holdings | 60692_G_PV1 | 60692 | G | PV1 |  | Solar PV |  | S_VACA | North Carolina | 37 | Scotland | 165 | 37165 | 75 | 0 | 2027 | 9999 |  |  | N | Solar | [13 empty] | 0 | 0 | 0 | 0 | [11 empty] | Birch Creek Development, LLC (NC) | 100 | Birch Creek Development, LLC (NC) | 100 | Non-regulated
WakeSun LLC | 60694_G_MLC27 | 60694 | G | MLC27 |  | Solar PV |  | MIS_MNWI | Minnesota | 27 | Stearns | 145 | 27145 | 1 | 0 | 2017 | 9999 |  |  | N | Solar | [13 empty] | 0 | 0 | 0 | 0 | [11 empty] | Wakesun LLC | 100 | Wakesun LLC | 100 | Non-regulated
WakeSun LLC | 60694_G_MLC28 | 60694 | G | MLC28 |  | Solar PV |  | MIS_MNWI | Minnesota | 27 | Stearns | 145 | 27145 | 1 | 0 | 2017 | 9999 |  |  | N | Solar | [13 empty] | 0 | 0 | 0 | 0 | [11 empty] | Wakesun LLC | 100 | Wakesun LLC | 100 | Non-regulated
WakeSun LLC | 60694_G_MLC29 | 60694 | G | MLC29 |  | Solar PV |  | MIS_MNWI | Minnesota | 27 | Stearns | 145 | 27145 | 1 | 0 | 2017 | 9999 |  |  | N | Solar | [13 empty] | 0 | 0 | 0 | 0 | [11 empty] | Wakesun LLC | 100 | Wakesun LLC | 100 | Non-regulated
BentonSun LLC | 60695_G_MLC17 | 60695 | G | MLC17 |  | Solar PV |  | MIS_MNWI | Minnesota | 27 | Carver | 19 | 27019 | 1 | 0 | 2016 | 9999 |  |  | N | Solar | [13 empty] | 0 | 0 | 0 | 0 | [11 empty] | BentonSun LLC | 100 | Bentonsun LLC | 100 | Non-regulated
BentonSun LLC | 60695_G_MLC18 | 60695 | G | MLC18 |  | Solar PV |  | MIS_MNWI | Minnesota | 27 | Carver | 19 | 27019 | 1 | 0 | 2016 | 9999 |  |  | N | Solar | [13 empty] | 0 | 0 | 0 | 0 | [11 empty] | BentonSun LLC | 100 | Bentonsun LLC | 100 | Non-regulated
BentonSun LLC | 60695_G_MLC19 | 60695 | G | MLC19 |  | Solar PV |  | MIS_MNWI | Minnesota | 27 | Carver | 19 | 27019 | 1 | 0 | 2016 | 9999 |  |  | N | Solar | [13 empty] | 0 | 0 | 0 | 0 | [11 empty] | BentonSun LLC | 100 | Bentonsun LLC | 100 | Non-regulated
BentonSun LLC | 60695_G_MLC20 | 60695 | G | MLC20 |  | Solar PV |  | MIS_MNWI | Minnesota | 27 | Carver | 19 | 27019 | 1 | 0 | 2016 | 9999 |  |  | N | Solar | [13 empty] | 0 | 0 | 0 | 0 | [11 empty] | BentonSun LLC | 100 | Bentonsun LLC | 100 | Non-regulated
BentonSun LLC | 60695_G_MLC21 | 60695 | G | MLC21 |  | Solar PV |  | MIS_MNWI | Minnesota | 27 | Carver | 19 | 27019 | 1 | 0 | 2016 | 9999 |  |  | N | Solar | [13 empty] | 0 | 0 | 0 | 0 | [11 empty] | BentonSun LLC | 100 | Bentonsun LLC | 100 | Non-regulated
Four Peaks Camino Real | 60696_G_1 | 60696 | G | 1 |  | Landfill Gas |  | WECC_NM | New Mexico | 35 | Dona Ana | 13 | 35013 | 1.6 | 13500 | 2008 | 9999 |  |  | N | Landfill Gas | [13 empty] | 0.22117 | 0.22117 | 0.22117 | 0.22117 | [11 empty] | Four Peaks Energy Inc | 100 | Four Peaks Energy Inc | 100 | Non-regulated
Four Peaks Camino Real | 60696_G_2 | 60696 | G | 2 |  | Landfill Gas |  | WECC_NM | New Mexico | 35 | Dona Ana | 13 | 35013 | 1.6 | 13500 | 2008 | 9999 |  |  | N | Landfill Gas | [13 empty] | 0.22117 | 0.22117 | 0.22117 | 0.22117 | [11 empty] | Four Peaks Energy Inc | 100 | Four Peaks Energy Inc | 100 | Non-regulated
Stanton Energy Reliability Center Hybrid | 60698_G_BESS1 | 60698 | G | BESS1 |  | Energy Storage |  | WECC_SCE | California | 6 | Orange | 59 | 06059 | 10 | 0 | 2020 | 9999 |  |  | N | Energy Storage | [13 empty] | 0 | 0 | 0 | 0 | [11 empty] | Wellhead Services, Inc | 100 | Wellhead Services, Inc | 100 | Non-regulated
Stanton Energy Reliability Center Hybrid | 60698_G_BESS2 | 60698 | G | BESS2 |  | Energy Storage |  | WECC_SCE | California | 6 | Orange | 59 | 06059 | 10 | 0 | 2020 | 9999 |  |  | N | Energy Storage | [13 empty] | 0 | 0 | 0 | 0 | [11 empty] | Wellhead Services, Inc | 100 | Wellhead Services, Inc | 100 | Non-regulated
Stanton Energy Reliability Center Hybrid | 60698_G_GT1 | 60698 | G | GT1 |  | Combustion Turbine |  | WECC_SCE | California | 6 | Orange | 59 | 06059 | 70.5 | 10745 | 2020 | 9999 |  |  | N | Natural Gas |  |  |  | H2O | SCR | [8 empty] | 0.011 | 0.011 | 0.011 | 0.011 | [11 empty] | Stanton Energy Reliability Center LLC | 100 | Wellhead Electric Co | 100 | Non-regulated
Stanton Energy Reliability Center Hybrid | 60698_G_GT2 | 60698 | G | GT2 |  | Combustion Turbine |  | WECC_SCE | California | 6 | Orange | 59 | 06059 | 70.5 | 10745 | 2020 | 9999 |  |  | N | Natural Gas |  |  |  | H2O | SCR | [8 empty] | 0.011 | 0.011 | 0.011 | 0.011 | [11 empty] | Stanton Energy Reliability Center LLC | 100 | Wellhead Electric Co | 100 | Non-regulated
DESI-1 Battery Energy Storage Facility | 60699_G_DESI1 | 60699 | G | DESI1 |  | Energy Storage |  | WECC_SCE | California | 6 | Orange | 59 | 06059 | 2.4 | 0 | 2016 | 9999 |  |  | N | Energy Storage | [13 empty] | 0 | 0 | 0 | 0 | [11 empty] | Southern California Edison Co | 100 | Edison International | 100 | Regulated
Fredonia | 607_G_1 | 607 | G | 1 |  | Combustion Turbine |  | WECC_PNW | Washington | 53 | Skagit | 57 | 53057 | 93 | 12802 | 1984 | 9999 |  |  | N | Natural Gas, Distillate Fuel Oil | [12 empty] | 2.63 | 0.32121 | 0.32121 | 0.32121 | 0.32121 | [11 empty] | Puget Sound Energy Inc | 100 | Puget Energy Inc | 100 | Regulated
Fredonia | 607_G_2 | 607 | G | 2 |  | Combustion Turbine |  | WECC_PNW | Washington | 53 | Skagit | 57 | 53057 | 93 | 12802 | 1984 | 9999 |  |  | N | Natural Gas, Distillate Fuel Oil | [12 empty] | 2.63 | 0.31261 | 0.31261 | 0.31261 | 0.31261 | [11 empty] | Puget Sound Energy Inc | 100 | Puget Energy Inc | 100 | Regulated
Fredonia | 607_G_3 | 607 | G | 3 | 9183 | Combustion Turbine |  | WECC_PNW | Washington | 53 | Skagit | 57 | 53057 | 47 | 12802 | 2001 | 9999 |  |  | N | Natural Gas, Distillate Fuel Oil |  |  |  | H2O | SCR | [7 empty] | 2.63 | 0.02065 | 0.02065 | 0.02065 | 0.02065 | [11 empty] | Puget Sound Energy Inc | 100 | Puget Energy Inc | 100 | Regulated
Fredonia | 607_G_4 | 607 | G | 4 | 9184 | Combustion Turbine |  | WECC_PNW | Washington | 53 | Skagit | 57 | 53057 | 47 | 12802 | 2001 | 9999 |  |  | N | Natural Gas, Distillate Fuel Oil |  |  |  | H2O | SCR | [7 empty] | 2.63 | 0.01415 | 0.01415 | 0.01415 | 0.01415 | [11 empty] | Puget Sound Energy Inc | 100 | Puget Energy Inc | 100 | Regulated
Wind Colebrook South | 60700_G_WCS | 60700 | G | WCS |  | Onshore Wind |  | NENG_CT | Connecticut | 9 | Litchfield | 5 | 09005 | 5 | 0 | 2015 | 9999 |  |  | N | Wind | [13 empty] | 0 | 0 | 0 | 0 | [11 empty] | Wind Colebrook South LLC | 100 | Wind Colebrook South | 100 | Non-regulated
JED Solid Waste Mgmt Renewable Energy | 60701_G_00603 | 60701 | G | 00603 |  | Landfill Gas |  | FRCC | Florida | 12 | Osceola | 97 | 12097 | 1.4 | 13500 | 2017 | 9999 |  |  | N | Landfill Gas | [13 empty] | 0.15785 | 0.15785 | 0.15785 | 0.15785 | [11 empty] | CB&I Environmental & Infrastructure Inc | 100 | CB&I Inc | 100 | Non-regulated
JED Solid Waste Mgmt Renewable Energy | 60701_G_00696 | 60701 | G | 00696 |  | Landfill Gas |  | FRCC | Florida | 12 | Osceola | 97 | 12097 | 1.4 | 13500 | 2017 | 9999 |  |  | N | Landfill Gas | [13 empty] | 0.15785 | 0.15785 | 0.15785 | 0.15785 | [11 empty] | CB&I Environmental & Infrastructure Inc | 100 | CB&I Inc | 100 | Non-regulated
JED Solid Waste Mgmt Renewable Energy | 60701_G_00697 | 60701 | G | 00697 |  | Landfill Gas |  | FRCC | Florida | 12 | Osceola | 97 | 12097 | 1.4 | 13500 | 2017 | 9999 |  |  | N | Landfill Gas | [13 empty] | 0.15785 | 0.15785 | 0.15785 | 0.15785 | [11 empty] | CB&I Environmental & Infrastructure Inc | 100 | CB&I Inc | 100 | Non-regulated
JED Solid Waste Mgmt Renewable Energy | 60701_G_00698 | 60701 | G | 00698 |  | Landfill Gas |  | FRCC | Florida | 12 | Osceola | 97 | 12097 | 1.4 | 13500 | 2017 | 9999 |  |  | N | Landfill Gas | [13 empty] | 0.15785 | 0.15785 | 0.15785 | 0.15785 | [11 empty] | CB&I Environmental & Infrastructure Inc | 100 | CB&I Inc | 100 | Non-regulated
JED Solid Waste Mgmt Renewable Energy | 60701_G_00699 | 60701 | G | 00699 |  | Landfill Gas |  | FRCC | Florida | 12 | Osceola | 97 | 12097 | 1.4 | 13500 | 2017 | 9999 |  |  | N | Landfill Gas | [13 empty] | 0.15785 | 0.15785 | 0.15785 | 0.15785 | [11 empty] | CB&I Environmental & Infrastructure Inc | 100 | CB&I Inc | 100 | Non-regulated
JED Solid Waste Mgmt Renewable Energy | 60701_G_00700 | 60701 | G | 00700 |  | Landfill Gas |  | FRCC | Florida | 12 | Osceola | 97 | 12097 | 1.4 | 13500 | 2017 | 9999 |  |  | N | Landfill Gas | [13 empty] | 0.15785 | 0.15785 | 0.15785 | 0.15785 | [11 empty] | CB&I Environmental & Infrastructure Inc | 100 | CB&I Inc | 100 | Non-regulated
Rincon Solar I | 60702_G_PV1 | 60702 | G | PV1 |  | Solar PV |  | S_SOU | Georgia | 13 | Effingham | 103 | 13103 | 18.3 | 0 | 2016 | 9999 |  |  | N | Solar | [13 empty] | 0 | 0 | 0 | 0 | [11 empty] | AES Distributed Energy Inc | 100 | AES Corp (The) | 100 | Non-regulated
Green City Recovery, LLC | 60703_G_1 | 60703 | G | 1 |  | Landfill Gas |  | S_C_KY | Kentucky | 21 | Scott | 209 | 21209 | 1 | 13500 | 2016 | 9999 |  |  | N | Landfill Gas | [13 empty] | 0.22117 | 0.22117 | 0.22117 | 0.22117 | [11 empty] | Green City Recovery LLC | 100 | Green City Recovery LLC | 100 | Non-regulated
Green City Recovery, LLC | 60703_G_2 | 60703 | G | 2 |  | Landfill Gas |  | S_C_KY | Kentucky | 21 | Scott | 209 | 21209 | 1 | 13648 | 2019 | 9999 |  |  | N | Landfill Gas | [13 empty] | 0.09 | 0.09 | 0.09 | 0.09 | [11 empty] | Green City Recovery LLC | 100 | Green City Recovery LLC | 100 | Non-regulated
Trenton Solar Farm (MO) | 60704_G_TSF1 | 60704 | G | TSF1 |  | Solar PV |  | MIS_MO | Missouri | 29 | Grundy | 79 | 29079 | 2.8 | 0 | 2015 | 9999 |  |  | N | Solar | [13 empty] | 0 | 0 | 0 | 0 | [11 empty] | MCP Trenton LLC | 100 | MCP Trenton LLC | 100 | Non-regulated
Rolla Solar Farm (MO) | 60705_G_RSF1 | 60705 | G | RSF1 |  | Solar PV |  | MIS_MO | Missouri | 29 | Phelps | 161 | 29161 | 2.8 | 0 | 2016 | 9999 |  |  | N | Solar | [13 empty] | 0 | 0 | 0 | 0 | [11 empty] | MCP Rolla LLC | 100 | MCP Rolla LLC | 100 | Non-regulated
Waynesville Solar Farm (MO) | 60706_G_WSF1 | 60706 | G | WSF1 |  | Solar PV |  | S_D_AECI | Missouri | 29 | Pulaski | 169 | 29169 | 2.8 | 0 | 2016 | 9999 |  |  | N | Solar | [13 empty] | 0 | 0 | 0 | 0 | [11 empty] | MCP Waynesville LLC | 100 | MCP Waynesville LLC | 100 | Non-regulated
Marshall Solar Farm (MO) | 60707_G_MMSF1 | 60707 | G | MMSF1 |  | Solar PV |  | SPP_N | Missouri | 29 | Saline | 195 | 29195 | 2.8 | 0 | 2016 | 9999 |  |  | N | Solar | [13 empty] | 0 | 0 | 0 | 0 | [11 empty] | MCP Marshall LLC | 100 | MCP Marshall LLC | 100 | Non-regulated
Havre de Grace II - E at Perryman | 60708_G_PV1 | 60708 | G | PV1 |  | Solar PV |  | PJM_EMAC | Maryland | 24 | Harford | 25 | 24025 | 1.4 | 0 | 2016 | 9999 |  |  | N | Solar | [13 empty] | 0 | 0 | 0 | 0 | [11 empty] | Constellation Solar Maryland MC LLC | 100 | Exelon Corp | 100 | Non-regulated
Trimble County | 6071_G_10 | 6071 | G | 10 | 2738 | Combustion Turbine |  | S_C_KY | Kentucky | 21 | Trimble | 223 | 21223 | 159 | 11505 | 2004 | 9999 |  |  | N | Natural Gas |  |  |  | DLNB | [8 empty] | 4 | 0.03286 | 0.03286 | 0.03286 | 0.03286 | [11 empty] | Kentucky Utilities Co | 63 | PPL Corp | 100 | Regulated
Trimble County | 6071_G_5 | 6071 | G | 5 | 2739 | Combustion Turbine |  | S_C_KY | Kentucky | 21 | Trimble | 223 | 21223 | 159 | 11505 | 2002 | 9999 |  |  | N | Natural Gas |  |  |  | DLNB | [8 empty] | 4 | 0.03438 | 0.03438 | 0.03438 | 0.03438 | [11 empty] | Kentucky Utilities Co | 71 | PPL Corp | 100 | Regulated
Trimble County | 6071_G_6 | 6071 | G | 6 | 2740 | Combustion Turbine |  | S_C_KY | Kentucky | 21 | Trimble | 223 | 21223 | 159 | 11505 | 2002 | 9999 |  |  | N | Natural Gas |  |  |  | DLNB | [8 empty] | 4 | 0.03357 | 0.03357 | 0.03357 | 0.03357 | [11 empty] | Kentucky Utilities Co | 71 | PPL Corp | 100 | Regulated
Trimble County | 6071_G_7 | 6071 | G | 7 | 2741 | Combustion Turbine |  | S_C_KY | Kentucky | 21 | Trimble | 223 | 21223 | 159 | 11505 | 2004 | 9999 |  |  | N | Natural Gas |  |  |  | DLNB | [8 empty] | 4 | 0.03617 | 0.03617 | 0.03617 | 0.03617 | [11 empty] | Kentucky Utilities Co | 63 | PPL Corp | 100 | Regulated
Trimble County | 6071_G_8 | 6071 | G | 8 | 2742 | Combustion Turbine |  | S_C_KY | Kentucky | 21 | Trimble | 223 | 21223 | 159 | 11505 | 2004 | 9999 |  |  | N | Natural Gas |  |  |  | DLNB | [8 empty] | 4 | 0.03176 | 0.03176 | 0.03176 | 0.03176 | [11 empty] | Kentucky Utilities Co | 63 | PPL Corp | 100 | Regulated
Trimble County | 6071_G_9 | 6071 | G | 9 | 2743 | Combustion Turbine |  | S_C_KY | Kentucky | 21 | Trimble | 223 | 21223 | 159 | 11505 | 2004 | 9999 |  |  | N | Natural Gas |  |  |  | DLNB | [8 empty] | 4 | 0.03259 | 0.03259 | 0.03259 | 0.03259 | [11 empty] | Kentucky Utilities Co | 63 | PPL Corp | 100 | Regulated
Stone Hill Solar CSG | 60710_G_PV1 | 60710 | G | PV1 |  | Solar PV |  | NENGREST | Massachusetts | 25 | Bristol | 5 | 25005 | 2 | 0 | 2014 | 9999 |  |  | N | Solar | [13 empty] | 0 | 0 | 0 | 0 | [11 empty] | Solect Energy Development LLC | 100 | Solect Energy Inc | 100 | Non-regulated
Chisago Community Solar | 60711_G_CCS1 | 60711 | G | CCS1 |  | Solar PV |  | MIS_MNWI | Minnesota | 27 | Chisago | 25 | 27025 | 0.9 | 0 | 2016 | 9999 |  |  | N | Solar | [13 empty] | 0 | 0 | 0 | 0 | [11 empty] | Chisago Community Solar I LLC | 100 | Berkshire Hathaway Inc | 100 | Non-regulated
Chisago Community Solar | 60711_G_CCS2 | 60711 | G | CCS2 |  | Solar PV |  | MIS_MNWI | Minnesota | 27 | Chisago | 25 | 27025 | 0.9 | 0 | 2016 | 9999 |  |  | N | Solar | [13 empty] | 0 | 0 | 0 | 0 | [11 empty] | Chisago Community Solar IV LLC | 100 | Berkshire Hathaway Inc | 100 | Non-regulated
Chisago Community Solar | 60711_G_CCS3 | 60711 | G | CCS3 |  | Solar PV |  | MIS_MNWI | Minnesota | 27 | Chisago | 25 | 27025 | 0.9 | 0 | 2016 | 9999 |  |  | N | Solar | [13 empty] | 0 | 0 | 0 | 0 | [11 empty] | Chisago Community Solar III LLC | 100 | Berkshire Hathaway Inc | 100 | Non-regulated
Chisago Community Solar | 60711_G_CCS4 | 60711 | G | CCS4 |  | Solar PV |  | MIS_MNWI | Minnesota | 27 | Chisago | 25 | 27025 | 0.9 | 0 | 2016 | 9999 |  |  | N | Solar | [13 empty] | 0 | 0 | 0 | 0 | [11 empty] | Chisago Community Solar II LLC | 100 | Berkshire Hathaway Inc | 100 | Non-regulated
Ursa Community Solar | 60712_G_UCS1 | 60712 | G | UCS1 |  | Solar PV |  | MIS_MNWI | Minnesota | 27 | Dakota | 37 | 27037 | 0.9 | 0 | 2017 | 9999 |  |  | N | Solar | [13 empty] | 0 | 0 | 0 | 0 | [11 empty] | Ursa Community Solar | 100 | Ursa Community Solar | 100 | Non-regulated
Ursa Community Solar | 60712_G_UCS2 | 60712 | G | UCS2 |  | Solar PV |  | MIS_MNWI | Minnesota | 27 | Dakota | 37 | 27037 | 0.9 | 0 | 2017 | 9999 |  |  | N | Solar | [13 empty] | 0 | 0 | 0 | 0 | [11 empty] | Ursa Community Solar | 100 | Ursa Community Solar | 100 | Non-regulated
Ursa Community Solar | 60712_G_UCS3 | 60712 | G | UCS3 |  | Solar PV |  | MIS_MNWI | Minnesota | 27 | Dakota | 37 | 27037 | 0.9 | 0 | 2017 | 9999 |  |  | N | Solar | [13 empty] | 0 | 0 | 0 | 0 | [11 empty] | Ursa Community Solar | 100 | Ursa Community Solar | 100 | Non-regulated
Ursa Community Solar | 60712_G_UCS4 | 60712 | G | UCS4 |  | Solar PV |  | MIS_MNWI | Minnesota | 27 | Dakota | 37 | 27037 | 0.9 | 0 | 2017 | 9999 |  |  | N | Solar | [13 empty] | 0 | 0 | 0 | 0 | [11 empty] | Ursa Community Solar | 100 | Ursa Community Solar | 100 | Non-regulated
Ursa Community Solar | 60712_G_UCS5 | 60712 | G | UCS5 |  | Solar PV |  | MIS_MNWI | Minnesota | 27 | Dakota | 37 | 27037 | 0.9 | 0 | 2017 | 9999 |  |  | N | Solar | [13 empty] | 0 | 0 | 0 | 0 | [11 empty] | Ursa Community Solar | 100 | Ursa Community Solar | 100 | Non-regulated
Sunrise Community Solar | 60713_G_SCS1 | 60713 | G | SCS1 |  | Solar PV |  | MIS_MNWI | Minnesota | 27 | Chisago | 25 | 27025 | 0.9 | 0 | 2016 | 9999 |  |  | N | Solar | [13 empty] | 0 | 0 | 0 | 0 | [11 empty] | Geronimo Community Solar Gardens LLC | 100 | Berkshire Hathaway Inc | 100 | Non-regulated
Sunrise Community Solar | 60713_G_SCS2 | 60713 | G | SCS2 |  | Solar PV |  | MIS_MNWI | Minnesota | 27 | Chisago | 25 | 27025 | 0.9 | 0 | 2016 | 9999 |  |  | N | Solar | [13 empty] | 0 | 0 | 0 | 0 | [11 empty] | Geronimo Community Solar Gardens LLC | 100 | Berkshire Hathaway Inc | 100 | Non-regulated
Sunrise Community Solar | 60713_G_SCS3 | 60713 | G | SCS3 |  | Solar PV |  | MIS_MNWI | Minnesota | 27 | Chisago | 25 | 27025 | 0.9 | 0 | 2016 | 9999 |  |  | N | Solar | [13 empty] | 0 | 0 | 0 | 0 | [11 empty] | Geronimo Community Solar Gardens LLC | 100 | Berkshire Hathaway Inc | 100 | Non-regulated
Sunrise Community Solar | 60713_G_SCS4 | 60713 | G | SCS4 |  | Solar PV |  | MIS_MNWI | Minnesota | 27 | Chisago | 25 | 27025 | 0.9 | 0 | 2016 | 9999 |  |  | N | Solar | [13 empty] | 0 | 0 | 0 | 0 | [11 empty] | Geronimo Community Solar Gardens LLC | 100 | Berkshire Hathaway Inc | 100 | Non-regulated
Sunrise Community Solar | 60713_G_SCS5 | 60713 | G | SCS5 |  | Solar PV |  | MIS_MNWI | Minnesota | 27 | Chisago | 25 | 27025 | 0.9 | 0 | 2016 | 9999 |  |  | N | Solar | [13 empty] | 0 | 0 | 0 | 0 | [11 empty] | Geronimo Community Solar Gardens LLC | 100 | Berkshire Hathaway Inc | 100 | Non-regulated
Rosemount Community Solar | 60714_G_RCS1 | 60714 | G | RCS1 |  | Solar PV |  | MIS_MNWI | Minnesota | 27 | Dakota | 37 | 27037 | 0.9 | 0 | 2016 | 9999 |  |  | N | Solar | [13 empty] | 0 | 0 | 0 | 0 | [11 empty] | Rosemount Community Solar | 100 | Berkshire Hathaway Inc | 100 | Non-regulated
Rosemount Community Solar | 60714_G_RCS2 | 60714 | G | RCS2 |  | Solar PV |  | MIS_MNWI | Minnesota | 27 | Dakota | 37 | 27037 | 0.9 | 0 | 2016 | 9999 |  |  | N | Solar | [13 empty] | 0 | 0 | 0 | 0 | [11 empty] | Rosemount Community Solar | 100 | Berkshire Hathaway Inc | 100 | Non-regulated
Rosemount Community Solar | 60714_G_RCS3 | 60714 | G | RCS3 |  | Solar PV |  | MIS_MNWI | Minnesota | 27 | Dakota | 37 | 27037 | 0.9 | 0 | 2016 | 9999 |  |  | N | Solar | [13 empty] | 0 | 0 | 0 | 0 | [11 empty] | Rosemount Community Solar | 100 | Berkshire Hathaway Inc | 100 | Non-regulated
Rosemount Community Solar | 60714_G_RCS4 | 60714 | G | RCS4 |  | Solar PV |  | MIS_MNWI | Minnesota | 27 | Dakota | 37 | 27037 | 0.9 | 0 | 2016 | 9999 |  |  | N | Solar | [13 empty] | 0 | 0 | 0 | 0 | [11 empty] | Rosemount Community Solar | 100 | Berkshire Hathaway Inc | 100 | Non-regulated
Rosemount Community Solar | 60714_G_RCS5 | 60714 | G | RCS5 |  | Solar PV |  | MIS_MNWI | Minnesota | 27 | Dakota | 37 | 27037 | 0.9 | 0 | 2016 | 9999 |  |  | N | Solar | [13 empty] | 0 | 0 | 0 | 0 | [11 empty] | Rosemount Community Solar | 100 | Berkshire Hathaway Inc | 100 | Non-regulated
Paynesville Community Solar | 60715_G_PCS1 | 60715 | G | PCS1 |  | Solar PV |  | MIS_MNWI | Minnesota | 27 | Stearns | 145 | 27145 | 0.9 | 0 | 2016 | 9999 |  |  | N | Solar | [13 empty] | 0 | 0 | 0 | 0 | [11 empty] | Paynesville Community Solar | 100 | Paynesville Community Solar | 100 | Non-regulated
Paynesville Community Solar | 60715_G_PCS2 | 60715 | G | PCS2 |  | Solar PV |  | MIS_MNWI | Minnesota | 27 | Stearns | 145 | 27145 | 0.9 | 0 | 2016 | 9999 |  |  | N | Solar | [13 empty] | 0 | 0 | 0 | 0 | [11 empty] | Paynesville Community Solar | 100 | Paynesville Community Solar | 100 | Non-regulated
Paynesville Community Solar | 60715_G_PCS3 | 60715 | G | PCS3 |  | Solar PV |  | MIS_MNWI | Minnesota | 27 | Stearns | 145 | 27145 | 0.9 | 0 | 2016 | 9999 |  |  | N | Solar | [13 empty] | 0 | 0 | 0 | 0 | [11 empty] | Paynesville Community Solar | 100 | Paynesville Community Solar | 100 | Non-regulated
Paynesville Community Solar | 60715_G_PCS4 | 60715 | G | PCS4 |  | Solar PV |  | MIS_MNWI | Minnesota | 27 | Stearns | 145 | 27145 | 0.9 | 0 | 2016 | 9999 |  |  | N | Solar | [13 empty] | 0 | 0 | 0 | 0 | [11 empty] | Paynesville Community Solar | 100 | Paynesville Community Solar | 100 | Non-regulated
Paynesville Community Solar | 60715_G_PCS5 | 60715 | G | PCS5 |  | Solar PV |  | MIS_MNWI | Minnesota | 27 | Stearns | 145 | 27145 | 0.9 | 0 | 2017 | 9999 |  |  | N | Solar | [13 empty] | 0 | 0 | 0 | 0 | [11 empty] | Paynesville Community Solar | 100 | Paynesville Community Solar | 100 | Non-regulated
Orion Community Solar | 60716_G_OCS1 | 60716 | G | OCS1 |  | Solar PV |  | MIS_MNWI | Minnesota | 27 | Stearns | 145 | 27145 | 0.9 | 0 | 2017 | 9999 |  |  | N | Solar | [13 empty] | 0 | 0 | 0 | 0 | [11 empty] | Orion Community Solar | 100 | Orion Community Solar | 100 | Non-regulated
Orion Community Solar | 60716_G_OCS2 | 60716 | G | OCS2 |  | Solar PV |  | MIS_MNWI | Minnesota | 27 | Stearns | 145 | 27145 | 0.9 | 0 | 2017 | 9999 |  |  | N | Solar | [13 empty] | 0 | 0 | 0 | 0 | [11 empty] | Orion Community Solar | 100 | Orion Community Solar | 100 | Non-regulated
Orion Community Solar | 60716_G_OCS3 | 60716 | G | OCS3 |  | Solar PV |  | MIS_MNWI | Minnesota | 27 | Stearns | 145 | 27145 | 0.9 | 0 | 2017 | 9999 |  |  | N | Solar | [13 empty] | 0 | 0 | 0 | 0 | [11 empty] | Orion Community Solar | 100 | Orion Community Solar | 100 | Non-regulated
Northfield Community Solar | 60717_G_NCS1 | 60717 | G | NCS1 |  | Solar PV |  | MIS_MNWI | Minnesota | 27 | Dakota | 37 | 27037 | 0.9 | 0 | 2016 | 9999 |  |  | N | Solar | [13 empty] | 0 | 0 | 0 | 0 | [11 empty] | Northfield Community Solar | 100 | Northfield Community Solar | 100 | Non-regulated
Northfield Community Solar | 60717_G_NCS2 | 60717 | G | NCS2 |  | Solar PV |  | MIS_MNWI | Minnesota | 27 | Dakota | 37 | 27037 | 0.9 | 0 | 2016 | 9999 |  |  | N | Solar | [13 empty] | 0 | 0 | 0 | 0 | [11 empty] | Northfield Community Solar | 100 | Northfield Community Solar | 100 | Non-regulated
Northfield Community Solar | 60717_G_NCS3 | 60717 | G | NCS3 |  | Solar PV |  | MIS_MNWI | Minnesota | 27 | Dakota | 37 | 27037 | 0.9 | 0 | 2016 | 9999 |  |  | N | Solar | [13 empty] | 0 | 0 | 0 | 0 | [11 empty] | Northfield Community Solar | 100 | Northfield Community Solar | 100 | Non-regulated
Northfield Community Solar | 60717_G_NCS4 | 60717 | G | NCS4 |  | Solar PV |  | MIS_MNWI | Minnesota | 27 | Dakota | 37 | 27037 | 0.9 | 0 | 2016 | 9999 |  |  | N | Solar | [13 empty] | 0 | 0 | 0 | 0 | [11 empty] | Northfield Community Solar | 100 | Northfield Community Solar | 100 | Non-regulated
Northfield Community Solar | 60717_G_NCS5 | 60717 | G | NCS5 |  | Solar PV |  | MIS_MNWI | Minnesota | 27 | Dakota | 37 | 27037 | 0.9 | 0 | 2016 | 9999 |  |  | N | Solar | [13 empty] | 0 | 0 | 0 | 0 | [11 empty] | Northfield Community Solar | 100 | Northfield Community Solar | 100 | Non-regulated
Grand Gulf | 6072_G_1 | 6072 | G | 1 |  | Nuclear |  | MIS_MS | Mississippi | 28 | Claiborne | 21 | 28021 | 1401 | 10456 | 1985 | 9999 |  |  | N | Nuclear Fuel | [13 empty] | 0 | 0 | 0 | 0 | [11 empty] | System Energy Resources Inc | 90 | Entergy Corp | 90 | Regulated
Weld 1 Community Solar Array | 60720_G_WELD1 | 60720 | G | WELD1 |  | Solar PV |  | WECC_CO | Colorado | 8 | Weld | 123 | 08123 | 1.5 | 0 | 2017 | 9999 |  |  | N | Solar | [13 empty] | 0 | 0 | 0 | 0 | [11 empty] | Clean Energy Collective LLC | 100 | Clean Energy Collective LLC | 100 | Non-regulated
Green Cow Power | 60721_G_ENG1 | 60721 | G | ENG1 |  | Non-Fossil Waste |  | MIS_INKY | Indiana | 18 | Elkhart | 39 | 18039 | 1 | 11084 | 2015 | 9999 |  |  | N | Non-Fossil Waste | [13 empty] | 0 | 0 | 0 | 0 | [11 empty] | Green Cow Power LLC | 100 | Green Cow Power LLC | 100 | Non-regulated
Green Cow Power | 60721_G_ENG2 | 60721 | G | ENG2 |  | Non-Fossil Waste |  | MIS_INKY | Indiana | 18 | Elkhart | 39 | 18039 | 1 | 11084 | 2015 | 9999 |  |  | N | Non-Fossil Waste | [13 empty] | 0 | 0 | 0 | 0 | [11 empty] | Green Cow Power LLC | 100 | Green Cow Power LLC | 100 | Non-regulated
Green Cow Power | 60721_G_ENG3 | 60721 | G | ENG3 |  | Non-Fossil Waste |  | MIS_INKY | Indiana | 18 | Elkhart | 39 | 18039 | 1 | 11084 | 2015 | 9999 |  |  | N | Non-Fossil Waste | [13 empty] | 0 | 0 | 0 | 0 | [11 empty] | Green Cow Power LLC | 100 | Green Cow Power LLC | 100 | Non-regulated
Green Cow Power | 60721_G_ENG4 | 60721 | G | ENG4 |  | Non-Fossil Waste |  | MIS_INKY | Indiana | 18 | Elkhart | 39 | 18039 | 1.3 | 11084 | 2021 | 9999 |  |  | N | Non-Fossil Waste | [11 empty] | 0 |  | 0 | 0 | 0 | 0 | [11 empty] | Green Cow Power LLC | 100 | Green Cow Power LLC | 100 | Non-regulated
Logan 1 Community Solar Array | 60722_G_LOGA1 | 60722 | G | LOGA1 |  | Solar PV |  | WECC_CO | Colorado | 8 | Logan | 75 | 08075 | 1.5 | 0 | 2017 | 9999 |  |  | N | Solar | [13 empty] | 0 | 0 | 0 | 0 | [11 empty] | Clean Energy Collective LLC | 100 | Clean Energy Collective LLC | 100 | Non-regulated
Conejos 1 Community Solar Array | 60723_G_CONEJ | 60723 | G | CONEJ |  | Solar PV |  | WECC_CO | Colorado | 8 | Conejos | 21 | 08021 | 1.5 | 0 | 2017 | 9999 |  |  | N | Solar | [13 empty] | 0 | 0 | 0 | 0 | [11 empty] | Clean Energy Collective LLC | 100 | Clean Energy Collective LLC | 100 | Non-regulated
Arapahoe 3 Community Solar Array | 60724_G_ARAP3 | 60724 | G | ARAP3 |  | Solar PV |  | WECC_CO | Colorado | 8 | Arapahoe | 5 | 08005 | 1.8 | 0 | 2017 | 9999 |  |  | N | Solar | [13 empty] | 0 | 0 | 0 | 0 | [11 empty] | Clean Energy Collective LLC | 100 | Clean Energy Collective LLC | 100 | Non-regulated
Xcel Adams 2 Community Solar Array | 60725_G_ADCO2 | 60725 | G | ADCO2 |  | Solar PV |  | WECC_CO | Colorado | 8 | Adams | 1 | 08001 | 1.5 | 0 | 2017 | 9999 |  |  | N | Solar | [13 empty] | 0 | 0 | 0 | 0 | [11 empty] | Clean Energy Collective LLC | 100 | Clean Energy Collective LLC | 100 | Non-regulated
Xcel Adams 1 Community Solar Array | 60726_G_ADCO1 | 60726 | G | ADCO1 |  | Solar PV |  | WECC_CO | Colorado | 8 | Adams | 1 | 08001 | 1.8 | 0 | 2017 | 9999 |  |  | N | Solar | [13 empty] | 0 | 0 | 0 | 0 | [11 empty] | Clean Energy Collective LLC | 100 | Clean Energy Collective LLC | 100 | Non-regulated
East Orange Solar | 60727_G_PV1 | 60727 | G | PV1 |  | Solar PV |  | PJM_EMAC | New Jersey | 34 | Essex | 13 | 34013 | 4.5 | 0 | 2015 | 9999 |  |  | N | Solar | [13 empty] | 0 | 0 | 0 | 0 | [11 empty] | Marina Energy LLC | 100 | Goldman Sachs Group Inc (The) | 100 | Non-regulated
Howell Solar | 60728_G_PV1 | 60728 | G | PV1 |  | Solar PV |  | PJM_EMAC | New Jersey | 34 | Monmouth | 25 | 34025 | 7 | 0 | 2016 | 9999 |  |  | N | Solar | [13 empty] | 0 | 0 | 0 | 0 | [11 empty] | Effisolar Energy Corp | 100 | Effisolar Energy Corp | 100 | Non-regulated
Raritan Solar | 60729_G_PV1 | 60729 | G | PV1 |  | Solar PV |  | PJM_EMAC | New Jersey | 34 | Hunterdon | 19 | 34019 | 7.5 | 0 | 2016 | 9999 |  |  | N | Solar | [13 empty] | 0 | 0 | 0 | 0 | [11 empty] | Marina Energy LLC | 100 | Goldman Sachs Group Inc (The) | 100 | Non-regulated
Victor J Daniel Jr | 6073_G_3 | 6073 | G | 3 | 2746 | Combined Cycle |  | S_SOU | Mississippi | 28 | Jackson | 59 | 28059 | 185.4 | 7065 | 2001 | 9999 |  |  | N | Natural Gas |  |  |  | DLNB | SCR | [7 empty] | 0.001 | 0.0079 | 0.0079 | 0.0079 | 0.0079 | [11 empty] | Mississippi Power Co | 100 | Southern Co | 100 | Regulated
Victor J Daniel Jr | 6073_G_3CT | 6073 | G | 3CT | 2747 | Combined Cycle |  | S_SOU | Mississippi | 28 | Jackson | 59 | 28059 | 185.4 | 7065 | 2001 | 9999 |  |  | N | Natural Gas |  |  |  | DLNB | SCR | [7 empty] | 0.001 | 0.0079 | 0.0079 | 0.0079 | 0.0079 | [11 empty] | Mississippi Power Co | 100 | Southern Co | 100 | Regulated
Victor J Daniel Jr | 6073_G_3ST | 6073 | G | 3ST | 2746 | Combined Cycle |  | S_SOU | Mississippi | 28 | Jackson | 59 | 28059 | 195.1 | 7065 | 2001 | 9999 |  |  | N | Natural Gas |  |  |  | DLNB | SCR | [7 empty] | 0.001 | 0.0079 | 0.0079 | 0.0079 | 0.0079 | [11 empty] | Mississippi Power Co | 100 | Southern Co | 100 | Regulated
Victor J Daniel Jr | 6073_G_4 | 6073 | G | 4 | 2748 | Combined Cycle |  | S_SOU | Mississippi | 28 | Jackson | 59 | 28059 | 189.4 | 7065 | 2001 | 9999 |  |  | N | Natural Gas |  |  |  | DLNB | SCR | [7 empty] | 0.001 | 0.00706 | 0.00706 | 0.00706 | 0.00706 | [11 empty] | Mississippi Power Co | 100 | Southern Co | 100 | Regulated
Victor J Daniel Jr | 6073_G_4CT | 6073 | G | 4CT | 2749 | Combined Cycle |  | S_SOU | Mississippi | 28 | Jackson | 59 | 28059 | 189.4 | 7065 | 2001 | 9999 |  |  | N | Natural Gas |  |  |  | DLNB | SCR | [7 empty] | 0.001 | 0.00706 | 0.00706 | 0.00706 | 0.00706 | [11 empty] | Mississippi Power Co | 100 | Southern Co | 100 | Regulated
Victor J Daniel Jr | 6073_G_4ST | 6073 | G | 4ST | 2748 | Combined Cycle |  | S_SOU | Mississippi | 28 | Jackson | 59 | 28059 | 199.3 | 7065 | 2001 | 9999 |  |  | N | Natural Gas |  |  |  | DLNB | SCR | [7 empty] | 0.001 | 0.00706 | 0.00706 | 0.00706 | 0.00706 | [11 empty] | Mississippi Power Co | 100 | Southern Co | 100 | Regulated
Bridgewater Solar CSG | 60730_G_PV1 | 60730 | G | PV1 |  | Solar PV |  | NENGREST | Massachusetts | 25 | Plymouth | 23 | 25023 | 2 | 0 | 2015 | 9999 |  |  | N | Solar | [13 empty] | 0 | 0 | 0 | 0 | [11 empty] | Marina Energy LLC | 100 | Goldman Sachs Group Inc (The) | 100 | Non-regulated
Bridgewater Solar CSG | 60730_G_PV2 | 60730 | G | PV2 |  | Solar PV |  | NENGREST | Massachusetts | 25 | Plymouth | 23 | 25023 | 1 | 0 | 2015 | 9999 |  |  | N | Solar | [13 empty] | 0 | 0 | 0 | 0 | [11 empty] | Marina Energy LLC | 100 | Goldman Sachs Group Inc (The) | 100 | Non-regulated
Holliston Solar CSG | 60731_G_PV1 | 60731 | G | PV1 |  | Solar PV |  | NENGREST | Massachusetts | 25 | Middlesex | 17 | 25017 | 1 | 0 | 2015 | 9999 |  |  | N | Solar | [13 empty] | 0 | 0 | 0 | 0 | [11 empty] | Marina Energy LLC | 100 | Goldman Sachs Group Inc (The) | 100 | Non-regulated
Frankford Solar | 60732_G_PV1 | 60732 | G | PV1 |  | Solar PV |  | PJM_EMAC | New Jersey | 34 | Sussex | 37 | 34037 | 8.2 | 0 | 2012 | 9999 |  |  | N | Solar | [13 empty] | 0 | 0 | 0 | 0 | [11 empty] | Marina Energy LLC | 100 | Goldman Sachs Group Inc (The) | 100 | Non-regulated
Brickyard Solar | 60733_G_PV1 | 60733 | G | PV1 |  | Solar PV |  | PJM_EMAC | New Jersey | 34 | Monmouth | 25 | 34025 | 1.5 | 0 | 2015 | 9999 |  |  | N | Solar | [13 empty] | 0 | 0 | 0 | 0 | [11 empty] | Brickyard LLC | 100 | Brickyard LLC | 100 | Non-regulated
Bordentown Solar | 60734_G_PV1 | 60734 | G | PV1 |  | Solar PV |  | PJM_EMAC | New Jersey | 34 | Burlington | 5 | 34005 | 6.8 | 0 | 2015 | 9999 |  |  | N | Solar | [13 empty] | 0 | 0 | 0 | 0 | [11 empty] | Marina Energy LLC | 100 | Goldman Sachs Group Inc (The) | 100 | Non-regulated
Longview Solar | 60735_G_PV1 | 60735 | G | PV1 |  | Solar PV |  | PJM_EMAC | Maryland | 24 | Wicomico | 45 | 24045 | 13.6 | 0 | 2016 | 9999 |  |  | N | Solar | [13 empty] | 0 | 0 | 0 | 0 | [11 empty] | Longview Solar LLC | 100 | Longview Solar LLC | 100 | Non-regulated
Wilmington Solar | 60736_G_PV1 | 60736 | G | PV1 |  | Solar PV |  | NENGREST | Massachusetts | 25 | Middlesex | 17 | 25017 | 2 | 0 | 2015 | 9999 |  |  | N | Solar | [13 empty] | 0 | 0 | 0 | 0 | [11 empty] | Marina Energy LLC | 100 | Goldman Sachs Group Inc (The) | 100 | Non-regulated
Church Hill | 60737_G_PV1 | 60737 | G | PV1 |  | Solar PV |  | PJM_EMAC | Maryland | 24 | Queen Annes | 35 | 24035 | 6 | 0 | 2016 | 9999 |  |  | N | Solar | [13 empty] | 0 | 0 | 0 | 0 | [11 empty] | Church Hill Solar Farm LLC | 100 | Church Hill Solar Farm LLC | 100 | Non-regulated
Fall River Solar CSG | 60738_G_PV1 | 60738 | G | PV1 |  | Solar PV |  | NENGREST | Massachusetts | 25 | Bristol | 5 | 25005 | 2 | 0 | 2013 | 9999 |  |  | N | Solar | [13 empty] | 0 | 0 | 0 | 0 | [11 empty] | Fall River Innovation Solar LLC | 100 | Gehrlicher Solar America Corp | 100 | Non-regulated
DSM Solar | 60739_G_PV1 | 60739 | G | PV1 |  | Solar PV |  | PJM_EMAC | New Jersey | 34 | Warren | 41 | 34041 | 4.5 | 0 | 2014 | 9999 |  |  | N | Solar | [13 empty] | 0 | 0 | 0 | 0 | [11 empty] | Marina Energy LLC | 100 | Goldman Sachs Group Inc (The) | 100 | Non-regulated
Greenwood (MO) | 6074_G_1 | 6074 | G | 1 | 90007 | Combustion Turbine |  | SPP_N | Missouri | 29 | Jackson | 95 | 29095 | 62.7 | 25000 | 1975 | 9999 |  |  | N | Natural Gas | [12 empty] | 2.3 | 0.18124 | 0.18124 | 0.18124 | 0.18124 | [11 empty] | Evergy Missouri West Inc | 100 | Evergy Inc | 100 | Regulated
Greenwood (MO) | 6074_G_2 | 6074 | G | 2 | 90008 | Combustion Turbine |  | SPP_N | Missouri | 29 | Jackson | 95 | 29095 | 63 | 25000 | 1975 | 9999 |  |  | N | Natural Gas | [12 empty] | 2.3 | 0.1484 | 0.1484 | 0.1484 | 0.1484 | [11 empty] | Evergy Missouri West Inc | 100 | Evergy Inc | 100 | Regulated
Greenwood (MO) | 6074_G_3 | 6074 | G | 3 | 90009 | Combustion Turbine |  | SPP_N | Missouri | 29 | Jackson | 95 | 29095 | 62.1 | 25000 | 1977 | 9999 |  |  | N | Natural Gas | [12 empty] | 2.3 | 0.1521 | 0.1521 | 0.1521 | 0.1521 | [11 empty] | Evergy Missouri West Inc | 100 | Evergy Inc | 100 | Regulated
Greenwood (MO) | 6074_G_4 | 6074 | G | 4 | 90010 | Combustion Turbine |  | SPP_N | Missouri | 29 | Jackson | 95 | 29095 | 61.4 | 25000 | 1979 | 9999 |  |  | N | Natural Gas | [12 empty] | 2.3 | 0.14049 | 0.14049 | 0.14049 | 0.14049 | [11 empty] | Evergy Missouri West Inc | 100 | Evergy Inc | 100 | Regulated
Greenwood (MO) | 6074_G_5 | 6074 | G | 5 |  | Solar PV |  | SPP_N | Missouri | 29 | Jackson | 95 | 29095 | 3 | 0 | 2016 | 9999 |  |  | N | Solar | [13 empty] | 0 | 0 | 0 | 0 | [11 empty] | Evergy Missouri West Inc | 100 | Evergy Inc | 100 | Regulated
Pittsgrove Solar | 60740_G_PV1 | 60740 | G | PV1 |  | Solar PV |  | PJM_EMAC | New Jersey | 34 | Salem | 33 | 34033 | 2 | 0 | 2014 | 9999 |  |  | N | Solar | [13 empty] | 0 | 0 | 0 | 0 | [11 empty] | Pittsgrove Solar LLC | 100 | Goldman Sachs Group Inc (The) | 100 | Non-regulated
Old Midville Solar | 60741_G_OMD | 60741 | G | OMD |  | Solar PV |  | S_SOU | Georgia | 13 | Jenkins | 165 | 13165 | 19.7 | 0 | 2016 | 9999 |  |  | N | Solar | [13 empty] | 0 | 0 | 0 | 0 | [11 empty] | Citizens Solar Holdings VI LLC | 100 | Citizens Enterprises Corp | 100 | Non-regulated
Argonne National Laboratory CHP | 60742_G_CHP | 60742 | G | CHP |  | Combustion Turbine |  | PJM_COMD | Illinois | 17 | DuPage | 43 | 17043 | 4.7 | 10629 | 2016 | 2045 |  |  | Y | Natural Gas | [13 empty] | 0.011 | 0.011 | 0.011 | 0.011 | [11 empty] | Argonne National Laboratory | 100 | Argonne National Laboratory | 100 | Non-regulated
Rattlesnake Power, LLC | 60743_G_WT1 | 60743 | G | WT1 |  | Onshore Wind |  | ERC_REST | Texas | 48 | McCulloch | 307 | 48307 | 160 | 0 | 2018 | 9999 |  |  | N | Wind | [13 empty] | 0 | 0 | 0 | 0 | [11 empty] | Rattlesnake Power LLC | 100 | Goldwind Science & Technology Co Ltd | 100 | Non-regulated
SEPV Imperial Dixieland West | 60744_G_SESI2 | 60744 | G | SESI2 |  | Solar PV |  | WECC_IID | California | 6 | Imperial | 25 | 06025 | 2.9 | 0 | 2016 | 9999 |  |  | N | Solar | [13 empty] | 0 | 0 | 0 | 0 | [11 empty] | SEPV Imperial LLC | 100 | AES Corp (The) | 100 | Non-regulated
SEPV Imperial Dixieland East | 60745_G_SESI1 | 60745 | G | SESI1 |  | Solar PV |  | WECC_IID | California | 6 | Imperial | 25 | 06025 | 1.9 | 0 | 2016 | 9999 |  |  | N | Solar | [13 empty] | 0 | 0 | 0 | 0 | [11 empty] | SEPV Imperial LLC | 100 | AES Corp (The) | 100 | Non-regulated
Silvi Gibraltar Rock | 60746_G_08502 | 60746 | G | 08502 |  | Solar PV |  | PJM_EMAC | New Jersey | 34 | Somerset | 35 | 34035 | 3 | 0 | 2016 | 9999 |  |  | N | Solar | [13 empty] | 0 | 0 | 0 | 0 | [11 empty] | Clean Capital Partners LLC | 100 | Clean Capital Partners LLC | 100 | Non-regulated
Seabrook Village | 60747_G_07724 | 60747 | G | 07724 |  | Solar PV |  | PJM_EMAC | New Jersey | 34 | Monmouth | 25 | 34025 | 3.1 | 0 | 2016 | 9999 |  |  | N | Solar | [13 empty] | 0 | 0 | 0 | 0 | [11 empty] | Clean Capital Partners LLC | 100 | Clean Capital Partners LLC | 100 | Non-regulated
Simcoe Solar | 60748_G_IDSS | 60748 | G | IDSS |  | Solar PV |  | WECC_ID | Idaho | 16 | Elmore | 39 | 16039 | 20 | 0 | 2017 | 9999 |  |  | N | Solar | [13 empty] | 0 | 0 | 0 | 0 | [11 empty] | Simcoe Solar LLC | 100 | Capital Dynamics | 100 | Non-regulated
Osawatomie Power Plant South Sub | 60750_G_CAT4 | 60750 | G | CAT4 |  | Combustion Turbine | IC Engine | SPP_N | Kansas | 20 | Miami | 121 | 20121 | 2 | 10745 | 2017 | 9999 |  |  | N | Distillate Fuel Oil | [13 empty] | 1.6498 | 1.6498 | 1.6498 | 1.6498 | [11 empty] | Osawatomie KS (City of) | 100 | Osawatomie KS (City of) | 100 | Regulated
Osawatomie Power Plant South Sub | 60750_G_CAT5 | 60750 | G | CAT5 |  | Combustion Turbine | IC Engine | SPP_N | Kansas | 20 | Miami | 121 | 20121 | 2 | 11334 | 2017 | 9999 |  |  | N | Distillate Fuel Oil | [13 empty] | 1.6498 | 1.6498 | 1.6498 | 1.6498 | [11 empty] | Osawatomie KS (City of) | 100 | Osawatomie KS (City of) | 100 | Regulated
Osawatomie Power Plant South Sub | 60750_G_CAT6 | 60750 | G | CAT6 |  | Combustion Turbine | IC Engine | SPP_N | Kansas | 20 | Miami | 121 | 20121 | 2 | 11334 | 2017 | 9999 |  |  | N | Distillate Fuel Oil | [13 empty] | 1.6498 | 1.6498 | 1.6498 | 1.6498 | [11 empty] | Osawatomie KS (City of) | 100 | Osawatomie KS (City of) | 100 | Regulated
Osawatomie Power Plant North Sub | 60751_G_CAT1 | 60751 | G | CAT1 |  | Combustion Turbine | IC Engine | SPP_N | Kansas | 20 | Miami | 121 | 20121 | 2 | 10745 | 2018 | 9999 |  |  | N | Distillate Fuel Oil | [13 empty] | 1.6498 | 1.6498 | 1.6498 | 1.6498 | [11 empty] | Osawatomie KS (City of) | 100 | Osawatomie KS (City of) | 100 | Regulated
Osawatomie Power Plant North Sub | 60751_G_CAT2 | 60751 | G | CAT2 |  | Combustion Turbine | IC Engine | SPP_N | Kansas | 20 | Miami | 121 | 20121 | 2 | 10745 | 2018 | 9999 |  |  | N | Distillate Fuel Oil | [13 empty] | 1.6498 | 1.6498 | 1.6498 | 1.6498 | [11 empty] | Osawatomie KS (City of) | 100 | Osawatomie KS (City of) | 100 | Regulated
Osawatomie Power Plant North Sub | 60751_G_CAT3 | 60751 | G | CAT3 |  | Combustion Turbine | IC Engine | SPP_N | Kansas | 20 | Miami | 121 | 20121 | 2 | 10745 | 2018 | 9999 |  |  | N | Distillate Fuel Oil | [13 empty] | 1.6498 | 1.6498 | 1.6498 | 1.6498 | [11 empty] | Osawatomie KS (City of) | 100 | Osawatomie KS (City of) | 100 | Regulated
Gloucester Community College Solar | 60752_G_PV1 | 60752 | G | PV1 |  | Solar PV |  | PJM_EMAC | New Jersey | 34 | Gloucester | 15 | 34015 | 2.3 | 0 | 2014 | 9999 |  |  | N | Solar | [13 empty] | 0 | 0 | 0 | 0 | [11 empty] | Marina Energy LLC | 100 | Goldman Sachs Group Inc (The) | 100 | Non-regulated
Shirley Landfill | 60753_G_PV1 | 60753 | G | PV1 |  | Solar PV |  | NENGREST | Massachusetts | 25 | Middlesex | 17 | 25017 | 1 | 0 | 2017 | 9999 |  |  | N | Solar | [13 empty] | 0 | 0 | 0 | 0 | [11 empty] | Altus Power America Inc | 100 | Altus Power America Management LLC | 100 | Non-regulated
DDR Shoppers World | 60754_G_PV1 | 60754 | G | PV1 |  | Solar PV |  | NENGREST | Massachusetts | 25 | Middlesex | 17 | 25017 | 1.3 | 0 | 2017 | 9999 |  |  | N | Solar | [13 empty] | 0 | 0 | 0 | 0 | [11 empty] | SW MA Solar LLC | 100 | Altus Power America Management LLC | 100 | Non-regulated
Spartan | 60755_G_PV1 | 60755 | G | PV1 |  | Solar PV |  | PJM_EMAC | New Jersey | 34 | Burlington | 5 | 34005 | 8.3 | 0 | 2017 | 9999 |  |  | N | Solar | [13 empty] | 0 | 0 | 0 | 0 | [11 empty] | North Hanover Solar W2 082 LLC | 100 | Effisolar Energy Corp | 100 | Non-regulated
Meadow Solar | 60756_G_PV1 | 60756 | G | PV1 |  | Solar PV |  | NENGREST | Massachusetts | 25 | Suffolk | 25 | 25025 | 3 | 0 | 2016 | 9999 |  |  | N | Solar | [13 empty] | 0 | 0 | 0 | 0 | [11 empty] | MD MA Solar LLC | 100 | Altus Power America Management LLC | 100 | Non-regulated
Cedarville CSG | 60757_G_PV1 | 60757 | G | PV1 |  | Solar PV |  | NENGREST | Massachusetts | 25 | Plymouth | 23 | 25023 | 0.5 | 0 | 2017 | 9999 |  |  | N | Solar | [13 empty] | 0 | 0 | 0 | 0 | [11 empty] | Altus Power America Management LLC | 100 | Altus Power America Management LLC | 100 | Non-regulated
Cedarville CSG | 60757_G_PV2 | 60757 | G | PV2 |  | Solar PV |  | NENGREST | Massachusetts | 25 | Plymouth | 23 | 25023 | 1 | 0 | 2017 | 9999 |  |  | N | Solar | [13 empty] | 0 | 0 | 0 | 0 | [11 empty] | Altus Power America Management LLC | 100 | Altus Power America Management LLC | 100 | Non-regulated
Cedarville CSG | 60757_G_PV3 | 60757 | G | PV3 |  | Solar PV |  | NENGREST | Massachusetts | 25 | Plymouth | 23 | 25023 | 1 | 0 | 2017 | 9999 |  |  | N | Solar | [13 empty] | 0 | 0 | 0 | 0 | [11 empty] | Altus Power America Management LLC | 100 | Altus Power America Management LLC | 100 | Non-regulated
PPA Grand | 60760_G_PE101 | 60760 | G | PE101 |  | Energy Storage |  | WECC_SCE | California | 6 | Orange | 59 | 06059 | 2 | 0 | 2016 | 9999 |  |  | N | Energy Storage | [13 empty] | 0 | 0 | 0 | 0 | [11 empty] | PPA Grand Johanna LLC | 100 | Powin Energy Corp | 100 | Non-regulated
Roper Farm, LLC | 60761_G_1 | 60761 | G | 1 |  | Solar PV |  | S_VACA | North Carolina | 37 | Cleveland | 45 | 37045 | 5 | 0 | 2015 | 9999 |  |  | N | Solar | [13 empty] | 0 | 0 | 0 | 0 | [11 empty] | Solar Management Services LLC | 100 | Solar Management Services LLC | 100 | Non-regulated
Pfizer Peapack Solar | 60762_G_07934 | 60762 | G | 07934 |  | Solar PV |  | PJM_EMAC | New Jersey | 34 | Somerset | 35 | 34035 | 6.2 | 0 | 2016 | 9999 |  |  | N | Solar | [13 empty] | 0 | 0 | 0 | 0 | [11 empty] | Clean Capital Partners LLC | 100 | Clean Capital Partners LLC | 100 | Non-regulated
Holland Solar | 60763_G_PV1 | 60763 | G | PV1 |  | Solar PV |  | PJM_EMAC | New Jersey | 34 | Hunterdon | 19 | 34019 | 3 | 0 | 2015 | 9999 |  |  | N | Solar | [13 empty] | 0 | 0 | 0 | 0 | [11 empty] | Marina Energy LLC | 100 | Goldman Sachs Group Inc (The) | 100 | Non-regulated
Victory Solar LLC | 60764_G_PV1 | 60764 | G | PV1 |  | Solar PV |  | WECC_CO | Colorado | 8 | Adams | 1 | 08001 | 12.8 | 0 | 2016 | 9999 |  |  | N | Solar | [13 empty] | 0 | 0 | 0 | 0 | [11 empty] | Victory Solar LLC | 100 | Duke Energy Corp | 100 | Non-regulated
L'Oreal Franklin | 60765_G_PV1 | 60765 | G | PV1 |  | Solar PV |  | PJM_EMAC | New Jersey | 34 | Somerset | 35 | 34035 | 1 | 0 | 2012 | 9999 |  |  | N | Solar | [13 empty] | 0 | 0 | 0 | 0 | [11 empty] | Marina Energy LLC | 100 | Goldman Sachs Group Inc (The) | 100 | Non-regulated
L'Oreal Monmouth | 60766_G_PV1 | 60766 | G | PV1 |  | Solar PV |  | PJM_EMAC | New Jersey | 34 | Monmouth | 25 | 34025 | 2 | 0 | 2013 | 9999 |  |  | N | Solar | [13 empty] | 0 | 0 | 0 | 0 | [11 empty] | Marina Energy LLC | 100 | Goldman Sachs Group Inc (The) | 100 | Non-regulated
Gila River Power Block 2 | 60768_G_CTG3 | 60768 | G | CTG3 |  | Combined Cycle |  | WECC_AZ | Arizona | 4 | Maricopa | 13 | 04013 | 146 | 7474 | 2003 | 9999 |  |  | N | Natural Gas |  |  |  |  | SCR | [8 empty] | 0.00756 | 0.00756 | 0.00756 | 0.00756 | [11 empty] | CXA Sundevil II Inc | 100 | Beal Bank USA | 100 | Regulated
Gila River Power Block 2 | 60768_G_CTG4 | 60768 | G | CTG4 |  | Combined Cycle |  | WECC_AZ | Arizona | 4 | Maricopa | 13 | 04013 | 146 | 7474 | 2003 | 9999 |  |  | N | Natural Gas |  |  |  |  | SCR | [8 empty] | 0.00756 | 0.00756 | 0.00756 | 0.00756 | [11 empty] | CXA Sundevil II Inc | 100 | Beal Bank USA | 100 | Regulated
Gila River Power Block 2 | 60768_G_ST10 | 60768 | G | ST10 |  | Combined Cycle |  | WECC_AZ | Arizona | 4 | Maricopa | 13 | 04013 | 223 | 7474 | 2003 | 9999 |  |  | N | Natural Gas |  |  |  | LNB + NH3 | SCR | [8 empty] | 0.00756 | 0.00756 | 0.00756 | 0.00756 | [11 empty] | CXA Sundevil II Inc | 100 | Beal Bank USA | 100 | Regulated
Lower Cape May HS | 60769_G_PV1 | 60769 | G | PV1 |  | Solar PV |  | PJM_EMAC | New Jersey | 34 | Cape May | 9 | 34009 | 1.5 | 0 | 2012 | 9999 |  |  | N | Solar | [13 empty] | 0 | 0 | 0 | 0 | [11 empty] | Marina Energy LLC | 100 | Goldman Sachs Group Inc (The) | 100 | Non-regulated
Timber Creek HS | 60771_G_PV1 | 60771 | G | PV1 |  | Solar PV |  | PJM_EMAC | New Jersey | 34 | Camden | 7 | 34007 | 1.3 | 0 | 2013 | 9999 |  |  | N | Solar | [13 empty] | 0 | 0 | 0 | 0 | [11 empty] | Marina Energy LLC | 100 | Goldman Sachs Group Inc (The) | 100 | Non-regulated
Adams Ave MS and HS | 60772_G_PVHS | 60772 | G | PVHS |  | Solar PV |  | PJM_EMAC | New Jersey | 34 | Atlantic | 1 | 34001 | 1.8 | 0 | 2012 | 9999 |  |  | N | Solar | [13 empty] | 0 | 0 | 0 | 0 | [11 empty] | Marina Energy LLC | 100 | Goldman Sachs Group Inc (The) | 100 | Non-regulated
Adams Ave MS and HS | 60772_G_PVMS | 60772 | G | PVMS |  | Solar PV |  | PJM_EMAC | New Jersey | 34 | Atlantic | 1 | 34001 | 1.3 | 0 | 2011 | 9999 |  |  | N | Solar | [13 empty] | 0 | 0 | 0 | 0 | [11 empty] | Marina Energy LLC | 100 | Goldman Sachs Group Inc (The) | 100 | Non-regulated
Phantom Solar | 60774_G_GEN1 | 60774 | G | GEN1 |  | Solar PV |  | ERC_REST | Texas | 48 | Bell | 27 | 48027 | 15.4 | 0 | 2017 | 9999 |  |  | N | Solar | [13 empty] | 0 | 0 | 0 | 0 | [11 empty] | Phantom Solar LLC | 100 | Apex Clean Energy Inc | 100 | Non-regulated
Deerfield CSG Solar | 60775_G_PV1 | 60775 | G | PV1 |  | Solar PV |  | NENGREST | Massachusetts | 25 | Franklin | 11 | 25011 | 4.5 | 0 | 2017 | 9999 |  |  | N | Solar | [13 empty] | 0 | 0 | 0 | 0 | [11 empty] | LSDP 11 LLC | 100 | LSDP 11 LLC | 100 | Non-regulated
Community Foodbank of NJ | 60776_G_FDBNK | 60776 | G | FDBNK |  | Solar PV |  | PJM_EMAC | New Jersey | 34 | Union | 39 | 34039 | 1 | 0 | 2012 | 9999 |  |  | N | Solar | [13 empty] | 0 | 0 | 0 | 0 | [11 empty] | Public Service Electric & Gas Co | 100 | Public Service Enterprise Group Inc | 100 | Non-regulated
American Kings Solar, LLC | 60777_G_GEN01 | 60777 | G | GEN01 |  | Solar PV |  | WEC_CALN | California | 6 | Kings | 31 | 06031 | 128 | 0 | 2020 | 9999 |  |  | N | Solar | [13 empty] | 0 | 0 | 0 | 0 | [11 empty] | MN8 Energy LLC | 100 | MN8 Energy LLC | 100 | Non-regulated
Hew Fulton Farm, LLC | 60778_G_1 | 60778 | G | 1 |  | Solar PV |  | S_VACA | North Carolina | 37 | Scotland | 165 | 37165 | 5 | 0 | 2015 | 9999 |  |  | N | Solar | [13 empty] | 0 | 0 | 0 | 0 | [11 empty] | Hew Fulton Farm LLC | 100 | Strata Solar LLC | 100 | Non-regulated
McGoogan Farm, LLC | 60779_G_1 | 60779 | G | 1 |  | Solar PV |  | S_VACA | North Carolina | 37 | Robeson | 155 | 37155 | 5 | 0 | 2015 | 9999 |  |  | N | Solar | [13 empty] | 0 | 0 | 0 | 0 | [11 empty] | Mcgoogan Farm LLC | 100 | Strata Solar LLC | 100 | Non-regulated
Royal Wine Corp Solar Power Plant | 60781_G_PV1 | 60781 | G | PV1 |  | Solar PV |  | PJM_EMAC | New Jersey | 34 | Hudson | 17 | 34017 | 0.9 | 0 | 2011 | 9999 |  |  | N | Solar | [13 empty] | 0 | 0 | 0 | 0 | [11 empty] | Royal Wine Corp | 100 | Royal Wine Corp | 100 | Non-regulated
Barnhill Road Solar, LLC | 60782_G_1 | 60782 | G | 1 |  | Solar PV |  | PJM_Dom | North Carolina | 37 | Pasquotank | 139 | 37139 | 3.1 | 0 | 2016 | 9999 |  |  | N | Solar | [13 empty] | 0 | 0 | 0 | 0 | [11 empty] | Barnhill Road Solar LLC | 100 | SunEnergy 1 LLC | 100 | Non-regulated
Leggett Solar, LLC | 60783_G_1 | 60783 | G | 1 |  | Solar PV |  | S_VACA | North Carolina | 37 | Edgecombe | 65 | 37065 | 5 | 0 | 2016 | 9999 |  |  | N | Solar | [13 empty] | 0 | 0 | 0 | 0 | [11 empty] | Leggett Solar LLC | 100 | SunEnergy 1 LLC | 100 | Non-regulated
Jersey Holdings | 60784_G_PV1 | 60784 | G | PV1 |  | Solar PV |  | S_VACA | North Carolina | 37 | Robeson | 155 | 37155 | 5 | 0 | 2017 | 9999 |  |  | N | Solar | [13 empty] | 0 | 0 | 0 | 0 | [11 empty] | Jersey Holdings LLC | 100 | Birdseye Renewable Energy | 100 | Non-regulated
Tungsten Mountain | 60785_G_OEC2 | 60785 | G | OEC2 |  | Geothermal |  | WECC_NNV | Nevada | 32 | Churchill | 1 | 32001 | 17 | 9771 | 2022 | 9999 |  |  | N | Geothermal | [11 empty] | 0 |  | 0 | 0 | 0 | 0 | 0.4563 | 0.4563 | 0.4563 | [8 empty] | Tungsten Mountain | 100 | Tungsten Mountain | 100 | Non-regulated
Tungsten Mountain | 60785_G_TMSOL | 60785 | G | TMSOL |  | Solar PV |  | WECC_NNV | Nevada | 32 | Churchill | 1 | 32001 | 7.3 | 0 | 2019 | 9999 |  |  | N | Solar | [13 empty] | 0 | 0 | 0 | 0 | [11 empty] | ORNI 43 LLC | 100 | Ormat Technologies Inc | 100 | Non-regulated
Tungsten Mountain | 60785_G_UNIT1 | 60785 | G | UNIT1 |  | Geothermal |  | WECC_NNV | Nevada | 32 | Churchill | 1 | 32001 | 24.4 | 9771 | 2017 | 9999 |  |  | N | Geothermal | [13 empty] | 0 | 0 | 0 | 0 | 0.4563 | 0.4563 | 0.4563 | [8 empty] | ORNI 43 LLC | 100 | Ormat Technologies Inc | 100 | Non-regulated
Williamston Speight Solar, LLC | 60787_G_SPGHT | 60787 | G | SPGHT |  | Solar PV |  | PJM_Dom | North Carolina | 37 | Martin | 117 | 37117 | 15 | 0 | 2016 | 9999 |  |  | N | Solar | [13 empty] | 0 | 0 | 0 | 0 | [11 empty] | Williamston Speight Solar LLC | 100 | SunEnergy 1 LLC | 100 | Non-regulated
Suwannee Solar Facility | 60788_G_XXXXX | 60788 | G | XXXXX |  | Solar PV |  | FRCC | Florida | 12 | Suwannee | 121 | 12121 | 8.8 | 0 | 2017 | 9999 |  |  | N | Solar | [13 empty] | 0 | 0 | 0 | 0 | [11 empty] | Duke Energy Florida | 100 | Duke Energy Corp | 100 | Regulated
Bluebell Solar | 60789_G_UNIT1 | 60789 | G | UNIT1 |  | Solar PV |  | ERC_WEST | Texas | 48 | Sterling | 431 | 48431 | 30 | 0 | 2018 | 9999 |  |  | N | Solar | [13 empty] | 0 | 0 | 0 | 0 | [11 empty] | Bluebell Solar LLC | 100 | NextEra Energy Inc | 100 | Non-regulated
PVN Milliken, LLC | 60790_G_PV | 60790 | G | PV |  | Solar PV |  | WECC_SCE | California | 6 | San Bernardino | 71 | 06071 | 3 | 0 | 2017 | 9999 |  |  | N | Solar | [13 empty] | 0 | 0 | 0 | 0 | [11 empty] | San Bernardino County (CA) | 100 | San Bernardino County (CA) | 100 | Non-regulated
SunAnza | 60791_G_ANZA1 | 60791 | G | ANZA1 |  | Solar PV |  | WECC_SCE | California | 6 | Riverside | 65 | 06065 | 2 | 0 | 2017 | 9999 |  |  | N | Solar | [13 empty] | 0 | 0 | 0 | 0 | [11 empty] | Arizona Electric Power Coop Inc | 100 | Arizona Electric Power Coop Inc | 100 | Regulated
SunAnza | 60791_G_ANZA2 | 60791 | G | ANZA2 |  | Solar PV |  | WECC_SCE | California | 6 | Riverside | 65 | 06065 | 1.4 | 0 | 2020 | 9999 |  |  | N | Solar | [13 empty] | 0 | 0 | 0 | 0 | [11 empty] | Sierra Southwest Cooperative | 100 | Sierra Southwest Cooperative | 100 | Regulated
Republic Services Renewable Energy, LLC | 60792_G_GT1 | 60792 | G | GT1 |  | Landfill Gas |  | WECC_SNV | Nevada | 32 | Clark | 3 | 32003 | 3.3 | 17500 | 2012 | 9999 |  |  | N | Landfill Gas | [13 empty] | 0.22117 | 0.22117 | 0.22117 | 0.22117 | [11 empty] | CC Landfill Energy LLC | 100 | Goldman Sachs Group Inc (The) | 100 | Non-regulated
Republic Services Renewable Energy, LLC | 60792_G_GT2 | 60792 | G | GT2 |  | Landfill Gas |  | WECC_SNV | Nevada | 32 | Clark | 3 | 32003 | 3.3 | 17500 | 2012 | 9999 |  |  | N | Landfill Gas | [13 empty] | 0.22117 | 0.22117 | 0.22117 | 0.22117 | [11 empty] | CC Landfill Energy LLC | 100 | Goldman Sachs Group Inc (The) | 100 | Non-regulated
Eichtens Community Solar | 60795_G_SO228 | 60795 | G | SO228 |  | Solar PV |  | MIS_MNWI | Minnesota | 27 | Chisago | 25 | 27025 | 3.9 | 0 | 2016 | 9999 |  |  | N | Solar | [13 empty] | 0 | 0 | 0 | 0 | [11 empty] | Terraform Power Inc | 100 | Brookfield Asset Management Inc | 100 | Non-regulated
Red Wing Community Solar | 60796_G_SO234 | 60796 | G | SO234 |  | Solar PV |  | MIS_MNWI | Minnesota | 27 | Goodhue | 49 | 27049 | 4.9 | 0 | 2016 | 9999 |  |  | N | Solar | [13 empty] | 0 | 0 | 0 | 0 | [11 empty] | Red Wing MN LLC | 100 | WGL Holdings Inc | 100 | Non-regulated
Lake Forest Hospital Central Energy Plant | 60797_G_GEN1 | 60797 | G | GEN1 |  | Combustion Turbine | IC Engine | PJM_COMD | Illinois | 17 | Lake | 97 | 17097 | 0.8 | 10745 | 1996 | 2045 |  |  | N | Natural Gas | [13 empty] | 1.061 | 1.061 | 1.061 | 1.061 | [11 empty] | Lake Forest Hospital | 100 | Lake Forest Hospital | 100 | Non-regulated
Lake Forest Hospital Central Energy Plant | 60797_G_GEN2 | 60797 | G | GEN2 |  | Combustion Turbine | IC Engine | PJM_COMD | Illinois | 17 | Lake | 97 | 17097 | 0.8 | 10745 | 1996 | 2045 |  |  | N | Natural Gas | [13 empty] | 1.061 | 1.061 | 1.061 | 1.061 | [11 empty] | Northwestern Lake Forest Hospital | 100 | Northwestern Lake Forest Hospital | 100 | Non-regulated
Lake Forest Hospital Central Energy Plant | 60797_G_GEN3 | 60797 | G | GEN3 |  | Combustion Turbine | IC Engine | PJM_COMD | Illinois | 17 | Lake | 97 | 17097 | 0.8 | 10745 | 1996 | 2045 |  |  | N | Natural Gas | [13 empty] | 1.061 | 1.061 | 1.061 | 1.061 | [11 empty] | Northwestern Lake Forest Hospital | 100 | Northwestern Lake Forest Hospital | 100 | Non-regulated
Lake Forest Hospital Central Energy Plant | 60797_G_GEN4 | 60797 | G | GEN4 |  | Combustion Turbine | IC Engine | PJM_COMD | Illinois | 17 | Lake | 97 | 17097 | 0.8 | 10745 | 1996 | 2045 |  |  | N | Natural Gas | [13 empty] | 1.061 | 1.061 | 1.061 | 1.061 | [11 empty] | Northwestern Lake Forest Hospital | 100 | Northwestern Lake Forest Hospital | 100 | Non-regulated
South Atlantic Services Solar Farm I | 60798_G_PV1 | 60798 | G | PV1 |  | Solar PV |  | S_VACA | North Carolina | 37 | New Hanover | 129 | 37129 | 1.6 | 0 | 2013 | 9999 |  |  | N | Solar | [13 empty] | 0 | 0 | 0 | 0 | [11 empty] | South Atlantic Services Inc | 100 | South Atlantic Services Inc | 100 | Non-regulated
Iron Horse Solar 4, LLC | 60799_G_PV1 | 60799 | G | PV1 |  | Solar PV |  | NENGREST | Massachusetts | 25 | Middlesex | 17 | 25017 | 4.5 | 0 | 2017 | 9999 |  |  | N | Solar | [13 empty] | 0 | 0 | 0 | 0 | [11 empty] | Iron Horse Solar 4 LLC | 100 | Soltage LLC | 100 | Non-regulated
Catawba Solar LLC | 60800_G_PV1 | 60800 | G | PV1 |  | Solar PV |  | S_VACA | North Carolina | 37 | Rowan | 159 | 37159 | 2 | 0 | 2016 | 9999 |  |  | N | Solar | [13 empty] | 0 | 0 | 0 | 0 | [11 empty] | Catawba Solar LLC | 100 | OF Solutions LLC | 100 | Non-regulated
CEC Solar #1117, LLC | 60801_G_PUEB2 | 60801 | G | PUEB2 |  | Solar PV |  | WECC_CO | Colorado | 8 | Pueblo | 101 | 08101 | 1.5 | 0 | 2018 | 9999 |  |  | N | Solar | [13 empty] | 0 | 0 | 0 | 0 | [11 empty] | Clean Energy Collective LLC | 100 | Clean Energy Collective LLC | 100 | Non-regulated
Gemini Technologies Services, Inc. Solar | 60804_G_DBGAT | 60804 | G | DBGAT |  | Solar PV |  | PJM_EMAC | New Jersey | 34 | Morris | 27 | 34027 | 1.2 | 0 | 2013 | 9999 |  |  | N | Solar | [13 empty] | 0 | 0 | 0 | 0 | [11 empty] | Gemini Technologies Services Inc Solar | 100 | Gemini Technologies Services Inc Solar | 100 | Non-regulated
Beaver Run | 60805_G_BRUN1 | 60805 | G | BRUN1 |  | Solar PV |  | PJM_EMAC | New Jersey | 34 | Sussex | 37 | 34037 | 7.4 | 0 | 2015 | 9999 |  |  | N | Solar | [13 empty] | 0 | 0 | 0 | 0 | [11 empty] | Shotco Energy LLC | 100 | Shotco Energy LLC | 100 | Non-regulated
North Bergen Solar | 60806_G_PV1 | 60806 | G | PV1 |  | Solar PV |  | PJM_EMAC | New Jersey | 34 | Hudson | 17 | 34017 | 1.7 | 0 | 2016 | 9999 |  |  | N | Solar | [13 empty] | 0 | 0 | 0 | 0 | [11 empty] | Hartz Solar LLC | 100 | Hartz Mountain Industries Inc | 100 | Non-regulated
US Foods Solar | 60808_G_USFDS | 60808 | G | USFDS |  | Solar PV |  | PJM_EMAC | New Jersey | 34 | Middlesex | 23 | 34023 | 6 | 0 | 2012 | 9999 |  |  | N | Solar | [13 empty] | 0 | 0 | 0 | 0 | [11 empty] | Vanguard Energy Services LLC | 100 | Vanguard Energy Systems LLC | 100 | Non-regulated
Summit Water Nexus Mt. Holly, LLC Solar | 60809_G_MHWWT | 60809 | G | MHWWT |  | Solar PV |  | PJM_EMAC | New Jersey | 34 | Burlington | 5 | 34005 | 1 | 0 | 2013 | 9999 |  |  | N | Solar | [13 empty] | 0 | 0 | 0 | 0 | [11 empty] | Summit Water Nexus Mount Holly LLC | 100 | Summit Water Nexus Mount Holly LLC | 100 | Non-regulated
Stony Brook | 6081_G_1 | 6081 | G | 1 | 2759 | Combustion Turbine |  | NENGREST | Massachusetts | 25 | Hampden | 13 | 25013 | 65 | 19139 | 1982 | 9999 |  |  | N | Distillate Fuel Oil |  |  |  | STM | [8 empty] | 1.2 | 1.2 | 1.2 | 1.2 | 1.2 | [11 empty] | Massachusetts Municipal Wholesale Electric Co | 100 | Massachusetts Municipal Wholesale Electric Co | 100 | Regulated
Stony Brook | 6081_G_2 | 6081 | G | 2 | 2760 | Combustion Turbine |  | NENGREST | Massachusetts | 25 | Hampden | 13 | 25013 | 65 | 19141 | 1982 | 9999 |  |  | N | Distillate Fuel Oil |  |  |  | DLNB + H2O | [8 empty] | 1.2 | 1.2001 | 1.2001 | 1.2001 | 1.2001 | [11 empty] | Massachusetts Municipal Wholesale Electric Co | 100 | Massachusetts Municipal Wholesale Electric Co | 100 | Regulated
Stony Brook | 6081_G_5051S | 6081 | G | 5051S |  | Solar PV |  | NENGREST | Massachusetts | 25 | Hampden | 13 | 25013 | 6.9 | 0 | 2018 | 9999 |  |  | N | Solar | [11 empty] | 0 |  | 0 | 0 | 0 | 0 | [11 empty] | Massachusetts Mun Wholes Electric Co | 100 | Massachusetts Mun Wholes Electric Co | 100 | Regulated
Stony Brook | 6081_G_BS#1 | 6081 | G | BS#1 |  | Combustion Turbine | IC Engine | NENGREST | Massachusetts | 25 | Hampden | 13 | 25013 | 2 | 12283 | 2007 | 9999 |  |  | N | Distillate Fuel Oil | [13 empty] | 1.6498 | 1.6498 | 1.6498 | 1.6498 | [11 empty] | Massachusetts Municipal Wholesale Electric Co | 100 | Massachusetts Municipal Wholesale Electric Co | 100 | Regulated
Stony Brook | 6081_G_BS#2 | 6081 | G | BS#2 |  | Combustion Turbine | IC Engine | NENGREST | Massachusetts | 25 | Hampden | 13 | 25013 | 2 | 12283 | 2007 | 9999 |  |  | N | Distillate Fuel Oil | [13 empty] | 1.6498 | 1.6498 | 1.6498 | 1.6498 | [11 empty] | Massachusetts Municipal Wholesale Electric Co | 100 | Massachusetts Municipal Wholesale Electric Co | 100 | Regulated
Stony Brook | 6081_G_CA1 | 6081 | G | CA1 | 2756 | Combined Cycle |  | NENGREST | Massachusetts | 25 | Hampden | 13 | 25013 | 96 | 9451 | 1981 | 9999 |  |  | N | Natural Gas, Distillate Fuel Oil |  |  |  | STM | [8 empty] | 1.2 | 0.20444 | 0.20444 | 0.20444 | 0.20444 | [11 empty] | Massachusetts Municipal Wholesale Electric Co | 88.44 | Massachusetts Municipal Wholesale Electric Co | 88.44 | Regulated
Stony Brook | 6081_G_CT1 | 6081 | G | CT1 | 2756 | Combined Cycle |  | NENGREST | Massachusetts | 25 | Hampden | 13 | 25013 | 69.7 | 9451 | 1981 | 9999 |  |  | N | Natural Gas, Distillate Fuel Oil |  |  |  | STM | [8 empty] | 1.2 | 0.20444 | 0.20444 | 0.20444 | 0.20444 | [11 empty] | Massachusetts Municipal Wholesale Electric Co | 88.44 | Massachusetts Municipal Wholesale Electric Co | 88.44 | Regulated
Stony Brook | 6081_G_CT2 | 6081 | G | CT2 | 2757 | Combined Cycle |  | NENGREST | Massachusetts | 25 | Hampden | 13 | 25013 | 69.7 | 9451 | 1981 | 9999 |  |  | N | Natural Gas, Distillate Fuel Oil |  |  |  | DLNB + H2O + STM | [8 empty] | 1.2 | 0.20444 | 0.20444 | 0.20444 | 0.20444 | [11 empty] | Massachusetts Municipal Wholesale Electric Co | 88.44 | Massachusetts Municipal Wholesale Electric Co | 88.44 | Regulated
Stony Brook | 6081_G_CT3 | 6081 | G | CT3 | 2758 | Combined Cycle |  | NENGREST | Massachusetts | 25 | Hampden | 13 | 25013 | 69.7 | 9451 | 1981 | 9999 |  |  | N | Natural Gas, Distillate Fuel Oil |  |  |  | DLNB + H2O + STM | [8 empty] | 1.2 | 0.20444 | 0.20444 | 0.20444 | 0.20444 | [11 empty] | Massachusetts Municipal Wholesale Electric Co | 88.44 | Massachusetts Municipal Wholesale Electric Co | 88.44 | Regulated
Stony Brook | 6081_G_EDSI | 6081 | G | EDSI |  | Combustion Turbine | IC Engine | NENGREST | Massachusetts | 25 | Hampden | 13 | 25013 | 0.6 | 12283 | 1981 | 9999 |  |  | N | Distillate Fuel Oil |  |  |  | STM | [8 empty] | 0.789 | 1.6498 | 1.6498 | 1.6498 | 1.6498 | [11 empty] | Massachusetts Municipal Wholesale Electric Co | 83.32 | Massachusetts Municipal Wholesale Electric Co | 83.32 | Regulated
Sabert Solar | 60810_G_SABER | 60810 | G | SABER |  | Solar PV |  | PJM_EMAC | New Jersey | 34 | Middlesex | 23 | 34023 | 2.1 | 0 | 2011 | 9999 |  |  | N | Solar | [13 empty] | 0 | 0 | 0 | 0 | [11 empty] | Vanguard Energy Services LLC | 100 | Vanguard Energy Systems LLC | 100 | Non-regulated
Cloverdale Solar Center | 60813_G_ECA02 | 60813 | G | ECA02 |  | Solar PV |  | WEC_CALN | California | 6 | Sonoma | 97 | 06097 | 1 | 0 | 2019 | 9999 |  |  | N | Solar | [13 empty] | 0 | 0 | 0 | 0 | [11 empty] | Cloverdale Solar 2 LLC | 100 | BAP Power Corp | 100 | Non-regulated
Hampshire College Hybrid | 60815_G_BA1 | 60815 | G | BA1 |  | Energy Storage |  | NENGREST | Massachusetts | 25 | Hampshire | 15 | 25015 | 0.5 | 0 | 2017 | 9999 |  |  | N | Energy Storage | [13 empty] | 0 | 0 | 0 | 0 | [11 empty] | SolarCity Corp | 100 | Tesla Inc | 100 | Non-regulated
Hampshire College Hybrid | 60815_G_BA2 | 60815 | G | BA2 |  | Energy Storage |  | NENGREST | Massachusetts | 25 | Hampshire | 15 | 25015 | 0.5 | 0 | 2017 | 9999 |  |  | N | Energy Storage | [13 empty] | 0 | 0 | 0 | 0 | [11 empty] | SolarCity Corp | 100 | Tesla Inc | 100 | Non-regulated
Hampshire College Hybrid | 60815_G_PV1 | 60815 | G | PV1 |  | Solar PV |  | NENGREST | Massachusetts | 25 | Hampshire | 15 | 25015 | 1.7 | 0 | 2017 | 9999 |  |  | N | Solar | [13 empty] | 0 | 0 | 0 | 0 | [11 empty] | SolarCity Corp | 100 | Tesla Inc | 100 | Non-regulated
Hampshire College Hybrid | 60815_G_PV2 | 60815 | G | PV2 |  | Solar PV |  | NENGREST | Massachusetts | 25 | Hampshire | 15 | 25015 | 1.7 | 0 | 2017 | 9999 |  |  | N | Solar | [13 empty] | 0 | 0 | 0 | 0 | [11 empty] | SolarCity Corp | 100 | Tesla Inc | 100 | Non-regulated
Town of Lexington Solar | 60816_G_PV1 | 60816 | G | PV1 |  | Solar PV |  | NENGREST | Massachusetts | 25 | Middlesex | 17 | 25017 | 1.6 | 0 | 2017 | 9999 |  |  | N | Solar | [13 empty] | 0 | 0 | 0 | 0 | [11 empty] | SolarCity Corp | 100 | Tesla Inc | 100 | Non-regulated
Sullivan County - Adult Care Solar | 60817_G_PV1 | 60817 | G | PV1 |  | Solar PV |  | NY_Z_G-I | New York | 36 | Sullivan | 105 | 36105 | 2 | 0 | 2017 | 9999 |  |  | N | Solar | [13 empty] | 0 | 0 | 0 | 0 | [11 empty] | SolarCity Corp | 100 | Tesla Inc | 100 | Non-regulated
Oswego County - Fulton Solar | 60818_G_PV1 | 60818 | G | PV1 |  | Solar PV |  | NY_Z_C&E | New York | 36 | Oswego | 75 | 36075 | 2 | 0 | 2018 | 9999 |  |  | N | Solar | [13 empty] | 0 | 0 | 0 | 0 | [11 empty] | Weisshorn Solar I LLC | 100 | Weisshorn Solar I LLC | 100 | Non-regulated
Jefferson-Lewis BOCES Solar | 60819_G_PV1 | 60819 | G | PV1 |  | Solar PV |  | NY_Z_C&E | New York | 36 | Jefferson | 45 | 36045 | 2 | 0 | 2017 | 9999 |  |  | N | Solar | [13 empty] | 0 | 0 | 0 | 0 | [11 empty] | Cypress Creek Renewables LLC | 100 | Cypress Creek Holdings LLC | 100 | Non-regulated
Montgomery County Correctional Facility | 60820_G_PV1 | 60820 | G | PV1 |  | Solar PV |  | PJM_SMAC | Maryland | 24 | Montgomery | 31 | 24031 | 1.4 | 0 | 2017 | 9999 |  |  | N | Solar | [13 empty] | 0 | 0 | 0 | 0 | [11 empty] | SolarCity Corp | 100 | Tesla Inc | 100 | Non-regulated
Weber State University - Davis Campus PV | 60821_G_PV1 | 60821 | G | PV1 |  | Solar PV |  | WECC_UT | Utah | 49 | Davis | 11 | 49011 | 1.3 | 0 | 2017 | 9999 |  |  | N | Solar | [13 empty] | 0 | 0 | 0 | 0 | [11 empty] | Tesla Inc | 100 | Tesla Inc | 100 | Non-regulated
Intel - Ocotillo Campus Solar | 60822_G_PV1 | 60822 | G | PV1 |  | Solar PV |  | WECC_AZ | Arizona | 4 | Maricopa | 13 | 04013 | 2.8 | 0 | 2017 | 9999 |  |  | N | Solar | [13 empty] | 0 | 0 | 0 | 0 | [11 empty] | SolarCity Corp | 100 | Tesla Inc | 100 | Non-regulated
Intel - Ocotillo Campus Solar | 60822_G_PV2 | 60822 | G | PV2 |  | Solar PV |  | WECC_AZ | Arizona | 4 | Maricopa | 13 | 04013 | 1.4 | 0 | 2018 | 9999 |  |  | N | Solar | [13 empty] | 0 | 0 | 0 | 0 | [11 empty] | SolarCity Corp | 100 | Tesla Inc | 100 | Non-regulated
South Sioux City Solar | 60823_G_PV1 | 60823 | G | PV1 |  | Solar PV |  | SPP_NEBR | Nebraska | 31 | Dakota | 43 | 31043 | 2.3 | 0 | 2016 | 9999 |  |  | N | Solar | [13 empty] | 0 | 0 | 0 | 0 | [11 empty] | SolarCity Corp | 100 | Tesla Inc | 100 | Non-regulated
Valley Sanitary District WTP Solar | 60824_G_PV1 | 60824 | G | PV1 |  | Solar PV |  | WECC_SCE | California | 6 | Riverside | 65 | 06065 | 1 | 0 | 2016 | 9999 |  |  | N | Solar | [13 empty] | 0 | 0 | 0 | 0 | [11 empty] | SolarCity Corp | 100 | Tesla Inc | 100 | Non-regulated
Colgreen North Shore Solar Farm | 60825_G_CNS1 | 60825 | G | CNS1 |  | Solar PV |  | WECC_IID | California | 6 | Riverside | 65 | 06065 | 74.8 | 0 | 2018 | 9999 |  |  | N | Solar | [13 empty] | 0 | 0 | 0 | 0 | [11 empty] | ColGreen North Shore LLC | 100 | Sunpin Holdings LLLC | 100 | Non-regulated
Sun Streams, LLC | 60827_G_GEN01 | 60827 | G | GEN01 |  | Solar PV |  | WECC_AZ | Arizona | 4 | Maricopa | 13 | 04013 | 160 | 0 | 2020 | 9999 |  |  | N | Solar | [13 empty] | 0 | 0 | 0 | 0 | [11 empty] | Sun Streams LLC | 100 | First Solar Inc | 100 | Non-regulated
Deerfield 3 | 6083_G_GEN1 | 6083 | G | GEN1 |  | Hydro |  | NENGREST | Massachusetts | 25 | Franklin | 11 | 25011 | 2 | 0 | 1912 | 9999 |  |  | N | Hydro | [13 empty] | 0 | 0 | 0 | 0 | [11 empty] | Great River Hydro LLC | 100 | ArcLight Capital Partners LLC | 100 | Non-regulated
Deerfield 3 | 6083_G_GEN2 | 6083 | G | GEN2 |  | Hydro |  | NENGREST | Massachusetts | 25 | Franklin | 11 | 25011 | 2 | 0 | 1912 | 9999 |  |  | N | Hydro | [13 empty] | 0 | 0 | 0 | 0 | [11 empty] | Great River Hydro LLC | 100 | ArcLight Capital Partners LLC | 100 | Non-regulated
Deerfield 3 | 6083_G_GEN3 | 6083 | G | GEN3 |  | Hydro |  | NENGREST | Massachusetts | 25 | Franklin | 11 | 25011 | 2 | 0 | 1912 | 9999 |  |  | N | Hydro | [13 empty] | 0 | 0 | 0 | 0 | [11 empty] | Great River Hydro LLC | 100 | ArcLight Capital Partners LLC | 100 | Non-regulated
Webster Holdco Solar CSG | 60830_G_WEBST | 60830 | G | WEBST |  | Solar PV |  | MIS_MNWI | Minnesota | 27 | Rice | 131 | 27131 | 5 | 0 | 2017 | 9999 |  |  | N | Solar | [13 empty] | 0 | 0 | 0 | 0 | [11 empty] | Webster Holdco LLC | 100 | NRG Energy Inc | 100 | Non-regulated
Orbit Energy RI | 60831_G_1 | 60831 | G | 1 |  | Non-Fossil Waste |  | NENGREST | Rhode Island | 44 | Providence | 7 | 44007 | 3.2 | 13500 | 2017 | 9999 |  |  | N | Non-Fossil Waste | [13 empty] | 0.037 | 0.037 | 0.037 | 0.037 | [11 empty] | Blue Sphere Corp | 100 | Blue Sphere Corp | 100 | Non-regulated
Farmington Holdco Solar | 60832_G_FARMI | 60832 | G | FARMI |  | Solar PV |  | MIS_MNWI | Minnesota | 27 | Dakota | 37 | 27037 | 5 | 0 | 2017 | 9999 |  |  | N | Solar | [13 empty] | 0 | 0 | 0 | 0 | [11 empty] | Farmington Holdco LLC | 100 | NRG Energy Inc | 100 | Non-regulated
Dodge Holdco Solar CSG | 60833_G_DODGE | 60833 | G | DODGE |  | Solar PV |  | MIS_MNWI | Minnesota | 27 | Dodge | 39 | 27039 | 5 | 0 | 2017 | 9999 |  |  | N | Solar | [13 empty] | 0 | 0 | 0 | 0 | [11 empty] | Dodge Holdco LLC | 100 | NRG Energy Inc | 100 | Non-regulated
Hwy 14 Holdco Solar CSG | 60834_G_HWY14 | 60834 | G | HWY14 |  | Solar PV |  | MIS_MNWI | Minnesota | 27 | Olmsted | 109 | 27109 | 5 | 0 | 2017 | 9999 |  |  | N | Solar | [13 empty] | 0 | 0 | 0 | 0 | [11 empty] | Hwy 14 Holdco LLC | 100 | NRG Energy Inc | 100 | Non-regulated
Pine Island Solar CSG | 60835_G_PINEI | 60835 | G | PINEI |  | Solar PV |  | MIS_MNWI | Minnesota | 27 | Olmsted | 109 | 27109 | 3.9 | 0 | 2017 | 9999 |  |  | N | Solar | [13 empty] | 0 | 0 | 0 | 0 | [11 empty] | Pine Island Holdco LLC | 100 | NRG Energy Inc | 100 | Non-regulated
Big Lake Holdco Solar CSG | 60836_G_BLAKE | 60836 | G | BLAKE |  | Solar PV |  | MIS_MNWI | Minnesota | 27 | Sherburne | 141 | 27141 | 5 | 0 | 2017 | 9999 |  |  | N | Solar | [13 empty] | 0 | 0 | 0 | 0 | [11 empty] | Big Lake Holdco LLC | 100 | NRG Energy Inc | 100 | Non-regulated
Forest Lake Solar CSG | 60837_G_FORES | 60837 | G | FORES |  | Solar PV |  | MIS_MNWI | Minnesota | 27 | Washington | 163 | 27163 | 5 | 0 | 2017 | 9999 |  |  | N | Solar | [13 empty] | 0 | 0 | 0 | 0 | [11 empty] | Forest Lake Holdco LLC | 100 | NRG Energy Inc | 100 | Non-regulated
Wabasha Holdco Solar CSG | 60838_G_WABAS | 60838 | G | WABAS |  | Solar PV |  | MIS_MNWI | Minnesota | 27 | Wabasha | 157 | 27157 | 3 | 0 | 2017 | 9999 |  |  | N | Solar | [13 empty] | 0 | 0 | 0 | 0 | [11 empty] | Wabasha Holdco LLC | 100 | NRG Energy Inc | 100 | Non-regulated
Goya Foods, Inc- Jersey City Solar | 60839_G_PV1 | 60839 | G | PV1 |  | Solar PV |  | PJM_EMAC | New Jersey | 34 | Hudson | 17 | 34017 | 2.5 | 0 | 2015 | 9999 |  |  | N | Solar | [13 empty] | 0 | 0 | 0 | 0 | [11 empty] | Goya Foods Inc | 100 | Goya Foods Inc | 100 | Non-regulated
Goya Foods, Inc- Secaucus Solar | 60840_G_PV1 | 60840 | G | PV1 |  | Solar PV |  | PJM_EMAC | New Jersey | 34 | Hudson | 17 | 34017 | 1.6 | 0 | 2016 | 9999 |  |  | N | Solar | [13 empty] | 0 | 0 | 0 | 0 | [11 empty] | Vanguard Energy Services LLC | 100 | Vanguard Energy Systems LLC | 100 | Non-regulated
Prudential 55 Livingston Roseland Solar | 60841_G_PV1 | 60841 | G | PV1 |  | Solar PV |  | PJM_EMAC | New Jersey | 34 | Essex | 13 | 34013 | 1.2 | 0 | 2013 | 9999 |  |  | N | Solar | [13 empty] | 0 | 0 | 0 | 0 | [11 empty] | Vanguard Energy Services LLC | 100 | Vanguard Energy Systems LLC | 100 | Non-regulated
Prudential 80 Livingston Roseland Solar | 60842_G_PV1 | 60842 | G | PV1 |  | Solar PV |  | PJM_EMAC | New Jersey | 34 | Essex | 13 | 34013 | 1.7 | 0 | 2013 | 9999 |  |  | N | Solar | [13 empty] | 0 | 0 | 0 | 0 | [11 empty] | Vanguard Energy Services LLC | 100 | Vanguard Energy Systems LLC | 100 | Non-regulated
River Terminal Development Solar | 60843_G_RTD1 | 60843 | G | RTD1 |  | Solar PV |  | PJM_EMAC | New Jersey | 34 | Hudson | 17 | 34017 | 0.5 | 0 | 2006 | 9999 |  |  | N | Solar | [13 empty] | 0 | 0 | 0 | 0 | [11 empty] | RTC Properties Inc | 100 | RTC Properties Inc | 100 | Non-regulated
River Terminal Development Solar | 60843_G_RTD2 | 60843 | G | RTD2 |  | Solar PV |  | PJM_EMAC | New Jersey | 34 | Hudson | 17 | 34017 | 0.6 | 0 | 2009 | 9999 |  |  | N | Solar | [13 empty] | 0 | 0 | 0 | 0 | [11 empty] | RTC Properties Inc | 100 | RTC Properties Inc | 100 | Non-regulated
River Terminal Development Solar | 60843_G_RTD3 | 60843 | G | RTD3 |  | Solar PV |  | PJM_EMAC | New Jersey | 34 | Hudson | 17 | 34017 | 0.2 | 0 | 2011 | 9999 |  |  | N | Solar | [13 empty] | 0 | 0 | 0 | 0 | [11 empty] | RTC Properties Inc | 100 | RTC Properties Inc | 100 | Non-regulated
River Terminal Development Solar | 60843_G_RTD4 | 60843 | G | RTD4 |  | Solar PV |  | PJM_EMAC | New Jersey | 34 | Hudson | 17 | 34017 | 1 | 0 | 2011 | 9999 |  |  | N | Solar | [13 empty] | 0 | 0 | 0 | 0 | [11 empty] | RTC Properties Inc | 100 | RTC Properties Inc | 100 | Non-regulated
River Terminal Development Solar | 60843_G_RTD5 | 60843 | G | RTD5 |  | Solar PV |  | PJM_EMAC | New Jersey | 34 | Hudson | 17 | 34017 | 0.4 | 0 | 2016 | 9999 |  |  | N | Solar | [13 empty] | 0 | 0 | 0 | 0 | [11 empty] | RTC Properties Inc | 100 | RTC Properties Inc | 100 | Non-regulated
River Terminal Development Solar | 60843_G_RTD6 | 60843 | G | RTD6 |  | Solar PV |  | PJM_EMAC | New Jersey | 34 | Hudson | 17 | 34017 | 0.2 | 0 | 2020 | 9999 |  |  | N | Solar | [13 empty] | 0 | 0 | 0 | 0 | [11 empty] | RTC Properties Inc | 100 | RTC Properties Inc | 100 | Non-regulated
Genentech Vacaville Meter #1 | 60844_G_PV1 | 60844 | G | PV1 |  | Solar PV |  | WEC_CALN | California | 6 | Solano | 95 | 06095 | 3.8 | 0 | 2017 | 9999 |  |  | N | Solar | [13 empty] | 0 | 0 | 0 | 0 | [11 empty] | SolarCity Corp | 100 | Tesla Inc | 100 | Non-regulated
Genentech Vacaville Meter #1 | 60844_G_PV2 | 60844 | G | PV2 |  | Solar PV |  | WEC_CALN | California | 6 | Solano | 95 | 06095 | 2.3 | 0 | 2017 | 9999 |  |  | N | Solar | [13 empty] | 0 | 0 | 0 | 0 | [11 empty] | SolarCity Corp | 100 | Tesla Inc | 100 | Non-regulated
US GSA - Sacramento | 60846_G_PV1 | 60846 | G | PV1 |  | Solar PV |  | WEC_BANC | California | 6 | Sacramento | 67 | 06067 | 1.1 | 0 | 2018 | 9999 |  |  | N | Solar | [13 empty] | 0 | 0 | 0 | 0 | [11 empty] | SolarCity Corp | 100 | Tesla Inc | 100 | Non-regulated
Garrett County - DPU Treatment Plant | 60847_G_PV1 | 60847 | G | PV1 |  | Solar PV |  | PJM_AP | Maryland | 24 | Garrett | 23 | 24023 | 1.2 | 0 | 2017 | 9999 |  |  | N | Solar | [13 empty] | 0 | 0 | 0 | 0 | [11 empty] | SolarCity Corp | 100 | Tesla Inc | 100 | Non-regulated
Temple Solar Arrays | 60848_G_51599 | 60848 | G | 51599 |  | Solar PV |  | PJM_WMAC | Pennsylvania | 42 | Berks | 11 | 42011 | 2.2 | 0 | 2011 | 9999 |  |  | N | Solar | [13 empty] | 0 | 0 | 0 | 0 | [11 empty] | UGI Energy Services Inc | 100 | UGI Corp | 100 | Non-regulated
Emmitsburg Solar Arrays | 60849_G_87353 | 60849 | G | 87353 |  | Solar PV |  | PJM_AP | Maryland | 24 | Frederick | 21 | 24021 | 1.7 | 0 | 2014 | 9999 |  |  | N | Solar | [13 empty] | 0 | 0 | 0 | 0 | [11 empty] | UGI Energy Services Inc | 100 | UGI Corp | 100 | Non-regulated
R M Schahfer | 6085_G_16A | 6085 | G | 16A | 9095 | Combustion Turbine |  | MIS_INKY | Indiana | 18 | Jasper | 73 | 18073 | 78 | 16270 | 1979 | 9999 |  |  | N | Natural Gas | [12 empty] | 1.6 | 0.21918 | 0.21918 | 0.21918 | 0.21918 | [11 empty] | Northern Indiana Public Service Co LLC | 100 | NiSource Inc | 100 | Regulated
R M Schahfer | 6085_G_16B | 6085 | G | 16B | 9096 | Combustion Turbine |  | MIS_INKY | Indiana | 18 | Jasper | 73 | 18073 | 77 | 16270 | 1979 | 9999 |  |  | N | Natural Gas | [12 empty] | 1.6 | 0.2298 | 0.2298 | 0.2298 | 0.2298 | [11 empty] | Northern Indiana Public Service Co LLC | 100 | NiSource Inc | 100 | Regulated
Thigpen Farms Solar, LLC | 60850_G_PV1 | 60850 | G | PV1 |  | Solar PV |  | S_VACA | North Carolina | 37 | Robeson | 155 | 37155 | 5 | 0 | 2023 | 9999 |  |  | N | Solar | [13 empty] | 0 | 0 | 0 | 0 | [11 empty] | Thigpen Farms Solar LLC | 100 | FLS Energy Inc | 100 | Non-regulated
Curtis Hill Solar CSG | 60851_G_PV1 | 60851 | G | PV1 |  | Solar PV |  | NENGREST | Massachusetts | 25 | Worcester | 27 | 25027 | 1.9 | 0 | 2016 | 9999 |  |  | N | Solar | [13 empty] | 0 | 0 | 0 | 0 | [11 empty] | Conergy Projects Inc | 100 | Conergy Projects Inc | 100 | Non-regulated
Depot Hill Solar CSG | 60852_G_PV1 | 60852 | G | PV1 |  | Solar PV |  | NENGREST | Massachusetts | 25 | Worcester | 27 | 25027 | 1.9 | 0 | 2016 | 9999 |  |  | N | Solar | [13 empty] | 0 | 0 | 0 | 0 | [11 empty] | Conergy Projects Inc | 100 | Conergy Projects Inc | 100 | Non-regulated
SR Houston | 60853_G_HOUST | 60853 | G | HOUST |  | Solar PV |  | S_C_TVA | Mississippi | 28 | Chickasaw | 17 | 28017 | 3.1 | 0 | 2016 | 9999 |  |  | N | Solar | [13 empty] | 0 | 0 | 0 | 0 | [11 empty] | SR Houston Holdings LLC | 100 | Silicon Ranch Corp | 100 | Non-regulated
Bird Machine Solar Farm | 60854_G_BRDMA | 60854 | G | BRDMA |  | Solar PV |  | NENGREST | Massachusetts | 25 | Norfolk | 21 | 25021 | 3.5 | 0 | 2017 | 9999 |  |  | N | Solar | [13 empty] | 0 | 0 | 0 | 0 | [11 empty] | Bird Machine Solar Farm LLC | 100 | Bird Machine Solar Farm LLC | 100 | Non-regulated
Iron Horse Solar I CSG | 60855_G_DOW | 60855 | G | DOW |  | Solar PV |  | NENGREST | Massachusetts | 25 | Middlesex | 17 | 25017 | 2.9 | 0 | 2016 | 9999 |  |  | N | Solar | [13 empty] | 0 | 0 | 0 | 0 | [11 empty] | Iron Horse Solar 1 LLC | 100 | Soltage LLC | 100 | Non-regulated
Astra Wind Farm | 60856_G_ASTRA | 60856 | G | ASTRA |  | Onshore Wind |  | ERC_PHDL | Texas | 48 | Randall | 381 | 48381 | 163 | 0 | 2017 | 9999 |  |  | N | Wind | [13 empty] | 0 | 0 | 0 | 0 | [11 empty] | Astra Wind LLC | 100 | NRG Energy Inc | 100 | Non-regulated
NES Rutgers Solar | 60857_G_LKWD1 | 60857 | G | LKWD1 |  | Solar PV |  | PJM_EMAC | New Jersey | 34 | Ocean | 29 | 34029 | 1 | 0 | 2012 | 9999 |  |  | N | Solar | [13 empty] | 0 | 0 | 0 | 0 | [11 empty] | Nes Rutgers LLC | 100 | Nes Rutgers LLC | 100 | Non-regulated
126 Grove Solar LLC | 60858_G_PV1 | 60858 | G | PV1 |  | Solar PV |  | NENGREST | Massachusetts | 25 | Norfolk | 21 | 25021 | 2 | 0 | 2012 | 9999 |  |  | N | Solar | [13 empty] | 0 | 0 | 0 | 0 | [11 empty] | Soltas Energy Corp | 100 | Barron Partners LP | 100 | Non-regulated
Cornell | 6086_G_1 | 6086 | G | 1 |  | Hydro |  | MIS_MNWI | Wisconsin | 55 | Chippewa | 17 | 55017 | 6.2 | 0 | 1976 | 9999 |  |  | N | Hydro | [13 empty] | 0 | 0 | 0 | 0 | [11 empty] | Northern States Power Co (Wisconsin) | 100 | Xcel Energy Inc | 100 | Regulated
Cornell | 6086_G_2 | 6086 | G | 2 |  | Hydro |  | MIS_MNWI | Wisconsin | 55 | Chippewa | 17 | 55017 | 6.4 | 0 | 1976 | 9999 |  |  | N | Hydro | [13 empty] | 0 | 0 | 0 | 0 | [11 empty] | Northern States Power Co (Wisconsin) | 100 | Xcel Energy Inc | 100 | Regulated
Cornell | 6086_G_3 | 6086 | G | 3 |  | Hydro |  | MIS_MNWI | Wisconsin | 55 | Chippewa | 17 | 55017 | 6.9 | 0 | 1976 | 9999 |  |  | N | Hydro | [13 empty] | 0 | 0 | 0 | 0 | [11 empty] | Northern States Power Co (Wisconsin) | 100 | Xcel Energy Inc | 100 | Regulated
Cornell | 6086_G_4 | 6086 | G | 4 |  | Hydro |  | MIS_MNWI | Wisconsin | 55 | Chippewa | 17 | 55017 | 0.4 | 0 | 1977 | 9999 |  |  | N | Hydro | [13 empty] | 0 | 0 | 0 | 0 | [11 empty] | Northern States Power Co (Wisconsin) | 100 | Xcel Energy Inc | 100 | Regulated
VEC Alburgh Array | 60860_G_PV1 | 60860 | G | PV1 |  | Solar PV |  | NENGREST | Vermont | 50 | Grand Isle | 13 | 50013 | 1 | 0 | 2016 | 9999 |  |  | N | Solar | [13 empty] | 0 | 0 | 0 | 0 | [11 empty] | SoCore VT Alburgh LLC | 100 | SoCore Energy | 100 | Non-regulated
Dept of General Services -FTB | 60861_G_PV1 | 60861 | G | PV1 |  | Solar PV |  | WEC_BANC | California | 6 | Sacramento | 67 | 06067 | 2.7 | 0 | 2017 | 9999 |  |  | N | Solar | [13 empty] | 0 | 0 | 0 | 0 | [11 empty] | California PV Energy 2 LLC | 100 | Exelon Corp | 100 | Non-regulated
Cooperative Solar One | 60863_G_PV1 | 60863 | G | PV1 |  | Solar PV |  | PJM_West | Kentucky | 21 | Clark | 49 | 21049 | 8.5 | 0 | 2017 | 9999 |  |  | N | Solar | [13 empty] | 0 | 0 | 0 | 0 | [11 empty] | East Kentucky Power Coop | 100 | East Kentucky Power Coop | 100 | Regulated
Kokomo Solar 1, LLC | 60864_G_PV1 | 60864 | G | PV1 |  | Solar PV |  | MIS_INKY | Indiana | 18 | Howard | 67 | 18067 | 5.4 | 0 | 2016 | 9999 |  |  | N | Solar | [13 empty] | 0 | 0 | 0 | 0 | [11 empty] | Kokomo Solar I LLC | 100 | Inovateus Solar LLC | 100 | Non-regulated
Equity Industrial Turbines | 60865_G_WT1 | 60865 | G | WT1 |  | Onshore Wind |  | NENGREST | Massachusetts | 25 | Essex | 9 | 25009 | 4 | 0 | 2012 | 9999 |  |  | N | Wind | [13 empty] | 0 | 0 | 0 | 0 | [11 empty] | Equity Industrial Turbines LLC | 100 | Equity Industrial Turbines LLC | 100 | Non-regulated
Bashaw Solar CSG 1, LLC | 60866_G_4MID | 60866 | G | 4MID |  | Solar PV |  | NENGREST | Massachusetts | 25 | Essex | 9 | 25009 | 2 | 0 | 2017 | 9999 |  |  | N | Solar | [13 empty] | 0 | 0 | 0 | 0 | [11 empty] | Bashaw Solar 1 LLC | 100 | NRG Energy Inc | 100 | Non-regulated
Kearsarge Southwick LLC | 60867_G_SOU | 60867 | G | SOU |  | Solar PV |  | NENGREST | Massachusetts | 25 | Hampden | 13 | 25013 | 3.3 | 0 | 2015 | 9999 |  |  | N | Solar | [13 empty] | 0 | 0 | 0 | 0 | [11 empty] | KS Chester Holdings LLC | 50 | Kearsarge Energy LP | 100 | Non-regulated
Timothy Lake Powerhouse | 60868_G_1 | 60868 | G | 1 |  | Hydro |  | WECC_PNW | Oregon | 41 | Clackamas | 5 | 41005 | 1.1 | 0 | 2018 | 9999 |  |  | N | Hydro | [13 empty] | 0 | 0 | 0 | 0 | [11 empty] | Portland General Electric Co | 100 | Portland General Electric Co | 100 | Regulated
Solar Star California, XLIV, LLC | 60869_G_PB1 | 60869 | G | PB1 |  | Solar PV |  | WEC_LADW | California | 6 | Los Angeles | 37 | 06037 | 9.5 | 0 | 2016 | 9999 |  |  | N | Solar | [13 empty] | 0 | 0 | 0 | 0 | [11 empty] | Solar Star California XLIV LLC | 100 | TOTAL SA | 100 | Non-regulated
Wallace Dam | 6087_G_1 | 6087 | G | 1 |  | Pumped Storage |  | S_SOU | Georgia | 13 | Hancock | 141 | 13141 | 53.6 | 0 | 1980 | 9999 |  |  | N | Pumped Storage | [13 empty] | 0 | 0 | 0 | 0 | [11 empty] | Georgia Power Co | 100 | Southern Co | 100 | Regulated
Wallace Dam | 6087_G_2 | 6087 | G | 2 |  | Pumped Storage |  | S_SOU | Georgia | 13 | Hancock | 141 | 13141 | 53.6 | 0 | 1980 | 9999 |  |  | N | Pumped Storage | [13 empty] | 0 | 0 | 0 | 0 | [11 empty] | Georgia Power Co | 100 | Southern Co | 100 | Regulated
Wallace Dam | 6087_G_3 | 6087 | G | 3 |  | Hydro |  | S_SOU | Georgia | 13 | Hancock | 141 | 13141 | 56.8 | 0 | 1980 | 9999 |  |  | N | Hydro | [13 empty] | 0 | 0 | 0 | 0 | [11 empty] | Georgia Power Co | 100 | Southern Co | 100 | Regulated
Wallace Dam | 6087_G_4 | 6087 | G | 4 |  | Hydro |  | S_SOU | Georgia | 13 | Hancock | 141 | 13141 | 56.8 | 0 | 1980 | 9999 |  |  | N | Hydro | [13 empty] | 0 | 0 | 0 | 0 | [11 empty] | Georgia Power Co | 100 | Southern Co | 100 | Regulated
Wallace Dam | 6087_G_5 | 6087 | G | 5 |  | Pumped Storage |  | S_SOU | Georgia | 13 | Hancock | 141 | 13141 | 53.6 | 0 | 1980 | 9999 |  |  | N | Pumped Storage | [13 empty] | 0 | 0 | 0 | 0 | [11 empty] | Georgia Power Co | 100 | Southern Co | 100 | Regulated
Wallace Dam | 6087_G_6 | 6087 | G | 6 |  | Pumped Storage |  | S_SOU | Georgia | 13 | Hancock | 141 | 13141 | 53.6 | 0 | 1979 | 9999 |  |  | N | Pumped Storage | [13 empty] | 0 | 0 | 0 | 0 | [11 empty] | Georgia Power Co | 100 | Southern Co | 100 | Regulated
Prairie Wind Farm | 60873_G_PWE | 60873 | G | PWE |  | Onshore Wind |  | MIS_MIDA | Iowa | 19 | Mahaska | 123 | 19123 | 169 | 0 | 2018 | 9999 |  |  | N | Wind | [13 empty] | 0 | 0 | 0 | 0 | [11 empty] | Prairie Wind Energy LLC (IA) | 100 | Berkshire Hathaway Inc | 100 | Regulated
GMP Solar - Hartford | 60874_G_GMPSH | 60874 | G | GMPSH |  | Solar PV |  | NENGREST | Vermont | 50 | Windsor | 27 | 50027 | 5 | 0 | 2016 | 9999 |  |  | N | Solar | [13 empty] | 0 | 0 | 0 | 0 | [11 empty] | GMP Solar Hartford LLC | 100 | Gaz Métropolitain & Co LP | 100 | Regulated
GMP Solar - Williston | 60875_G_GMPSW | 60875 | G | GMPSW |  | Solar PV |  | NENGREST | Vermont | 50 | Chittenden | 7 | 50007 | 4.7 | 0 | 2016 | 9999 |  |  | N | Solar | [13 empty] | 0 | 0 | 0 | 0 | [11 empty] | GMP Solar Williston LLC | 100 | Gaz Métropolitain & Co LP | 100 | Regulated
Eastern Iowa Solar | 60876_G_EIS1 | 60876 | G | EIS1 |  | Solar PV |  | MIS_MIDA | Iowa | 19 | Muscatine | 139 | 19139 | 1.8 | 0 | 2016 | 9999 |  |  | N | Solar | [13 empty] | 0 | 0 | 0 | 0 | [11 empty] | Central Iowa Power Coop | 100 | Central Iowa Power Coop | 100 | Regulated
GMP Solar - Williamstown | 60877_G_GMPSN | 60877 | G | GMPSN |  | Solar PV |  | NENGREST | Vermont | 50 | Orange | 17 | 50017 | 5 | 0 | 2016 | 9999 |  |  | N | Solar | [13 empty] | 0 | 0 | 0 | 0 | [11 empty] | GMP Solar Williston LLC | 100 | Gaz Métropolitain & Co LP | 100 | Regulated
Sutton Solar CSG | 60878_G_54508 | 60878 | G | 54508 |  | Solar PV |  | NENGREST | Massachusetts | 25 | Worcester | 27 | 25027 | 1.9 | 0 | 2016 | 9999 |  |  | N | Solar | [13 empty] | 0 | 0 | 0 | 0 | [11 empty] | Sutton Solar LLC | 100 | Nexamp | 100 | Non-regulated
Nexamp Peak CSG | 60879_G_02731 | 60879 | G | 02731 |  | Solar PV |  | NENGREST | Massachusetts | 25 | Berkshire | 3 | 25003 | 1.7 | 0 | 2015 | 9999 |  |  | N | Solar | [13 empty] | 0 | 0 | 0 | 0 | [11 empty] | Nexamp Peak LLC | 100 | Nexamp | 100 | Non-regulated
North Loop | 6088_G_1 | 6088 | G | 1 |  | Combustion Turbine |  | WECC_AZ | Arizona | 4 | Pima | 19 | 04019 | 25 | 10745 | 1972 | 9999 |  |  | N | Natural Gas, Distillate Fuel Oil | [12 empty] | 0.8 | 0.06357 | 0.06357 | 0.06357 | 0.06357 | [11 empty] | Tucson Electric Power Co | 100 | Uns Energy Corp | 100 | Regulated
North Loop | 6088_G_2 | 6088 | G | 2 |  | Combustion Turbine |  | WECC_AZ | Arizona | 4 | Pima | 19 | 04019 | 25 | 16189 | 1972 | 9999 |  |  | N | Natural Gas, Distillate Fuel Oil | [12 empty] | 0.8 | 0.06357 | 0.06357 | 0.06357 | 0.06357 | [11 empty] | Tucson Electric Power Co | 100 | Uns Energy Corp | 100 | Regulated
North Loop | 6088_G_3 | 6088 | G | 3 |  | Combustion Turbine |  | WECC_AZ | Arizona | 4 | Pima | 19 | 04019 | 25 | 16189 | 1972 | 9999 |  |  | N | Natural Gas, Distillate Fuel Oil | [12 empty] | 0.8 | 0.06357 | 0.06357 | 0.06357 | 0.06357 | [11 empty] | Tucson Electric Power Co | 100 | Uns Energy Corp | 100 | Regulated
North Loop | 6088_G_4 | 6088 | G | 4 |  | Combustion Turbine |  | WECC_AZ | Arizona | 4 | Pima | 19 | 04019 | 20 | 16187 | 2001 | 9999 |  |  | N | Natural Gas | [13 empty] | 0.2 | 0.2 | 0.2 | 0.2 | [11 empty] | Tucson Electric Power Co | 100 | Uns Energy Corp | 100 | Regulated
Stafford MS Ground Mount Community Solar | 60880_G_MS1 | 60880 | G | MS1 |  | Solar PV |  | NENG_CT | Connecticut | 9 | Tolland | 13 | 09013 | 1 | 0 | 2016 | 9999 |  |  | N | Solar | [13 empty] | 0 | 0 | 0 | 0 | [11 empty] | Stafford CT (Town of) | 100 | Stafford CT (Town of) | 100 | Non-regulated
Stafford MS Ground Mount Community Solar | 60880_G_MS2 | 60880 | G | MS2 |  | Solar PV |  | NENG_CT | Connecticut | 9 | Tolland | 13 | 09013 | 1 | 0 | 2016 | 9999 |  |  | N | Solar | [13 empty] | 0 | 0 | 0 | 0 | [11 empty] | Stafford CT (Town of) | 100 | Stafford CT (Town of) | 100 | Non-regulated
Bernhardt Furniture Solar Farm | 60881_G_BERN4 | 60881 | G | BERN4 |  | Solar PV |  | S_VACA | North Carolina | 37 | Caldwell | 27 | 37027 | 1 | 0 | 2015 | 9999 |  |  | N | Solar | [13 empty] | 0 | 0 | 0 | 0 | [11 empty] | Bernhardt Furniture Co | 100 | Bernhardt Furniture Co | 100 | Non-regulated
Carl Friedrich Gauss Solar | 60882_G_GAUSS | 60882 | G | GAUSS |  | Solar PV |  | PJM_Dom | North Carolina | 37 | Halifax | 83 | 37083 | 5 | 0 | 2018 | 9999 |  |  | N | Solar | [13 empty] | 0 | 0 | 0 | 0 | [11 empty] | Geenex LLC | 100 | Geenex LLC | 100 | Non-regulated
Deerfield Wind Energy, LLC | 60883_G_WT1 | 60883 | G | WT1 |  | Onshore Wind |  | MIS_LMI | Michigan | 26 | Huron | 63 | 26063 | 41.6 | 0 | 2017 | 9999 |  |  | N | Wind | [13 empty] | 0 | 0 | 0 | 0 | [11 empty] | Deerfield Wind Energy LLC | 100 | RES Group | 100 | Non-regulated
Deerfield Wind Energy, LLC | 60883_G_WT2 | 60883 | G | WT2 |  | Onshore Wind |  | MIS_LMI | Michigan | 26 | Huron | 63 | 26063 | 74.5 | 0 | 2017 | 9999 |  |  | N | Wind | [13 empty] | 0 | 0 | 0 | 0 | [11 empty] | Deerfield Wind Energy LLC | 100 | RES Group | 100 | Non-regulated
Deerfield Wind Energy, LLC | 60883_G_WT3 | 60883 | G | WT3 |  | Onshore Wind |  | MIS_LMI | Michigan | 26 | Huron | 63 | 26063 | 32.9 | 0 | 2017 | 9999 |  |  | N | Wind | [13 empty] | 0 | 0 | 0 | 0 | [11 empty] | Deerfield Wind Energy LLC | 100 | RES Group | 100 | Non-regulated
Boulder Solar II, LLC | 60885_G_BSII | 60885 | G | BSII |  | Solar PV |  | WECC_SNV | Nevada | 32 | Clark | 3 | 32003 | 50 | 0 | 2017 | 9999 |  |  | N | Solar | [13 empty] | 0 | 0 | 0 | 0 | [11 empty] | Boulder Solar II LLC | 100 | SunPower Corp | 100 | Non-regulated
Pavant Solar III | 60886_G_PSIII | 60886 | G | PSIII |  | Solar PV |  | WECC_UT | Utah | 49 | Millard | 27 | 49027 | 20 | 0 | 2016 | 9999 |  |  | N | Solar | [13 empty] | 0 | 0 | 0 | 0 | [11 empty] | Pavant Solar III LLC | 100 | MVV Energie Group | 100 | Non-regulated
Sauk DPC Solar | 60887_G_PV1 | 60887 | G | PV1 |  | Solar PV |  | MIS_MNWI | Wisconsin | 55 | Vernon | 123 | 55123 | 1 | 0 | 2017 | 9999 |  |  | N | Solar | [13 empty] | 0 | 0 | 0 | 0 | [11 empty] | SoCore Energy LLC | 100 | SoCore Energy | 100 | Non-regulated
Lafayette DPC Solar | 60888_G_PV1 | 60888 | G | PV1 |  | Solar PV |  | MIS_MNWI | Wisconsin | 55 | Chippewa | 17 | 55017 | 1 | 0 | 2017 | 9999 |  |  | N | Solar | [13 empty] | 0 | 0 | 0 | 0 | [11 empty] | SoCore Energy LLC | 100 | SoCore Energy | 100 | Non-regulated
Conrath DPC Solar | 60889_G_PV1 | 60889 | G | PV1 |  | Solar PV |  | MIS_MNWI | Wisconsin | 55 | Rusk | 107 | 55107 | 1 | 0 | 2017 | 9999 |  |  | N | Solar | [13 empty] | 0 | 0 | 0 | 0 | [11 empty] | SoCore Energy LLC | 100 | SoCore Energy | 100 | Non-regulated
Lewis & Clark | 6089_G_2 | 6089 | G | 2 |  | Combustion Turbine | IC Engine | MIS_MAPP | Montana | 30 | Richland | 83 | 30083 | 9.1 | 10745 | 2016 | 9999 |  |  | N | Natural Gas | [13 empty] | 1.061 | 1.061 | 1.061 | 1.061 | [11 empty] | MDU Resources Group Inc | 100 | MDU Resources Group Inc | 100 | Regulated
Lewis & Clark | 6089_G_3 | 6089 | G | 3 |  | Combustion Turbine | IC Engine | MIS_MAPP | Montana | 30 | Richland | 83 | 30083 | 9.1 | 10745 | 2016 | 9999 |  |  | N | Natural Gas | [13 empty] | 0.00501 | 0.00501 | 0.00501 | 0.00501 | [11 empty] | MDU Resources Group Inc | 100 | MDU Resources Group Inc | 100 | Regulated
Warren DPC Solar | 60890_G_PV1 | 60890 | G | PV1 |  | Solar PV |  | MIS_MNWI | Wisconsin | 55 | St Croix | 109 | 55109 | 2.2 | 0 | 2017 | 9999 |  |  | N | Solar | [13 empty] | 0 | 0 | 0 | 0 | [11 empty] | SoCore Energy LLC | 100 | SoCore Energy | 100 | Non-regulated
Liberty Pole DPC Solar | 60891_G_PV1 | 60891 | G | PV1 |  | Solar PV |  | MIS_MNWI | Wisconsin | 55 | Vernon | 123 | 55123 | 1.1 | 0 | 2017 | 9999 |  |  | N | Solar | [13 empty] | 0 | 0 | 0 | 0 | [11 empty] | SoCore Energy LLC | 100 | SoCore Energy | 100 | Non-regulated
Downsville DPC Solar | 60892_G_PV1 | 60892 | G | PV1 |  | Solar PV |  | MIS_MNWI | Wisconsin | 55 | Dunn | 33 | 55033 | 1 | 0 | 2017 | 9999 |  |  | N | Solar | [13 empty] | 0 | 0 | 0 | 0 | [11 empty] | SoCore Energy LLC | 100 | SoCore Energy | 100 | Non-regulated
Mt. Hope DPC Solar | 60893_G_PV1 | 60893 | G | PV1 |  | Solar PV |  | MIS_WUMS | Wisconsin | 55 | Grant | 43 | 55043 | 1 | 0 | 2017 | 9999 |  |  | N | Solar | [13 empty] | 0 | 0 | 0 | 0 | [11 empty] | SoCore Energy LLC | 100 | SoCore Energy | 100 | Non-regulated
Medford DPC Solar | 60894_G_PV1 | 60894 | G | PV1 |  | Solar PV |  | MIS_WUMS | Wisconsin | 55 | Taylor | 119 | 55119 | 2 | 0 | 2017 | 9999 |  |  | N | Solar | [13 empty] | 0 | 0 | 0 | 0 | [11 empty] | SoCore Energy LLC | 100 | SoCore Energy | 100 | Non-regulated
Whistling Winds DPC Solar | 60895_G_PV1 | 60895 | G | PV1 |  | Solar PV |  | MIS_WUMS | Wisconsin | 55 | Juneau | 57 | 55057 | 1.5 | 0 | 2017 | 9999 |  |  | N | Solar | [13 empty] | 0 | 0 | 0 | 0 | [11 empty] | SoCore Energy LLC | 100 | SoCore Energy | 100 | Non-regulated
Cape Canaveral | 609_G_3A | 609 | G | 3A | 90801 | Combined Cycle |  | FRCC | Florida | 12 | Brevard | 9 | 12009 | 270.4 | 7050 | 2013 | 9999 |  |  | N | Natural Gas, Distillate Fuel Oil |  |  |  | DLNB + H2O | SCR | [8 empty] | 0.00797 | 0.00797 | 0.00797 | 0.00797 | [11 empty] | Florida Power & Light Co | 100 | NextEra Energy Inc | 100 | Regulated
Cape Canaveral | 609_G_3B | 609 | G | 3B | 90802 | Combined Cycle |  | FRCC | Florida | 12 | Brevard | 9 | 12009 | 270.4 | 7050 | 2013 | 9999 |  |  | N | Natural Gas, Distillate Fuel Oil |  |  |  | DLNB + H2O | SCR | [8 empty] | 0.00797 | 0.00797 | 0.00797 | 0.00797 | [11 empty] | Florida Power & Light Co | 100 | NextEra Energy Inc | 100 | Regulated
Cape Canaveral | 609_G_3C | 609 | G | 3C | 90803 | Combined Cycle |  | FRCC | Florida | 12 | Brevard | 9 | 12009 | 270.4 | 7050 | 2013 | 9999 |  |  | N | Natural Gas, Distillate Fuel Oil |  |  |  | DLNB + H2O | SCR | [8 empty] | 0.00797 | 0.00797 | 0.00797 | 0.00797 | [11 empty] | Florida Power & Light Co | 100 | NextEra Energy Inc | 100 | Regulated
Cape Canaveral | 609_G_3ST | 609 | G | 3ST | 90801 | Combined Cycle |  | FRCC | Florida | 12 | Brevard | 9 | 12009 | 478.8 | 7050 | 2013 | 9999 | Cell |  | N | Natural Gas, Distillate Fuel Oil |  |  |  | DLNB + H2O | SCR | [8 empty] | 0.00797 | 0.00797 | 0.00797 | 0.00797 | [11 empty] | Florida Power & Light Co | 100 | NextEra Energy Inc | 100 | Regulated
Willow Springs Wind Farm | 60901_G_WSPWF | 60901 | G | WSPWF |  | Onshore Wind |  | ERC_WEST | Texas | 48 | Haskell | 207 | 48207 | 250 | 0 | 2017 | 9999 |  |  | N | Wind | [13 empty] | 0 | 0 | 0 | 0 | [11 empty] | Willow Springs Windfarm LLC | 100 | Orsted | 100 | Non-regulated
Dermott Wind | 60902_G_DERM | 60902 | G | DERM |  | Onshore Wind |  | ERC_WEST | Texas | 48 | Scurry | 415 | 48415 | 253 | 0 | 2017 | 9999 |  |  | N | Wind | [13 empty] | 0 | 0 | 0 | 0 | [11 empty] | Dermott Wind LLC | 100 | Orsted | 100 | Non-regulated
Salem Harbor Power Development LP | 60903_G_1 | 60903 | G | 1 | 91204 | Combined Cycle |  | NENGREST | Massachusetts | 25 | Essex | 9 | 25009 | 134.1 | 7050 | 2018 | 9999 |  |  | N | Natural Gas |  |  |  | DLNB | SCR | [8 empty] | 0.00725 | 0.00725 | 0.00725 | 0.00725 | [11 empty] | Footprint Power Salem Harbor Operations LLC | 100 | Footprint Power LLC | 100 | Non-regulated
Salem Harbor Power Development LP | 60903_G_2 | 60903 | G | 2 | 91205 | Combined Cycle |  | NENGREST | Massachusetts | 25 | Essex | 9 | 25009 | 133.8 | 7050 | 2018 | 9999 |  |  | N | Natural Gas |  |  |  | DLNB | SCR | [8 empty] | 0.00907 | 0.00907 | 0.00907 | 0.00907 | [11 empty] | Footprint Power Salem Harbor Operations LLC | 100 | Footprint Power LLC | 100 | Non-regulated
Salem Harbor Power Development LP | 60903_G_3 | 60903 | G | 3 |  | Combined Cycle |  | NENGREST | Massachusetts | 25 | Essex | 9 | 25009 | 203.7 | 7050 | 2018 | 9999 |  |  | N | Natural Gas |  |  |  |  | SCR | [8 empty] | 0.00725 | 0.00725 | 0.00725 | 0.00725 | [11 empty] | Footprint Power Salem Harbor Operations LLC | 100 | Footprint Power LLC | 100 | Non-regulated
Salem Harbor Power Development LP | 60903_G_4 | 60903 | G | 4 |  | Combined Cycle |  | NENGREST | Massachusetts | 25 | Essex | 9 | 25009 | 203.4 | 7050 | 2018 | 9999 |  |  | N | Natural Gas |  |  |  |  | SCR | [8 empty] | 0.00907 | 0.00907 | 0.00907 | 0.00907 | [11 empty] | Footprint Power Salem Harbor Operations LLC | 100 | Footprint Power LLC | 100 | Non-regulated
Time Warner Cable - Knowles | 60904_G_PV1 | 60904 | G | PV1 |  | Solar PV |  | NY_Z_C&E | New York | 36 | Steuben | 101 | 36101 | 2 | 0 | 2018 | 9999 |  |  | N | Solar | [13 empty] | 0 | 0 | 0 | 0 | [11 empty] | Tesla Inc | 100 | Tesla Inc | 100 | Non-regulated
Oliver Wind III, LLC | 60905_G_WT1 | 60905 | G | WT1 |  | Onshore Wind |  | MIS_MAPP | North Dakota | 38 | Morton | 59 | 38059 | 99.3 | 0 | 2017 | 9999 |  |  | N | Wind | [13 empty] | 0 | 0 | 0 | 0 | [11 empty] | Oliver Wind III LLC | 100 | NextEra Energy Inc | 100 | Non-regulated
Mt. Tom Solar Project Hybrid | 60906_G_BA1 | 60906 | G | BA1 |  | Energy Storage |  | NENGREST | Massachusetts | 25 | Hampden | 13 | 25013 | 3.1 | 0 | 2019 | 9999 |  |  | N | Energy Storage | [13 empty] | 0 | 0 | 0 | 0 | [11 empty] | Green Charge | 100 | ENGIE SA | 100 | Non-regulated
Mt. Tom Solar Project Hybrid | 60906_G_PV1 | 60906 | G | PV1 |  | Solar PV |  | NENGREST | Massachusetts | 25 | Hampden | 13 | 25013 | 4.5 | 0 | 2017 | 9999 |  |  | N | Solar | [13 empty] | 0 | 0 | 0 | 0 | [11 empty] | Mt Tom Solar LLC | 100 | ENGIE SA | 100 | Non-regulated
Northampton Landfill Solar PV | 60908_G_62380 | 60908 | G | 62380 |  | Solar PV |  | NENGREST | Massachusetts | 25 | Hampshire | 15 | 25015 | 2.4 | 0 | 2017 | 9999 |  |  | N | Solar | [13 empty] | 0 | 0 | 0 | 0 | [11 empty] | Glendale Road Solar PV LLC | 100 | Ameresco Inc | 100 | Non-regulated
Hartford Landfill Solar EGF | 60909_G_PV1 | 60909 | G | PV1 |  | Solar PV |  | NENG_CT | Connecticut | 9 | Hartford | 3 | 09003 | 1 | 0 | 2014 | 9999 |  |  | N | Solar | [13 empty] | 0 | 0 | 0 | 0 | [11 empty] | Materials Innovation Recycling Authority | 100 | Materials Innovation & Recycling Authority | 100 | Non-regulated
NET Power La Porte Station | 60910_G_NPLPS | 60910 | G | NPLPS |  | Combustion Turbine |  | ERC_REST | Texas | 48 | Harris | 201 | 48201 | 5 | 10745 | 2025 | 9999 |  |  | N | Natural Gas | [13 empty] | 0.011 | 0.011 | 0.011 | 0.011 | [6 empty] | Y | 1 |  |  |  | NET Power LLC | 100 | NET Power LLC | 100 | Non-regulated
Green Energy Machine | 60911_G_GRN | 60911 | G | GRN |  | Onshore Wind |  | MIS_MIDA | Iowa | 19 | Cass | 29 | 19029 | 1.7 | 0 | 2016 | 9999 |  |  | N | Wind | [13 empty] | 0 | 0 | 0 | 0 | [11 empty] | Green Energy Machine LLC | 100 | Green Energy Machine LLC | 100 | Non-regulated
Cold River Road Solar | 60912_G_PV1 | 60912 | G | PV1 |  | Solar PV |  | NENGREST | Vermont | 50 | Rutland | 21 | 50021 | 2.3 | 0 | 2016 | 9999 |  |  | N | Solar | [13 empty] | 0 | 0 | 0 | 0 | [11 empty] | Rutland Renewable Energy LLC | 100 | American Electric Power Co Inc | 100 | Non-regulated
Ohio Northern University Solar Site | 60913_G_PV1 | 60913 | G | PV1 |  | Solar PV |  | PJM_West | Ohio | 39 | Hardin | 65 | 39065 | 1.7 | 0 | 2016 | 9999 |  |  | N | Solar | [13 empty] | 0 | 0 | 0 | 0 | [11 empty] | Ohio Northern Univ | 100 | Ohio Northern Univ | 100 | Non-regulated
Ohio Northern University Solar Site | 60913_G_PV2 | 60913 | G | PV2 |  | Solar PV |  | PJM_West | Ohio | 39 | Hardin | 65 | 39065 | 1 | 0 | 2018 | 9999 |  |  | N | Solar | [13 empty] | 0 | 0 | 0 | 0 | [11 empty] | Ohio Northern Univ | 100 | Ohio Northern Univ | 100 | Non-regulated
Westmont 300B | 60914_G_W5328 | 60914 | G | W5328 |  | Solar PV |  | WEC_LADW | California | 6 | Los Angeles | 37 | 06037 | 2.3 | 0 | 2016 | 9999 |  |  | N | Solar | [13 empty] | 0 | 0 | 0 | 0 | [11 empty] | TGC Westmont Holdings LLC | 100 | True Green Capital Management LLC | 100 | Non-regulated
Correctional Solar LLC | 60915_G_PV1 | 60915 | G | PV1 |  | Solar PV |  | PJM_Dom | Virginia | 51 | New Kent | 127 | 51127 | 20 | 0 | 2017 | 9999 |  |  | N | Solar | [13 empty] | 0 | 0 | 0 | 0 | [11 empty] | Correctional Solar LLC | 100 | Correctional Solar LLC | 100 | Non-regulated
Sussex Drive, LLC | 60916_G_PV1 | 60916 | G | PV1 |  | Solar PV |  | PJM_Dom | Virginia | 51 | Sussex | 183 | 51183 | 20 | 0 | 2017 | 9999 |  |  | N | Solar | [13 empty] | 0 | 0 | 0 | 0 | [11 empty] | Sussex Drive Solar Project LLC | 100 | Sussex Drive Solar Project LLC | 100 | Non-regulated
Buckingham Solar LLC | 60917_G_PV1 | 60917 | G | PV1 |  | Solar PV |  | PJM_Dom | Virginia | 51 | Buckingham | 29 | 51029 | 19.8 | 0 | 2017 | 9999 |  |  | N | Solar | [13 empty] | 0 | 0 | 0 | 0 | [11 empty] | Buckingham Solar I LLC | 100 | Dominion Energy Inc | 100 | Non-regulated
Verwey-Hanford Dairy Digester #1 | 60918_G_00003 | 60918 | G | 00003 |  | Non-Fossil Waste |  | WEC_CALN | California | 6 | Kings | 31 | 06031 | 1 | 15053 | 2016 | 9999 |  |  | N | Non-Fossil Waste | [13 empty] | 0 | 0 | 0 | 0 | [11 empty] | Hanford Renewable Energy LLC | 100 | Philip Verwey Farms | 100 | Non-regulated
Shakopee Met Council WTP | 60919_G_SHAK | 60919 | G | SHAK |  | Solar PV |  | MIS_MNWI | Minnesota | 27 | Scott | 139 | 27139 | 1.3 | 0 | 2016 | 9999 |  |  | N | Solar | [13 empty] | 0 | 0 | 0 | 0 | [11 empty] | Metropolitan Council (MN) | 100 | Metropolitan Council (MN) | 100 | Non-regulated
Spirit Mound | 6092_G_1 | 6092 | G | 1 |  | Combustion Turbine |  | SPP_WAUE | South Dakota | 46 | Clay | 27 | 46027 | 50 | 15525 | 1978 | 9999 |  |  | N | Distillate Fuel Oil | [12 empty] | 3 | 1.0529 | 1.0529 | 1.0529 | 1.0529 | [11 empty] | Basin Electric Power Coop | 100 | Basin Electric Power Coop | 100 | Regulated
Spirit Mound | 6092_G_2 | 6092 | G | 2 |  | Combustion Turbine |  | SPP_WAUE | South Dakota | 46 | Clay | 27 | 46027 | 45 | 15524 | 1978 | 9999 |  |  | N | Distillate Fuel Oil | [12 empty] | 3 | 1.01 | 1.01 | 1.01 | 1.01 | [11 empty] | Basin Electric Power Coop | 100 | Basin Electric Power Coop | 100 | Regulated
Viper Solar | 60920_G_PV1 | 60920 | G | PV1 |  | Solar PV |  | S_VACA | North Carolina | 37 | Cumberland | 51 | 37051 | 2 | 0 | 2017 | 9999 |  |  | N | Solar | [13 empty] | 0 | 0 | 0 | 0 | [11 empty] | Viper Solar LLC | 100 | Cypress Creek Holdings LLC | 100 | Non-regulated
Scarlet Solar | 60921_G_PV1 | 60921 | G | PV1 |  | Solar PV |  | S_VACA | North Carolina | 37 | Lenoir | 107 | 37107 | 2 | 0 | 2017 | 9999 |  |  | N | Solar | [13 empty] | 0 | 0 | 0 | 0 | [11 empty] | Scarlet Solar LLC | 100 | Cypress Creek Holdings LLC | 100 | Non-regulated
Ruskin Solar | 60922_G_PV1 | 60922 | G | PV1 |  | Solar PV |  | S_VACA | North Carolina | 37 | Wayne | 191 | 37191 | 2 | 0 | 2017 | 9999 |  |  | N | Solar | [13 empty] | 0 | 0 | 0 | 0 | [11 empty] | Ruskin Solar LLC | 100 | Cypress Creek Holdings LLC | 100 | Non-regulated
Clyde Solar Array | 60923_G_PV1 | 60923 | G | PV1 |  | Solar PV |  | PJM_ATSI | Ohio | 39 | Sandusky | 143 | 39143 | 2.8 | 0 | 2016 | 9999 |  |  | N | Solar | [13 empty] | 0 | 0 | 0 | 0 | [11 empty] | AEP OnSite Partners LLC | 100 | American Electric Power Co Inc | 100 | Non-regulated
Ozarks Natural Energy Community Solar | 60924_G_GEN1 | 60924 | G | GEN1 |  | Solar PV |  | SPP_WEST | Arkansas | 5 | Washington | 143 | 05143 | 1 | 0 | 2016 | 9999 |  |  | N | Solar | [13 empty] | 0 | 0 | 0 | 0 | [11 empty] | Ozarks Electric Coop Corp | 100 | Ozarks Electric Coop Corp | 100 | Regulated
Montgomery County | 60925_G_1A | 60925 | G | 1A |  | Combined Cycle |  | MIS_WOTA | Texas | 48 | Montgomery | 339 | 48339 | 250 | 6370 | 2021 | 9999 |  |  | N | Natural Gas, Distillate Fuel Oil |  |  |  |  | SCR | [8 empty] | 0.011 | 0.011 | 0.011 | 0.011 | [11 empty] | Entergy Texas Inc. | 100 | Entergy Texas Inc. | 100 | Regulated
Montgomery County | 60925_G_1B | 60925 | G | 1B |  | Combined Cycle |  | MIS_WOTA | Texas | 48 | Montgomery | 339 | 48339 | 250 | 6370 | 2021 | 9999 |  |  | N | Natural Gas, Distillate Fuel Oil |  |  |  |  | SCR | [8 empty] | 0.011 | 0.011 | 0.011 | 0.011 | [11 empty] | Entergy Texas Inc. | 100 | Entergy Texas Inc. | 100 | Regulated
Montgomery County | 60925_G_1C | 60925 | G | 1C |  | Combined Cycle |  | MIS_WOTA | Texas | 48 | Montgomery | 339 | 48339 | 500 | 6370 | 2021 | 9999 |  |  | N | Natural Gas, Distillate Fuel Oil |  |  |  |  | SCR | [8 empty] | 0.011 | 0.011 | 0.011 | 0.011 | [11 empty] | Entergy Texas Inc. | 100 | Entergy Texas Inc. | 100 | Regulated
St. Charles Power Station (LA) | 60926_G_1A | 60926 | G | 1A | 91295 | Combined Cycle |  | MIS_AMSO | Louisiana | 22 | St Charles | 89 | 22089 | 250 | 7050 | 2019 | 9999 |  |  | N | Natural Gas |  |  |  | DLNB | SCR | [8 empty] | 0.0065 | 0.0065 | 0.0065 | 0.0065 | [11 empty] | Entergy Services LLC | 100 | Entergy Corp | 100 | Regulated
St. Charles Power Station (LA) | 60926_G_1B | 60926 | G | 1B | 91296 | Combined Cycle |  | MIS_AMSO | Louisiana | 22 | St Charles | 89 | 22089 | 250 | 7050 | 2019 | 9999 |  |  | N | Natural Gas |  |  |  | DLNB | SCR | [8 empty] | 0.0065 | 0.0065 | 0.0065 | 0.0065 | [11 empty] | Entergy Services LLC | 100 | Entergy Corp | 100 | Regulated
St. Charles Power Station (LA) | 60926_G_1C | 60926 | G | 1C | 91295 | Combined Cycle |  | MIS_AMSO | Louisiana | 22 | St Charles | 89 | 22089 | 500 | 7050 | 2019 | 9999 |  |  | N | Natural Gas |  |  |  |  | SCR | [8 empty] | 0.0065 | 0.0065 | 0.0065 | 0.0065 | [11 empty] | Entergy Services LLC | 100 | Entergy Corp | 100 | Regulated
Lake Charles Power | 60927_G_1A | 60927 | G | 1A |  | Combined Cycle |  | MIS_WOTA | Louisiana | 22 | Calcasieu | 19 | 22019 | 250 | 7050 | 2020 | 9999 |  |  | N | Natural Gas |  |  |  | DLNB | SCR | [8 empty] | 0.011 | 0.011 | 0.011 | 0.011 | [11 empty] | Entergy Services LLC | 100 | Entergy Corp | 100 | Regulated
Lake Charles Power | 60927_G_1B | 60927 | G | 1B |  | Combined Cycle |  | MIS_WOTA | Louisiana | 22 | Calcasieu | 19 | 22019 | 250 | 7050 | 2020 | 9999 |  |  | N | Natural Gas |  |  |  | DLNB | SCR | [8 empty] | 0.011 | 0.011 | 0.011 | 0.011 | [11 empty] | Entergy Services LLC | 100 | Entergy Corp | 100 | Regulated
Lake Charles Power | 60927_G_1C | 60927 | G | 1C |  | Combined Cycle |  | MIS_WOTA | Louisiana | 22 | Calcasieu | 19 | 22019 | 500 | 7050 | 2020 | 9999 |  |  | N | Natural Gas |  |  |  |  | SCR | [8 empty] | 0.011 | 0.011 | 0.011 | 0.011 | [11 empty] | Entergy Services LLC | 100 | Entergy Corp | 100 | Regulated
New Orleans Power | 60928_G_1 | 60928 | G | 1 |  | Combustion Turbine |  | MIS_AMSO | Louisiana | 22 | Orleans | 71 | 22071 | 130.8 | 10745 | 2020 | 9999 |  |  | N | Natural Gas | [13 empty] | 0.011 | 0.011 | 0.011 | 0.011 | [11 empty] | Entergy New Orleans Inc | 100 | Entergy Corp | 100 | Regulated
Red Oak Solar Farm, LLC | 60929_G_RDOAK | 60929 | G | RDOAK |  | Solar PV |  | S_VACA | North Carolina | 37 | Nash | 127 | 37127 | 4.9 | 0 | 2016 | 9999 |  |  | N | Solar | [13 empty] | 0 | 0 | 0 | 0 | [11 empty] | Red Oak Solar Farm LLC | 100 | Strata Solar LLC | 100 | Non-regulated
Dublin Solar I | 60930_G_DUBL1 | 60930 | G | DUBL1 |  | Solar PV |  | S_SOU | Georgia | 13 | Laurens | 175 | 13175 | 4.1 | 0 | 2015 | 9999 |  |  | N | Solar | [13 empty] | 0 | 0 | 0 | 0 | [11 empty] | Dublin Solar I LLC | 100 | Georgia Solar Holdings LLC | 100 | Non-regulated
CCC Hastings Wind Turbine | 60931_G_WT1 | 60931 | G | WT1 |  | Onshore Wind |  | SPP_NEBR | Nebraska | 31 | Adams | 1 | 31001 | 1.7 | 0 | 2016 | 9999 |  |  | N | Wind | [13 empty] | 0 | 0 | 0 | 0 | [11 empty] | CCC Hastings Renewable Energy LLC | 100 | Bluestem LLC | 100 | Non-regulated
Creston Ridge Wind Farm | 60932_G_WT1 | 60932 | G | WT1 |  | Onshore Wind |  | SPP_NEBR | Nebraska | 31 | Platte | 141 | 31141 | 6.8 | 0 | 2015 | 9999 |  |  | N | Wind | [13 empty] | 0 | 0 | 0 | 0 | [11 empty] | Creston Ridge II LLC | 100 | Bluestem LLC | 100 | Non-regulated
Hopewell Cogeneration NJ | 60933_G_GEN1 | 60933 | G | GEN1 |  | Combustion Turbine | IC Engine | PJM_EMAC | New Jersey | 34 | Mercer | 21 | 34021 | 2 | 9871 | 2015 | 9999 |  |  | Y | Natural Gas | [13 empty] | 0.23772 | 0.23772 | 0.23772 | 0.23772 | [11 empty] | Bristol Myers Squibb Co | 100 | Bristol Myers Squibb Co | 100 | Non-regulated
Hopewell Cogeneration NJ | 60933_G_GEN2 | 60933 | G | GEN2 |  | Combustion Turbine | IC Engine | PJM_EMAC | New Jersey | 34 | Mercer | 21 | 34021 | 2 | 9871 | 2015 | 9999 |  |  | Y | Natural Gas | [13 empty] | 0.23772 | 0.23772 | 0.23772 | 0.23772 | [11 empty] | Bristol Myers Squibb Co | 100 | Bristol Myers Squibb Co | 100 | Non-regulated
GRE Marshan Solar | 60935_G_PV1 | 60935 | G | PV1 |  | Solar PV |  | MIS_MNWI | Minnesota | 27 | Dakota | 37 | 27037 | 1 | 0 | 2017 | 9999 |  |  | N | Solar | [13 empty] | 0 | 0 | 0 | 0 | [11 empty] | SoCore Energy LLC | 100 | SoCore Energy | 100 | Non-regulated
New Auburn DPC Solar | 60936_G_PV1 | 60936 | G | PV1 |  | Solar PV |  | MIS_MNWI | Wisconsin | 55 | Chippewa | 17 | 55017 | 2.5 | 0 | 2018 | 9999 |  |  | N | Solar | [13 empty] | 0 | 0 | 0 | 0 | [11 empty] | SoCore Energy LLC | 100 | SoCore Energy | 100 | Non-regulated
Antlia Community Solar | 60937_G_IACS1 | 60937 | G | IACS1 |  | Solar PV |  | MIS_MNWI | Minnesota | 27 | Pipestone | 117 | 27117 | 0.9 | 0 | 2017 | 9999 |  |  | N | Solar | [13 empty] | 0 | 0 | 0 | 0 | [11 empty] | Antlia Community Solar | 100 | Rahn Group | 100 | Non-regulated
Antlia Community Solar | 60937_G_IACS2 | 60937 | G | IACS2 |  | Solar PV |  | MIS_MNWI | Minnesota | 27 | Pipestone | 117 | 27117 | 0.9 | 0 | 2017 | 9999 |  |  | N | Solar | [13 empty] | 0 | 0 | 0 | 0 | [11 empty] | Antlia Community Solar | 100 | Rahn Group | 100 | Non-regulated
Aries Community Solar | 60938_G_AACS1 | 60938 | G | AACS1 |  | Solar PV |  | MIS_MNWI | Minnesota | 27 | Dodge | 39 | 27039 | 0.9 | 0 | 2017 | 9999 |  |  | N | Solar | [13 empty] | 0 | 0 | 0 | 0 | [11 empty] | Aries Community Solar | 100 | Aries Community Solar | 100 | Non-regulated
Aries Community Solar | 60938_G_AACS2 | 60938 | G | AACS2 |  | Solar PV |  | MIS_MNWI | Minnesota | 27 | Dodge | 39 | 27039 | 0.9 | 0 | 2017 | 9999 |  |  | N | Solar | [13 empty] | 0 | 0 | 0 | 0 | [11 empty] | Aries Community Solar | 100 | Aries Community Solar | 100 | Non-regulated
Aries Community Solar | 60938_G_AACS3 | 60938 | G | AACS3 |  | Solar PV |  | MIS_MNWI | Minnesota | 27 | Dodge | 39 | 27039 | 0.9 | 0 | 2017 | 9999 |  |  | N | Solar | [13 empty] | 0 | 0 | 0 | 0 | [11 empty] | Aries Community Solar | 100 | Aries Community Solar | 100 | Non-regulated
Aries Community Solar | 60938_G_AACS4 | 60938 | G | AACS4 |  | Solar PV |  | MIS_MNWI | Minnesota | 27 | Dodge | 39 | 27039 | 0.9 | 0 | 2017 | 9999 |  |  | N | Solar | [13 empty] | 0 | 0 | 0 | 0 | [11 empty] | Aries Community Solar | 100 | Aries Community Solar | 100 | Non-regulated
Centaurus Community Solar | 60939_G_KCCS1 | 60939 | G | KCCS1 |  | Solar PV |  | MIS_MNWI | Minnesota | 27 | Chippewa | 23 | 27023 | 0.9 | 0 | 2017 | 9999 |  |  | N | Solar | [13 empty] | 0 | 0 | 0 | 0 | [11 empty] | Centaurus Community Solar | 100 | Centaurus Community Solar | 100 | Non-regulated
Centaurus Community Solar | 60939_G_KCCS2 | 60939 | G | KCCS2 |  | Solar PV |  | MIS_MNWI | Minnesota | 27 | Chippewa | 23 | 27023 | 0.9 | 0 | 2017 | 9999 |  |  | N | Solar | [13 empty] | 0 | 0 | 0 | 0 | [11 empty] | Centaurus Community Solar | 100 | Centaurus Community Solar | 100 | Non-regulated
Gemini Community Solar | 60940_G_LGCS1 | 60940 | G | LGCS1 |  | Solar PV |  | MIS_MNWI | Minnesota | 27 | Washington | 163 | 27163 | 0.9 | 0 | 2017 | 9999 |  |  | N | Solar | [13 empty] | 0 | 0 | 0 | 0 | [11 empty] | Berkshire Hathaway Energy Co | 100 | Berkshire Hathaway Inc | 100 | Non-regulated
Gemini Community Solar | 60940_G_LGCS2 | 60940 | G | LGCS2 |  | Solar PV |  | MIS_MNWI | Minnesota | 27 | Washington | 163 | 27163 | 0.9 | 0 | 2017 | 9999 |  |  | N | Solar | [13 empty] | 0 | 0 | 0 | 0 | [11 empty] | Berkshire Hathaway Energy Co | 100 | Berkshire Hathaway Inc | 100 | Non-regulated
Gemini Community Solar | 60940_G_LGCS3 | 60940 | G | LGCS3 |  | Solar PV |  | MIS_MNWI | Minnesota | 27 | Washington | 163 | 27163 | 0.9 | 0 | 2017 | 9999 |  |  | N | Solar | [13 empty] | 0 | 0 | 0 | 0 | [11 empty] | Berkshire Hathaway Energy Co | 100 | Berkshire Hathaway Inc | 100 | Non-regulated
Mapleton Community Solar | 60941_G_DMCS1 | 60941 | G | DMCS1 |  | Solar PV |  | MIS_MNWI | Minnesota | 27 | Blue Earth | 13 | 27013 | 0.9 | 0 | 2017 | 9999 |  |  | N | Solar | [13 empty] | 0 | 0 | 0 | 0 | [11 empty] | Mapleton Community Solar | 100 | Mapleton Community Solar | 100 | Non-regulated
Mapleton Community Solar | 60941_G_DMCS2 | 60941 | G | DMCS2 |  | Solar PV |  | MIS_MNWI | Minnesota | 27 | Blue Earth | 13 | 27013 | 0.9 | 0 | 2017 | 9999 |  |  | N | Solar | [13 empty] | 0 | 0 | 0 | 0 | [11 empty] | Mapleton Community Solar | 100 | Mapleton Community Solar | 100 | Non-regulated
Mapleton Community Solar | 60941_G_DMCS3 | 60941 | G | DMCS3 |  | Solar PV |  | MIS_MNWI | Minnesota | 27 | Blue Earth | 13 | 27013 | 0.9 | 0 | 2017 | 9999 |  |  | N | Solar | [13 empty] | 0 | 0 | 0 | 0 | [11 empty] | Mapleton Community Solar | 100 | Mapleton Community Solar | 100 | Non-regulated
Morgan Community Solar | 60942_G_BMCS1 | 60942 | G | BMCS1 |  | Solar PV |  | MIS_MNWI | Minnesota | 27 | Redwood | 127 | 27127 | 0.9 | 0 | 2017 | 9999 |  |  | N | Solar | [13 empty] | 0 | 0 | 0 | 0 | [11 empty] | Morgan Community Solar | 100 | Morgan Community Solar | 100 | Non-regulated
Morgan Community Solar | 60942_G_BMCS2 | 60942 | G | BMCS2 |  | Solar PV |  | MIS_MNWI | Minnesota | 27 | Redwood | 127 | 27127 | 0.9 | 0 | 2017 | 9999 |  |  | N | Solar | [13 empty] | 0 | 0 | 0 | 0 | [11 empty] | Morgan Community Solar | 100 | Morgan Community Solar | 100 | Non-regulated
Morgan Community Solar | 60942_G_BMCS3 | 60942 | G | BMCS3 |  | Solar PV |  | MIS_MNWI | Minnesota | 27 | Redwood | 127 | 27127 | 0.9 | 0 | 2017 | 9999 |  |  | N | Solar | [13 empty] | 0 | 0 | 0 | 0 | [11 empty] | Morgan Community Solar | 100 | Morgan Community Solar | 100 | Non-regulated
Spica Community Solar | 60943_G_MSCS1 | 60943 | G | MSCS1 |  | Solar PV |  | MIS_MNWI | Minnesota | 27 | Kandiyohi | 67 | 27067 | 0.9 | 0 | 2017 | 9999 |  |  | N | Solar | [13 empty] | 0 | 0 | 0 | 0 | [11 empty] | Spica Community Solar | 100 | Spica Community Solar | 100 | Non-regulated
Spica Community Solar | 60943_G_MSCS2 | 60943 | G | MSCS2 |  | Solar PV |  | MIS_MNWI | Minnesota | 27 | Kandiyohi | 67 | 27067 | 0.9 | 0 | 2017 | 9999 |  |  | N | Solar | [13 empty] | 0 | 0 | 0 | 0 | [11 empty] | Spica Community Solar | 100 | Spica Community Solar | 100 | Non-regulated
Vega Community Solar | 60944_G_NVCS1 | 60944 | G | NVCS1 |  | Solar PV |  | MIS_MNWI | Minnesota | 27 | Pope | 121 | 27121 | 0.9 | 0 | 2017 | 9999 |  |  | N | Solar | [13 empty] | 0 | 0 | 0 | 0 | [11 empty] | Vega Community Solar | 100 | Berkshire Hathaway Inc | 100 | Non-regulated
Vega Community Solar | 60944_G_NVCS2 | 60944 | G | NVCS2 |  | Solar PV |  | MIS_MNWI | Minnesota | 27 | Pope | 121 | 27121 | 0.9 | 0 | 2017 | 9999 |  |  | N | Solar | [13 empty] | 0 | 0 | 0 | 0 | [11 empty] | Vega Community Solar | 100 | Berkshire Hathaway Inc | 100 | Non-regulated
Vega Community Solar | 60944_G_NVCS3 | 60944 | G | NVCS3 |  | Solar PV |  | MIS_MNWI | Minnesota | 27 | Pope | 121 | 27121 | 0.9 | 0 | 2017 | 9999 |  |  | N | Solar | [13 empty] | 0 | 0 | 0 | 0 | [11 empty] | Vega Community Solar | 100 | Berkshire Hathaway Inc | 100 | Non-regulated
Vega Community Solar | 60944_G_NVCS4 | 60944 | G | NVCS4 |  | Solar PV |  | MIS_MNWI | Minnesota | 27 | Pope | 121 | 27121 | 0.9 | 0 | 2017 | 9999 |  |  | N | Solar | [13 empty] | 0 | 0 | 0 | 0 | [11 empty] | Vega Community Solar | 100 | Berkshire Hathaway Inc | 100 | Non-regulated
Vega Community Solar | 60944_G_NVCS5 | 60944 | G | NVCS5 |  | Solar PV |  | MIS_MNWI | Minnesota | 27 | Pope | 121 | 27121 | 0.9 | 0 | 2017 | 9999 |  |  | N | Solar | [13 empty] | 0 | 0 | 0 | 0 | [11 empty] | Vega Community Solar | 100 | Berkshire Hathaway Inc | 100 | Non-regulated
Spartan PV 1, LLC | 60945_G_PV1 | 60945 | G | PV1 |  | Solar PV |  | MIS_LMI | Michigan | 26 | Ingham | 65 | 26065 | 10.5 | 0 | 2017 | 9999 |  |  | N | Solar | [13 empty] | 0 | 0 | 0 | 0 | [11 empty] | Spartan PV 1 LLC | 100 | Innergex Renewable Energy Inc | 100 | Non-regulated
Jacumba Solar Farm | 60947_G_Q644A | 60947 | G | Q644A |  | Solar PV |  | WEC_SDGE | California | 6 | San Diego | 73 | 06073 | 20 | 0 | 2017 | 9999 |  |  | N | Solar | [13 empty] | 0 | 0 | 0 | 0 | [11 empty] | Jacumba Solar LLC | 100 | NextEra Energy Inc | 100 | Non-regulated
Washington Solar | 60948_G_PV1 | 60948 | G | PV1 |  | Solar PV |  | S_VACA | North Carolina | 37 | Rockingham | 157 | 37157 | 5 | 0 | 2025 | 9999 |  |  | N | Solar | [13 empty] | 0 | 0 | 0 | 0 | [11 empty] | Washington Solar, LLC | 100 | Washington Solar, LLC | 100 | Non-regulated
West Dubuque Solar | 60951_G_PV1 | 60951 | G | PV1 |  | Solar PV |  | MIS_IA | Iowa | 19 | Dubuque | 61 | 19061 | 3.4 | 0 | 2017 | 9999 |  |  | N | Solar | [13 empty] | 0 | 0 | 0 | 0 | [11 empty] | Interstate Power & Light Co | 100 | Alliant Energy Corp | 100 | Regulated
Owens Valley Solar Project 11 | 60953_G_W5381 | 60953 | G | W5381 |  | Solar PV |  | WECC_SCE | California | 6 | Inyo | 27 | 06027 | 1 | 0 | 2016 | 9999 |  |  | N | Solar | [13 empty] | 0 | 0 | 0 | 0 | [11 empty] | Munro Valley Solar LLC | 100 | Allco Finance Group Limited | 100 | Non-regulated
VEC Magee Hill Solar | 60954_G_PV1 | 60954 | G | PV1 |  | Solar PV |  | NENGREST | Vermont | 50 | Chittenden | 7 | 50007 | 1.3 | 0 | 2017 | 9999 |  |  | N | Solar | [13 empty] | 0 | 0 | 0 | 0 | [11 empty] | SoCore Energy LLC | 100 | SoCore Energy | 100 | Non-regulated
Strawberry Point DPC Solar | 60955_G_PV1 | 60955 | G | PV1 |  | Solar PV |  | MIS_IA | Iowa | 19 | Clayton | 43 | 19043 | 1.3 | 0 | 2017 | 9999 |  |  | N | Solar | [13 empty] | 0 | 0 | 0 | 0 | [11 empty] | SoCore Energy LLC | 100 | SoCore Energy | 100 | Non-regulated
Westar Cities Solar | 60956_G_PV1 | 60956 | G | PV1 |  | Solar PV |  | SPP_N | Kansas | 20 | Reno | 155 | 20155 | 1 | 0 | 2017 | 9999 |  |  | N | Solar | [13 empty] | 0 | 0 | 0 | 0 | [11 empty] | SoCore 2016 ProjectCo 8 LLC | 100 | SoCore Energy | 100 | Non-regulated
Sand Lake DPC Solar | 60957_G_PV1 | 60957 | G | PV1 |  | Solar PV |  | MIS_MNWI | Wisconsin | 55 | Polk | 95 | 55095 | 1 | 0 | 2017 | 9999 |  |  | N | Solar | [13 empty] | 0 | 0 | 0 | 0 | [11 empty] | SoCore Energy LLC | 100 | SoCore Energy | 100 | Non-regulated
Nesvold Watertown Solar | 60958_G_PV1 | 60958 | G | PV1 |  | Solar PV |  | MIS_MNWI | Minnesota | 27 | Carver | 19 | 27019 | 1 | 0 | 2018 | 9999 |  |  | N | Solar | [13 empty] | 0 | 0 | 0 | 0 | [11 empty] | SoCore Energy LLC | 100 | SoCore Energy | 100 | Non-regulated
Nesvold Watertown Solar | 60958_G_PV2 | 60958 | G | PV2 |  | Solar PV |  | MIS_MNWI | Minnesota | 27 | Carver | 19 | 27019 | 1 | 0 | 2018 | 9999 |  |  | N | Solar | [13 empty] | 0 | 0 | 0 | 0 | [11 empty] | SoCore Energy LLC | 100 | SoCore Energy | 100 | Non-regulated
Nesvold Watertown Solar | 60958_G_PV3 | 60958 | G | PV3 |  | Solar PV |  | MIS_MNWI | Minnesota | 27 | Carver | 19 | 27019 | 1 | 0 | 2018 | 9999 |  |  | N | Solar | [13 empty] | 0 | 0 | 0 | 0 | [11 empty] | SoCore Energy LLC | 100 | SoCore Energy | 100 | Non-regulated
Nesvold Watertown Solar | 60958_G_PV4 | 60958 | G | PV4 |  | Solar PV |  | MIS_MNWI | Minnesota | 27 | Carver | 19 | 27019 | 1 | 0 | 2018 | 9999 |  |  | N | Solar | [13 empty] | 0 | 0 | 0 | 0 | [11 empty] | SoCore Energy LLC | 100 | SoCore Energy | 100 | Non-regulated
Nesvold Watertown Solar | 60958_G_PV5 | 60958 | G | PV5 |  | Solar PV |  | MIS_MNWI | Minnesota | 27 | Carver | 19 | 27019 | 1 | 0 | 2018 | 9999 |  |  | N | Solar | [13 empty] | 0 | 0 | 0 | 0 | [11 empty] | SoCore Energy LLC | 100 | SoCore Energy | 100 | Non-regulated
Chocksett Rd Energy Storage Project | 60959_G_BA1 | 60959 | G | BA1 |  | Energy Storage |  | NENGREST | Massachusetts | 25 | Worcester | 27 | 25027 | 2 | 0 | 2017 | 9999 |  |  | N | Energy Storage | [13 empty] | 0 | 0 | 0 | 0 | [11 empty] | Sterling Municipal Light Dept | 100 | Sterling Municipal Light Dept | 100 | Regulated
Hyperion Treatment Plant CHP Plant | 60960_G_CTG1 | 60960 | G | CTG1 |  | Non-Fossil Waste |  | WEC_LADW | California | 6 | Los Angeles | 37 | 06037 | 10 | 13500 | 2017 | 9999 |  |  | N | Non-Fossil Waste | [13 empty] | 0 | 0 | 0 | 0 | [11 empty] | Los Angeles County Dept of Public Works | 100 | Los Angeles County Dept of Public Works | 100 | Non-regulated
Hyperion Treatment Plant CHP Plant | 60960_G_CTG2 | 60960 | G | CTG2 |  | Non-Fossil Waste |  | WEC_LADW | California | 6 | Los Angeles | 37 | 06037 | 10 | 13500 | 2017 | 9999 |  |  | N | Non-Fossil Waste | [13 empty] | 0 | 0 | 0 | 0 | [11 empty] | Los Angeles County Dept of Public Works | 100 | Los Angeles County Dept of Public Works | 100 | Non-regulated
Hyperion Treatment Plant CHP Plant | 60960_G_STG1 | 60960 | G | STG1 |  | Non-Fossil Waste |  | WEC_LADW | California | 6 | Los Angeles | 37 | 06037 | 2 | 13500 | 2017 | 9999 |  |  | N | Non-Fossil Waste | [13 empty] | 0 | 0 | 0 | 0 | [11 empty] | Los Angeles County Dept of Public Works | 100 | Los Angeles County Dept of Public Works | 100 | Non-regulated
Violet Solar | 60961_G_PV1 | 60961 | G | PV1 |  | Solar PV |  | S_VACA | North Carolina | 37 | Cabarrus | 25 | 37025 | 5 | 0 | 2018 | 9999 |  |  | N | Solar | [13 empty] | 0 | 0 | 0 | 0 | [11 empty] | Violet Solar LLC | 100 | Violet Solar LLC | 100 | Non-regulated
Red Maple Solar | 60962_G_PV1 | 60962 | G | PV1 |  | Solar PV |  | MIS_MNWI | Minnesota | 27 | Le Sueur | 79 | 27079 | 1 | 0 | 2018 | 9999 |  |  | N | Solar | [13 empty] | 0 | 0 | 0 | 0 | [11 empty] | SoCore Energy LLC | 100 | SoCore Energy | 100 | Non-regulated
Red Maple Solar | 60962_G_PV2 | 60962 | G | PV2 |  | Solar PV |  | MIS_MNWI | Minnesota | 27 | Le Sueur | 79 | 27079 | 1 | 0 | 2018 | 9999 |  |  | N | Solar | [13 empty] | 0 | 0 | 0 | 0 | [11 empty] | SoCore Energy LLC | 100 | SoCore Energy | 100 | Non-regulated
Red Maple Solar | 60962_G_PV3 | 60962 | G | PV3 |  | Solar PV |  | MIS_MNWI | Minnesota | 27 | Le Sueur | 79 | 27079 | 1 | 0 | 2018 | 9999 |  |  | N | Solar | [13 empty] | 0 | 0 | 0 | 0 | [11 empty] | SoCore Energy LLC | 100 | SoCore Energy | 100 | Non-regulated
Apache Solar 1 | 60964_G_AEPS1 | 60964 | G | AEPS1 |  | Solar PV |  | WECC_AZ | Arizona | 4 | Cochise | 3 | 04003 | 20 | 0 | 2017 | 9999 |  |  | N | Solar | [13 empty] | 0 | 0 | 0 | 0 | [11 empty] | Arizona Electric Power Coop Inc | 100 | Arizona Electric Power Coop Inc | 100 | Regulated
Cotten Farm, LLC | 60965_G_COT | 60965 | G | COT |  | Solar PV |  | S_VACA | North Carolina | 37 | Lee | 105 | 37105 | 4.9 | 0 | 2016 | 9999 |  |  | N | Solar | [13 empty] | 0 | 0 | 0 | 0 | [11 empty] | Cotten Farm LLC | 100 | Strata Solar LLC | 100 | Non-regulated
Lind Solar CSG | 60966_G_S0222 | 60966 | G | S0222 |  | Solar PV |  | MIS_MNWI | Minnesota | 27 | Carver | 19 | 27019 | 4.9 | 0 | 2017 | 9999 |  |  | N | Solar | [13 empty] | 0 | 0 | 0 | 0 | [11 empty] | Terraform Power Inc | 100 | Brookfield Asset Management Inc | 100 | Non-regulated
Onyx - Lamphear Road CSG | 60967_G_10016 | 60967 | G | 10016 |  | Solar PV |  | NY_Z_C&E | New York | 36 | Oneida | 65 | 36065 | 2 | 0 | 2016 | 9999 |  |  | N | Solar | [13 empty] | 0 | 0 | 0 | 0 | [11 empty] | groSolar | 100 | groSolar | 100 | Non-regulated
Scott-II Solar LLC | 60968_G_PV1 | 60968 | G | PV1 |  | Solar PV |  | PJM_Dom | Virginia | 51 | Powhatan | 145 | 51145 | 20 | 0 | 2017 | 9999 |  |  | N | Solar | [13 empty] | 0 | 0 | 0 | 0 | [11 empty] | Scott II Solar LLC | 100 | Matthew A Meares | 100 | Non-regulated
Michael Solar | 60971_G_PV1 | 60971 | G | PV1 |  | Solar PV |  | MIS_MNWI | Minnesota | 27 | Stearns | 145 | 27145 | 1 | 0 | 2017 | 9999 |  |  | N | Solar | [13 empty] | 0 | 0 | 0 | 0 | [11 empty] | SoCore Energy LLC | 100 | SoCore Energy | 100 | Non-regulated
Michael Solar | 60971_G_PV2 | 60971 | G | PV2 |  | Solar PV |  | MIS_MNWI | Minnesota | 27 | Stearns | 145 | 27145 | 1 | 0 | 2017 | 9999 |  |  | N | Solar | [13 empty] | 0 | 0 | 0 | 0 | [11 empty] | SoCore Energy LLC | 100 | SoCore Energy | 100 | Non-regulated
Michael Solar | 60971_G_PV3 | 60971 | G | PV3 |  | Solar PV |  | MIS_MNWI | Minnesota | 27 | Stearns | 145 | 27145 | 1 | 0 | 2017 | 9999 |  |  | N | Solar | [13 empty] | 0 | 0 | 0 | 0 | [11 empty] | SoCore Energy LLC | 100 | SoCore Energy | 100 | Non-regulated
Glendale Battery Energy Storage System | 60974_G_2BESS | 60974 | G | 2BESS |  | Energy Storage |  | WEC_LADW | California | 6 | Los Angeles | 37 | 06037 | 2 | 0 | 2017 | 9999 |  |  | N | Energy Storage | [13 empty] | 0 | 0 | 0 | 0 | [11 empty] | Glendale Water & Power | 100 | Glendale Water & Power | 100 | Regulated
Whitney Point Solar | 60975_G_WS532 | 60975 | G | WS532 |  | Solar PV |  | WEC_CALN | California | 6 | Fresno | 19 | 06019 | 20 | 0 | 2017 | 9999 |  |  | N | Solar | [13 empty] | 0 | 0 | 0 | 0 | [11 empty] | Whitney Point Solar LLC | 100 | NextEra Energy Inc | 100 | Non-regulated
OSLH, LLC | 60976_G_PV1 | 60976 | G | PV1 |  | Solar PV |  | WECC_PNW | Oregon | 41 | Deschutes | 17 | 41017 | 9.9 | 0 | 2016 | 9999 |  |  | N | Solar | [13 empty] | 0 | 0 | 0 | 0 | [11 empty] | OSLH LLC | 100 | Oregon Solar Land Holdings LLC | 100 | Non-regulated
CSUF State College | 60978_G_PV1 | 60978 | G | PV1 |  | Solar PV |  | WECC_SCE | California | 6 | Orange | 59 | 06059 | 1 | 0 | 2016 | 9999 |  |  | N | Solar | [13 empty] | 0 | 0 | 0 | 0 | [11 empty] | Solar Star California XLVIII LLC | 100 | SunPower Corp | 100 | Non-regulated
CSUF Nutwood Solar | 60979_G_PV1 | 60979 | G | PV1 |  | Solar PV |  | WECC_SCE | California | 6 | Orange | 59 | 06059 | 1.9 | 0 | 2016 | 9999 |  |  | N | Solar | [13 empty] | 0 | 0 | 0 | 0 | [11 empty] | Solar Star California XLVIII LLC | 100 | SunPower Corp | 100 | Non-regulated
Big Stone | 6098_G_D1 | 6098 | G | D1 |  | Combustion Turbine | IC Engine | MIS_MAPP | South Dakota | 46 | Grant | 51 | 46051 | 0.6 | 12283 | 1975 | 9999 |  |  | N | Distillate Fuel Oil | [12 empty] | 3 | 1.6498 | 1.6498 | 1.6498 | 1.6498 | [11 empty] | Otter Tail Power Co | 53.9 | Otter Tail Corp | 53.9 | Regulated
ZV Solar 1 | 60980_G_PV1 | 60980 | G | PV1 |  | Solar PV |  | S_VACA | North Carolina | 37 | Robeson | 155 | 37155 | 5 | 0 | 2016 | 9999 |  |  | N | Solar | [13 empty] | 0 | 0 | 0 | 0 | [11 empty] | ZV Solar 1 LLC | 100 | Cypress Creek Holdings LLC | 100 | Non-regulated
NextEra Westside PV | 60981_G_WS526 | 60981 | G | WS526 |  | Solar PV |  | WEC_CALN | California | 6 | Fresno | 19 | 06019 | 20 | 0 | 2017 | 9999 |  |  | N | Solar | [13 empty] | 0 | 0 | 0 | 0 | [11 empty] | Westside Solar LLC | 100 | NextEra Energy Inc | 100 | Non-regulated
Atkinson Farm Solar | 60982_G_1 | 60982 | G | 1 |  | Solar PV |  | S_VACA | North Carolina | 37 | Duplin | 61 | 37061 | 5 | 0 | 2015 | 9999 |  |  | N | Solar | [13 empty] | 0 | 0 | 0 | 0 | [11 empty] | Atkinson Farm LLC | 100 | Atkinson Farm LLC | 100 | Non-regulated
Buckthorn Wind | 60983_G_BWIND | 60983 | G | BWIND |  | Onshore Wind |  | ERC_REST | Texas | 48 | Erath | 143 | 48143 | 100.5 | 0 | 2017 | 9999 |  |  | N | Wind | [13 empty] | 0 | 0 | 0 | 0 | [11 empty] | Buckthorn Wind Project LLC | 100 | Capital Power Corp | 100 | Non-regulated
Lindberg Field Solar 2 | 60984_G_PV1 | 60984 | G | PV1 |  | Solar PV |  | WEC_SDGE | California | 6 | San Diego | 73 | 06073 | 1.9 | 0 | 2017 | 9999 |  |  | N | Solar | [13 empty] | 0 | 0 | 0 | 0 | [11 empty] | Lindberg Field Solar 2 LLC | 100 | NRG Energy Inc | 100 | Non-regulated
Elizabethtown Solar | 60985_G_ESPV | 60985 | G | ESPV |  | Solar PV |  | PJM_EMAC | Pennsylvania | 42 | Lancaster | 71 | 42071 | 2 | 0 | 2016 | 9999 |  |  | N | Solar | [13 empty] | 0 | 0 | 0 | 0 | [11 empty] | Elizabethtown Solar LLC | 100 | Elizabethtown Solar LLC | 100 | Non-regulated
AIS Solar Project | 60986_G_SO212 | 60986 | G | SO212 |  | Solar PV |  | NENGREST | Massachusetts | 25 | Worcester | 27 | 25027 | 2.5 | 0 | 2016 | 9999 |  |  | N | Solar | [13 empty] | 0 | 0 | 0 | 0 | [11 empty] | Terraform Power Inc | 100 | Brookfield Asset Management Inc | 100 | Non-regulated
Santa Rita Wind Energy | 60987_G_GEN1 | 60987 | G | GEN1 |  | Onshore Wind |  | ERC_WEST | Texas | 48 | Reagan | 383 | 48383 | 300 | 0 | 2018 | 9999 |  |  | N | Wind | [13 empty] | 0 | 0 | 0 | 0 | [11 empty] | Invenergy LLC | 100 | Invenergy LLC | 100 | Non-regulated
SolaireHolman Solar Project | 60989_G_PV1 | 60989 | G | PV1 |  | Solar PV |  | ERC_WEST | Texas | 48 | Brewster | 43 | 48043 | 50 | 0 | 2017 | 9999 |  |  | N | Solar | [13 empty] | 0 | 0 | 0 | 0 | [11 empty] | Solaire Holman I Inc | 100 | Solaire Direct | 100 | Non-regulated
Florence Solar W3-080, LLC | 60990_G_PV1 | 60990 | G | PV1 |  | Solar PV |  | PJM_EMAC | New Jersey | 34 | Burlington | 5 | 34005 | 7.9 | 0 | 2016 | 9999 |  |  | N | Solar | [13 empty] | 0 | 0 | 0 | 0 | [11 empty] | Florence Solar W3 080 LLC | 100 | Effisolar Energy Corp | 100 | Non-regulated
Sterling I Wind Farm | 60991_G_STER1 | 60991 | G | STER1 |  | Onshore Wind |  | SPP_SPS | New Mexico | 35 | Lea | 25 | 35025 | 29.9 | 0 | 2017 | 9999 |  |  | N | Wind | [13 empty] | 0 | 0 | 0 | 0 | [11 empty] | AEM Wind LLC | 100 | Akuo Energy | 100 | Non-regulated
Northern Cardinal Solar | 60992_G_NCARD | 60992 | G | NCARD |  | Solar PV |  | PJM_Dom | North Carolina | 37 | Halifax | 83 | 37083 | 2 | 0 | 2018 | 9999 |  |  | N | Solar | [13 empty] | 0 | 0 | 0 | 0 | [11 empty] | Geenex LLC | 100 | Geenex LLC | 100 | Non-regulated
Darlington Solar, LLC | 60993_G_PV1 | 60993 | G | PV1 |  | Solar PV |  | S_VACA | South Carolina | 45 | Darlington | 31 | 45031 | 10 | 0 | 2016 | 9999 |  |  | N | Solar | [13 empty] | 0 | 0 | 0 | 0 | [11 empty] | Darlington Solar LLC | 100 | Soltage LLC | 100 | Non-regulated
French's Landfill PV | 60994_G_GEN1 | 60994 | G | GEN1 |  | Solar PV |  | PJM_EMAC | New Jersey | 34 | Ocean | 29 | 34029 | 5 | 0 | 2014 | 9999 |  |  | N | Solar | [13 empty] | 0 | 0 | 0 | 0 | [11 empty] | Brick Standard LLC | 100 | Brick Standard LLC | 100 | Non-regulated
Ramona Solar Energy | 60995_G_1 | 60995 | G | 1 |  | Solar PV |  | WEC_SDGE | California | 6 | San Diego | 73 | 06073 | 3.7 | 0 | 2017 | 9999 |  |  | N | Solar | [13 empty] | 0 | 0 | 0 | 0 | [11 empty] | Northlight Power LLC | 100 | Summit Power Group Inc | 100 | Regulated
Iron Horse Battery Storage Hybrid | 60996_G_BA1 | 60996 | G | BA1 |  | Energy Storage |  | WECC_AZ | Arizona | 4 | Pima | 19 | 04019 | 10 | 0 | 2017 | 9999 |  |  | N | Energy Storage | [13 empty] | 0 | 0 | 0 | 0 | [11 empty] | Iron Horse Battery Storage LLC | 100 | RWE Group | 100 | Non-regulated
Iron Horse Battery Storage Hybrid | 60996_G_PV1 | 60996 | G | PV1 |  | Solar PV |  | WECC_AZ | Arizona | 4 | Pima | 19 | 04019 | 2 | 0 | 2017 | 9999 |  |  | N | Solar | [13 empty] | 0 | 0 | 0 | 0 | [11 empty] | Iron Horse Battery Storage LLC | 100 | RWE Group | 100 | Non-regulated
Everett PV1 | 60997_G_EVRT1 | 60997 | G | EVRT1 |  | Solar PV |  | PJM_Dom | North Carolina | 37 | Martin | 117 | 37117 | 10 | 0 | 2019 | 9999 |  |  | N | Solar | [13 empty] | 0 | 0 | 0 | 0 | [11 empty] | Whitehurst PV1, LLC | 100 | Whitehurst PV1, LLC | 100 | Non-regulated
Underwood PV2 | 60998_G_UNWD2 | 60998 | G | UNWD2 |  | Solar PV |  | PJM_Dom | North Carolina | 37 | Hertford | 91 | 37091 | 16 | 0 | 2020 | 9999 |  |  | N | Solar | [13 empty] | 0 | 0 | 0 | 0 | [11 empty] | Fresh Air Energy XXXIV, LLC | 100 | Fresh Air Energy XXXIV, LLC | 100 | Non-regulated
Reading Wind Project | 60999_G_READW | 60999 | G | READW |  | Onshore Wind |  | SPP_N | Kansas | 20 | Lyon | 111 | 20111 | 200.1 | 0 | 2020 | 9999 |  |  | N | Wind | [13 empty] | 0 | 0 | 0 | 0 | [11 empty] | Southern Power Co | 100 | Southern Co | 100 | Non-regulated
Helms Pumped Storage | 6100_G_2 | 6100 | G | 2 |  | Pumped Storage |  | WEC_CALN | California | 6 | Fresno | 19 | 06019 | 404 | 0 | 1984 | 9999 |  |  | N | Pumped Storage | [13 empty] | 0 | 0 | 0 | 0 | [11 empty] | Pacific Gas & Electric Co | 100 | PG&E Corp | 100 | Regulated
Helms Pumped Storage | 6100_G_3 | 6100 | G | 3 |  | Pumped Storage |  | WEC_CALN | California | 6 | Fresno | 19 | 06019 | 404 | 0 | 1984 | 9999 |  |  | N | Pumped Storage | [13 empty] | 0 | 0 | 0 | 0 | [11 empty] | Pacific Gas & Electric Co | 100 | PG&E Corp | 100 | Regulated
King Mill | 61000_G_1 | 61000 | G | 1 |  | Hydro |  | S_SOU | Georgia | 13 | Richmond | 245 | 13245 | 0.6 | 0 | 1944 | 9999 |  |  | N | Hydro | [13 empty] | 0 | 0 | 0 | 0 | [11 empty] | Augusta Canal Authority | 100 | Augusta Canal Authority | 100 | Non-regulated
King Mill | 61000_G_2 | 61000 | G | 2 |  | Hydro |  | S_SOU | Georgia | 13 | Richmond | 245 | 13245 | 1.4 | 0 | 1944 | 9999 |  |  | N | Hydro | [13 empty] | 0 | 0 | 0 | 0 | [11 empty] | Augusta Canal Authority | 100 | Augusta Canal Authority | 100 | Non-regulated
Cactus Flats Wind Energy Project | 61001_G_WT1 | 61001 | G | WT1 |  | Onshore Wind |  | ERC_WEST | Texas | 48 | Concho | 95 | 48095 | 148.4 | 0 | 2018 | 9999 |  |  | N | Wind | [13 empty] | 0 | 0 | 0 | 0 | [11 empty] | Cactus Flats Wind Energy LLC | 100 | Southern Co | 100 | Non-regulated
WED Portsmouth One, LLC | 61002_G_PORT1 | 61002 | G | PORT1 |  | Onshore Wind |  | NENGREST | Rhode Island | 44 | Newport | 5 | 44005 | 1.5 | 0 | 2016 | 9999 |  |  | N | Wind | [13 empty] | 0 | 0 | 0 | 0 | [11 empty] | Portsmouth (RI) (Town of) | 100 | Portsmouth (RI) (Town of) | 100 | Non-regulated
Musgrave East Solar Farm | 61003_G_CMUSW | 61003 | G | CMUSW |  | Solar PV |  | NY_Z_C&E | New York | 36 | Cayuga | 11 | 36011 | 2 | 0 | 2016 | 9999 |  |  | N | Solar | [13 empty] | 0 | 0 | 0 | 0 | [11 empty] | Artemis Solar LLC | 100 | Artemis Solar LLC | 100 | Non-regulated
Whirlpool Corporation - Ottawa Wind Farm | 61004_G_W1 | 61004 | G | W1 |  | Onshore Wind |  | PJM_West | Ohio | 39 | Putnam | 137 | 39137 | 1.5 | 0 | 2018 | 9999 |  |  | N | Wind | [13 empty] | 0 | 0 | 0 | 0 | [11 empty] | OEE XXIV LLC | 100 | One Energy Capital Corp | 100 | Non-regulated
Whirlpool Corporation - Marion Wind Farm | 61005_G_W1 | 61005 | G | W1 |  | Onshore Wind |  | PJM_ATSI | Ohio | 39 | Marion | 101 | 39101 | 1.5 | 0 | 2017 | 9999 |  |  | N | Wind | [13 empty] | 0 | 0 | 0 | 0 | [11 empty] | OEE XXIII LLC | 100 | One Energy Capital Corp | 100 | Non-regulated
Whirlpool Corporation - Marion Wind Farm | 61005_G_W2 | 61005 | G | W2 |  | Onshore Wind |  | PJM_ATSI | Ohio | 39 | Marion | 101 | 39101 | 1.5 | 0 | 2017 | 9999 |  |  | N | Wind | [13 empty] | 0 | 0 | 0 | 0 | [11 empty] | OEE XXIII LLC | 100 | One Energy Capital Corp | 100 | Non-regulated
Whirlpool Corporation - Marion Wind Farm | 61005_G_W3 | 61005 | G | W3 |  | Onshore Wind |  | PJM_ATSI | Ohio | 39 | Marion | 101 | 39101 | 1.5 | 0 | 2017 | 9999 |  |  | N | Wind | [13 empty] | 0 | 0 | 0 | 0 | [11 empty] | OEE XXIII LLC | 100 | One Energy Capital Corp | 100 | Non-regulated
SCDA Solar 1 | 61006_G_SCAIR | 61006 | G | SCAIR |  | Solar PV |  | WEC_BANC | California | 6 | Sacramento | 67 | 06067 | 7 | 0 | 2017 | 9999 |  |  | N | Solar | [13 empty] | 0 | 0 | 0 | 0 | [11 empty] | SCDA Solar 1 LLC | 100 | Scda Solar 1 LLC | 100 | Non-regulated
Redbrook Community Solar 1 | 61007_G_REDBR | 61007 | G | REDBR |  | Solar PV |  | NENGREST | Massachusetts | 25 | Plymouth | 23 | 25023 | 4 | 0 | 2017 | 9999 |  |  | N | Solar | [13 empty] | 0 | 0 | 0 | 0 | [11 empty] | Redbrook Solar 1 LLC | 100 | Redbrook Solar 1 LLC | 100 | Non-regulated
Brook Street Solar 1 CSG | 61008_G_BROOK | 61008 | G | BROOK |  | Solar PV |  | NENGREST | Massachusetts | 25 | Plymouth | 23 | 25023 | 5 | 0 | 2017 | 9999 |  |  | N | Solar | [13 empty] | 0 | 0 | 0 | 0 | [11 empty] | Brook Street Solar 1 LLC | 100 | NRG Energy Inc | 100 | Non-regulated
Spring Street Solar 1 CSG | 61009_G_SPRIN | 61009 | G | SPRIN |  | Solar PV |  | NENGREST | Massachusetts | 25 | Plymouth | 23 | 25023 | 2 | 0 | 2017 | 9999 |  |  | N | Solar | [13 empty] | 0 | 0 | 0 | 0 | [11 empty] | Spring Street Solar 1 LLC | 100 | Global Infrastructure Partners | 100 | Non-regulated
Bullock Road Solar 1 | 61010_G_BULLO | 61010 | G | BULLO |  | Solar PV |  | NENGREST | Massachusetts | 25 | Bristol | 5 | 25005 | 1.9 | 0 | 2018 | 9999 |  |  | N | Solar | [13 empty] | 0 | 0 | 0 | 0 | [11 empty] | Bullock Road Solar 1 LLC | 100 | NRG Energy Inc | 100 | Non-regulated
Chestnut Solar | 61011_G_PV1 | 61011 | G | PV1 |  | Solar PV |  | PJM_Dom | North Carolina | 37 | Halifax | 83 | 37083 | 74.9 | 0 | 2020 | 9999 |  |  | N | Solar | [13 empty] | 0 | 0 | 0 | 0 | [11 empty] | Chestnut Solar LLC | 100 | Geenex LLC | 100 | Non-regulated
Mill Seat Renewable Energy Facility | 61012_G_GEN1 | 61012 | G | GEN1 |  | Landfill Gas |  | NY_Z_B | New York | 36 | Genesee | 37 | 36037 | 0.8 | 13500 | 2007 | 9999 |  |  | N | Landfill Gas | [13 empty] | 0.22117 | 0.22117 | 0.22117 | 0.22117 | [11 empty] | Waste Management Inc | 60 | Waste Management Inc | 60 | Non-regulated
Mill Seat Renewable Energy Facility | 61012_G_GEN2 | 61012 | G | GEN2 |  | Landfill Gas |  | NY_Z_B | New York | 36 | Genesee | 37 | 36037 | 0.8 | 13500 | 2007 | 9999 |  |  | N | Landfill Gas | [13 empty] | 0.22117 | 0.22117 | 0.22117 | 0.22117 | [11 empty] | Waste Management Inc | 60 | Waste Management Inc | 60 | Non-regulated
Mill Seat Renewable Energy Facility | 61012_G_GEN3 | 61012 | G | GEN3 |  | Landfill Gas |  | NY_Z_B | New York | 36 | Genesee | 37 | 36037 | 0.8 | 13500 | 2007 | 9999 |  |  | N | Landfill Gas | [13 empty] | 0.22117 | 0.22117 | 0.22117 | 0.22117 | [11 empty] | Waste Management Inc | 60 | Waste Management Inc | 60 | Non-regulated
Mill Seat Renewable Energy Facility | 61012_G_GEN4 | 61012 | G | GEN4 |  | Landfill Gas |  | NY_Z_B | New York | 36 | Genesee | 37 | 36037 | 0.8 | 13500 | 2007 | 9999 |  |  | N | Landfill Gas | [13 empty] | 0.22117 | 0.22117 | 0.22117 | 0.22117 | [11 empty] | Waste Management Inc | 60 | Waste Management Inc | 60 | Non-regulated
Mill Seat Renewable Energy Facility | 61012_G_GEN5 | 61012 | G | GEN5 |  | Landfill Gas |  | NY_Z_B | New York | 36 | Genesee | 37 | 36037 | 0.8 | 13500 | 2007 | 9999 |  |  | N | Landfill Gas | [13 empty] | 0.22117 | 0.22117 | 0.22117 | 0.22117 | [11 empty] | Waste Management Inc | 60 | Waste Management Inc | 60 | Non-regulated
Mill Seat Renewable Energy Facility | 61012_G_GEN6 | 61012 | G | GEN6 |  | Landfill Gas |  | NY_Z_B | New York | 36 | Genesee | 37 | 36037 | 0.8 | 13500 | 2007 | 9999 |  |  | N | Landfill Gas | [13 empty] | 0.22117 | 0.22117 | 0.22117 | 0.22117 | [11 empty] | Waste Management Inc | 60 | Waste Management Inc | 60 | Non-regulated
Mill Seat Renewable Energy Facility | 61012_G_GEN7 | 61012 | G | GEN7 |  | Landfill Gas |  | NY_Z_B | New York | 36 | Genesee | 37 | 36037 | 0.8 | 13500 | 2007 | 9999 |  |  | N | Landfill Gas | [13 empty] | 0.22117 | 0.22117 | 0.22117 | 0.22117 | [11 empty] | Waste Management Inc | 60 | Waste Management Inc | 60 | Non-regulated
Mill Seat Renewable Energy Facility | 61012_G_GEN8 | 61012 | G | GEN8 |  | Landfill Gas |  | NY_Z_B | New York | 36 | Genesee | 37 | 36037 | 0.8 | 13500 | 2007 | 9999 |  |  | N | Landfill Gas | [13 empty] | 0.22117 | 0.22117 | 0.22117 | 0.22117 | [11 empty] | Waste Management Inc | 60 | Waste Management Inc | 60 | Non-regulated
Marin Clean Energy Solar One | 61013_G_MCES1 | 61013 | G | MCES1 |  | Solar PV |  | WEC_CALN | California | 6 | Contra Costa | 13 | 06013 | 10.5 | 0 | 2017 | 9999 |  |  | N | Solar | [13 empty] | 0 | 0 | 0 | 0 | [11 empty] | MCE Solar One LLC | 100 | FTP Power LLC | 100 | Non-regulated
Musgrave West Solar Farm | 61015_G_CMUSW | 61015 | G | CMUSW |  | Solar PV |  | NY_Z_C&E | New York | 36 | Cayuga | 11 | 36011 | 2 | 0 | 2016 | 9999 |  |  | N | Solar | [13 empty] | 0 | 0 | 0 | 0 | [11 empty] | Artemis Solar LLC | 100 | Artemis Solar LLC | 100 | Non-regulated
Stafford St Solar 1 CSG | 61016_G_STAF1 | 61016 | G | STAF1 |  | Solar PV |  | NENGREST | Massachusetts | 25 | Worcester | 27 | 25027 | 2 | 0 | 2017 | 9999 |  |  | N | Solar | [13 empty] | 0 | 0 | 0 | 0 | [11 empty] | Stafford St Solar 1 LLC | 100 | NRG Energy Inc | 100 | Non-regulated
Stafford St 2 Community Solar | 61017_G_STAF2 | 61017 | G | STAF2 |  | Solar PV |  | NENGREST | Massachusetts | 25 | Worcester | 27 | 25027 | 1.9 | 0 | 2018 | 9999 |  |  | N | Solar | [13 empty] | 0 | 0 | 0 | 0 | [11 empty] | Stafford St Solar 2 LLC | 100 | NRG Energy Inc | 100 | Non-regulated
Stafford St Solar 3 CSG | 61018_G_STAF3 | 61018 | G | STAF3 |  | Solar PV |  | NENGREST | Massachusetts | 25 | Worcester | 27 | 25027 | 1 | 0 | 2017 | 9999 |  |  | N | Solar | [13 empty] | 0 | 0 | 0 | 0 | [11 empty] | Stafford St Solar 3 LLC | 100 | NRG Energy Inc | 100 | Non-regulated
Siler 421 Farm, LLC | 61019_G_SILER | 61019 | G | SILER |  | Solar PV |  | S_VACA | North Carolina | 37 | Chatham | 37 | 37037 | 4.9 | 0 | 2016 | 9999 |  |  | N | Solar | [13 empty] | 0 | 0 | 0 | 0 | [11 empty] | Siler 421 Farm LLC | 100 | Strata Solar LLC | 100 | Non-regulated
Indian River Solar Center | 61020_G_1 | 61020 | G | 1 |  | Solar PV |  | FRCC | Florida | 12 | Indian River | 61 | 12061 | 74.5 | 0 | 2018 | 9999 |  |  | N | Solar | [13 empty] | 0 | 0 | 0 | 0 | [11 empty] | Florida Power & Light Co | 100 | NextEra Energy Inc | 100 | Regulated
Horizon Solar Energy Center | 61021_G_1 | 61021 | G | 1 |  | Solar PV |  | FRCC | Florida | 12 | Putnam | 107 | 12107 | 74.5 | 0 | 2018 | 9999 |  |  | N | Solar | [13 empty] | 0 | 0 | 0 | 0 | [11 empty] | Florida Power & Light Co | 100 | NextEra Energy Inc | 100 | Regulated
Coral Farms Solar Energy Center | 61022_G_1 | 61022 | G | 1 |  | Solar PV |  | FRCC | Florida | 12 | Putnam | 107 | 12107 | 74.5 | 0 | 2018 | 9999 |  |  | N | Solar | [13 empty] | 0 | 0 | 0 | 0 | [11 empty] | Florida Power & Light Co | 100 | NextEra Energy Inc | 100 | Regulated
Hollyfield | 61023_G_1 | 61023 | G | 1 |  | Solar PV |  | PJM_Dom | Virginia | 51 | King William | 101 | 51101 | 6.8 | 0 | 2018 | 9999 |  |  | N | Solar | [13 empty] | 0 | 0 | 0 | 0 | [11 empty] | Virginia Electric & Power Co | 100 | Dominion Energy Inc | 100 | Regulated
Hammock Solar | 61024_G_1 | 61024 | G | 1 |  | Solar PV |  | FRCC | Florida | 12 | Hendry | 51 | 12051 | 74.5 | 0 | 2018 | 9999 |  |  | N | Solar | [13 empty] | 0 | 0 | 0 | 0 | [11 empty] | Florida Power & Light Co | 100 | NextEra Energy Inc | 100 | Regulated
New York Presbyterian Hospital-168th St | 61026_G_CHNY1 | 61026 | G | CHNY1 |  | Combustion Turbine | IC Engine | NY_Z_J | New York | 36 | New York | 61 | 36061 | 2 | 13469 | 2003 | 9999 |  |  | N | Distillate Fuel Oil | [13 empty] | 0.47113 | 0.47113 | 0.47113 | 0.47113 | [11 empty] | New York Presbyterian Hospital | 100 | New York Presbyterian Healthcare System | 100 | Non-regulated
New York Presbyterian Hospital-168th St | 61026_G_CHNY2 | 61026 | G | CHNY2 |  | Combustion Turbine | IC Engine | NY_Z_J | New York | 36 | New York | 61 | 36061 | 2 | 13469 | 2003 | 9999 |  |  | N | Distillate Fuel Oil | [13 empty] | 0.47113 | 0.47113 | 0.47113 | 0.47113 | [11 empty] | New York Presbyterian Hospital | 100 | New York Presbyterian Healthcare System | 100 | Non-regulated
New York Presbyterian Hospital-168th St | 61026_G_GARG | 61026 | G | GARG |  | Combustion Turbine | IC Engine | NY_Z_J | New York | 36 | New York | 61 | 36061 | 0.1 | 13469 | 2000 | 9999 |  |  | N | Distillate Fuel Oil | [13 empty] | 1.6498 | 1.6498 | 1.6498 | 1.6498 | [11 empty] | New York Presbyterian Hospital | 100 | New York Presbyterian Healthcare System | 100 | Non-regulated
New York Presbyterian Hospital-168th St | 61026_G_MHB1 | 61026 | G | MHB1 |  | Combustion Turbine | IC Engine | NY_Z_J | New York | 36 | New York | 61 | 36061 | 2 | 13469 | 2000 | 9999 |  |  | N | Distillate Fuel Oil | [13 empty] | 0.47113 | 0.47113 | 0.47113 | 0.47113 | [11 empty] | New York Presbyterian Hospital | 100 | New York Presbyterian Healthcare System | 100 | Non-regulated
New York Presbyterian Hospital-168th St | 61026_G_MHB2 | 61026 | G | MHB2 |  | Combustion Turbine | IC Engine | NY_Z_J | New York | 36 | New York | 61 | 36061 | 1.4 | 13469 | 2000 | 9999 |  |  | N | Distillate Fuel Oil | [13 empty] | 0.47113 | 0.47113 | 0.47113 | 0.47113 | [11 empty] | New York Presbyterian Hospital | 100 | New York Presbyterian Healthcare System | 100 | Non-regulated
New York Presbyterian Hospital-168th St | 61026_G_MHB3 | 61026 | G | MHB3 |  | Combustion Turbine | IC Engine | NY_Z_J | New York | 36 | New York | 61 | 36061 | 1.4 | 13469 | 2000 | 9999 |  |  | N | Distillate Fuel Oil | [13 empty] | 0.47113 | 0.47113 | 0.47113 | 0.47113 | [11 empty] | New York Presbyterian Hospital | 100 | New York Presbyterian Healthcare System | 100 | Non-regulated
New York Presbyterian Hospital-168th St | 61026_G_MHB4 | 61026 | G | MHB4 |  | Combustion Turbine | IC Engine | NY_Z_J | New York | 36 | New York | 61 | 36061 | 1.5 | 13469 | 2008 | 9999 |  |  | N | Distillate Fuel Oil | [13 empty] | 0.47113 | 0.47113 | 0.47113 | 0.47113 | [11 empty] | New York Presbyterian Hospital | 100 | New York Presbyterian Healthcare System | 100 | Non-regulated
New York Presbyterian Hospital-168th St | 61026_G_MHB5 | 61026 | G | MHB5 |  | Combustion Turbine | IC Engine | NY_Z_J | New York | 36 | New York | 61 | 36061 | 1.5 | 13469 | 2008 | 9999 |  |  | N | Distillate Fuel Oil | [13 empty] | 0.47113 | 0.47113 | 0.47113 | 0.47113 | [11 empty] | New York Presbyterian Hospital | 100 | New York Presbyterian Healthcare System | 100 | Non-regulated
Hickory Run Energy Station | 61028_G_CTG1 | 61028 | G | CTG1 |  | Combined Cycle |  | PJM_ATSI | Pennsylvania | 42 | Lawrence | 73 | 42073 | 265.8 | 7050 | 2020 | 9999 |  |  | N | Natural Gas |  |  |  | DLNB | SCR | [8 empty] | 0.011 | 0.011 | 0.011 | 0.011 | [11 empty] | Hickory Run Energy LLC | 100 | ITOCHU Corp | 100 | Non-regulated
Hickory Run Energy Station | 61028_G_CTG2 | 61028 | G | CTG2 |  | Combined Cycle |  | PJM_ATSI | Pennsylvania | 42 | Lawrence | 73 | 42073 | 268.7 | 7050 | 2020 | 9999 |  |  | N | Natural Gas |  |  |  | DLNB | SCR | [8 empty] | 0.011 | 0.011 | 0.011 | 0.011 | [11 empty] | Hickory Run Energy LLC | 100 | ITOCHU Corp | 100 | Non-regulated
Hickory Run Energy Station | 61028_G_STG1 | 61028 | G | STG1 |  | Combined Cycle |  | PJM_ATSI | Pennsylvania | 42 | Lawrence | 73 | 42073 | 408.9 | 7050 | 2020 | 9999 |  |  | N | Natural Gas |  |  |  |  | SCR | [8 empty] | 0.011 | 0.011 | 0.011 | 0.011 | [11 empty] | Hickory Run Energy LLC | 100 | ITOCHU Corp | 100 | Non-regulated
Blue Cypress Solar Energy Center | 61029_G_1 | 61029 | G | 1 |  | Solar PV |  | FRCC | Florida | 12 | Indian River | 61 | 12061 | 74.5 | 0 | 2018 | 9999 |  |  | N | Solar | [13 empty] | 0 | 0 | 0 | 0 | [11 empty] | Florida Power & Light Co | 100 | NextEra Energy Inc | 100 | Regulated
TalenEnergy Susquehanna | 6103_G_1 | 6103 | G | 1 |  | Nuclear |  | PJM_WMAC | Pennsylvania | 42 | Luzerne | 79 | 42079 | 1247 | 10456 | 1983 | 9999 |  |  | N | Nuclear Fuel | [13 empty] | 0 | 0 | 0 | 0 | [11 empty] | Susquehanna Nuclear LLC | 90 | Riverstone Holdings LLC | 90 | Non-regulated
TalenEnergy Susquehanna | 6103_G_2 | 6103 | G | 2 |  | Nuclear |  | PJM_WMAC | Pennsylvania | 42 | Luzerne | 79 | 42079 | 1247 | 10456 | 1985 | 9999 |  |  | N | Nuclear Fuel | [13 empty] | 0 | 0 | 0 | 0 | [11 empty] | Susquehanna Nuclear LLC | 90 | Riverstone Holdings LLC | 90 | Non-regulated
Harford Solar Farm | 61030_G_CMUSW | 61030 | G | CMUSW |  | Solar PV |  | NY_Z_C&E | New York | 36 | Tompkins | 109 | 36109 | 2 | 0 | 2016 | 9999 |  |  | N | Solar | [13 empty] | 0 | 0 | 0 | 0 | [11 empty] | Laertes Solar LLC | 100 | Laertes Solar LLC | 100 | Non-regulated
Floyd Road Solar Farm | 61031_G_PV1 | 61031 | G | PV1 |  | Solar PV |  | PJM_Dom | North Carolina | 37 | Northampton | 131 | 37131 | 5 | 0 | 2017 | 9999 |  |  | N | Solar | [13 empty] | 0 | 0 | 0 | 0 | [11 empty] | Floyd Road Solar Farm LLC | 100 | Floyd Road Solar Farm LLC | 100 | Non-regulated
Heart of Texas Wind Project | 61032_G_HTX | 61032 | G | HTX |  | Onshore Wind |  | ERC_REST | Texas | 48 | McCulloch | 307 | 48307 | 180 | 0 | 2020 | 9999 |  |  | N | Wind | [13 empty] | 0 | 0 | 0 | 0 | [11 empty] | Scout Clean Energy LLC | 100 | Scout Clean Energy LLC | 100 | Non-regulated
Birdsboro Power | 61035_G_GEN1 | 61035 | G | GEN1 | 91213 | Combined Cycle |  | PJM_WMAC | Pennsylvania | 42 | Berks | 11 | 42011 | 485 | 7050 | 2019 | 9999 |  |  | N | Natural Gas |  |  |  | DLNB | SCR | [8 empty] | 0.00645 | 0.00645 | 0.00645 | 0.00645 | [11 empty] | Birdsboro Power LLC | 100 | EmberClear Corp | 100 | Non-regulated
Apple Hill Solar | 61037_G_APPL | 61037 | G | APPL |  | Solar PV |  | NENGREST | Vermont | 50 | Bennington | 3 | 50003 | 2 | 0 | 2023 | 9999 |  |  | N | Solar | [13 empty] | 0 | 0 | 0 | 0 | [11 empty] | Apple Hill Solar LLC | 100 | Allco Renewable Energy Limited | 100 | Non-regulated
Deerfield Wind LLC | 61039_G_WT1 | 61039 | G | WT1 |  | Onshore Wind |  | NENGREST | Vermont | 50 | Bennington | 3 | 50003 | 30 | 0 | 2017 | 9999 |  |  | N | Wind | [13 empty] | 0 | 0 | 0 | 0 | [11 empty] | Deerfield Wind LLC | 100 | Iberdrola SA | 100 | Non-regulated
Twin Buttes II Wind | 61040_G_WT1 | 61040 | G | WT1 |  | Onshore Wind |  | WECC_CO | Colorado | 8 | Prowers | 99 | 08099 | 75 | 0 | 2017 | 9999 |  |  | N | Wind | [13 empty] | 0 | 0 | 0 | 0 | [11 empty] | Twin Buttes Wind II LLC | 100 | Iberdrola SA | 100 | Non-regulated
Roaring Brook, LLC | 61041_G_WT1 | 61041 | G | WT1 |  | Onshore Wind |  | NY_Z_C&E | New York | 36 | Lewis | 49 | 36049 | 79.7 | 0 | 2021 | 9999 |  |  | N | Wind | [13 empty] | 0 | 0 | 0 | 0 | [11 empty] | Avangrid Renewables LLC | 100 | Avangrid Renewables LLC | 100 | Non-regulated
Canandaigua Westbrook Solar Array | 61042_G_PV1 | 61042 | G | PV1 |  | Solar PV |  | NY_Z_C&E | New York | 36 | Ontario | 69 | 36069 | 1.3 | 0 | 2017 | 9999 |  |  | N | Solar | [13 empty] | 0 | 0 | 0 | 0 | [11 empty] | AEP OnSite Partners LLC | 100 | American Electric Power Co Inc | 100 | Non-regulated
Canandaigua Solar Array | 61043_G_PV1 | 61043 | G | PV1 |  | Solar PV |  | NY_Z_C&E | New York | 36 | Ontario | 69 | 36069 | 2 | 0 | 2016 | 9999 |  |  | N | Solar | [13 empty] | 0 | 0 | 0 | 0 | [11 empty] | New Energy Equity | 100 | New Energy Equity | 100 | Non-regulated
La Joya NM | 61044_G_LAJ1 | 61044 | G | LAJ1 |  | Onshore Wind |  | WECC_NM | New Mexico | 35 | Torrance | 57 | 35057 | 165 | 0 | 2021 | 9999 |  |  | N | Wind | [13 empty] | 0 | 0 | 0 | 0 | [11 empty] | La Joya Wind LLC | 100 | Iberdrola SA | 100 | Non-regulated
La Joya NM | 61044_G_LAJ2 | 61044 | G | LAJ2 |  | Onshore Wind |  | WECC_NM | New Mexico | 35 | Torrance | 57 | 35057 | 141.2 | 0 | 2021 | 9999 |  |  | N | Wind | [13 empty] | 0 | 0 | 0 | 0 | [11 empty] | Avangrid Renewables LLC | 100 | Avangrid Renewables LLC | 100 | Non-regulated
Tatanka Ridge | 61046_G_WT1 | 61046 | G | WT1 |  | Onshore Wind |  | SPP_WAUE | South Dakota | 46 | Deuel | 39 | 46039 | 154 | 0 | 2021 | 9999 |  |  | N | Wind | [13 empty] | 0 | 0 | 0 | 0 | [11 empty] | Tatanka Ridge Wind LLC | 100 | Iberdrola SA | 100 | Non-regulated
Coyote Ridge | 61047_G_WT1 | 61047 | G | WT1 |  | Onshore Wind |  | MIS_MNWI | South Dakota | 46 | Brookings | 11 | 46011 | 97.4 | 0 | 2019 | 9999 |  |  | N | Wind | [13 empty] | 0 | 0 | 0 | 0 | [11 empty] | Coyote Ridge Wind LLC | 100 | WEC Energy Group Inc | 100 | Non-regulated
Solar Star Oregon II | 61048_G_PV1 | 61048 | G | PV1 |  | Solar PV |  | WECC_PNW | Oregon | 41 | Crook | 13 | 41013 | 56 | 0 | 2017 | 9999 |  |  | N | Solar | [13 empty] | 0 | 0 | 0 | 0 | [11 empty] | Solar Star Oregon II LLC | 100 | SunPower Corp | 100 | Non-regulated
Limerick | 6105_G_1 | 6105 | G | 1 |  | Nuclear |  | PJM_EMAC | Pennsylvania | 42 | Montgomery | 91 | 42091 | 1119.7 | 10456 | 1986 | 9999 |  |  | N | Nuclear Fuel | [13 empty] | 0 | 0 | 0 | 0 | [11 empty] | Exelon Generation Supply LLC | 100 | Exelon Corp | 100 | Non-regulated
Limerick | 6105_G_2 | 6105 | G | 2 |  | Nuclear |  | PJM_EMAC | Pennsylvania | 42 | Montgomery | 91 | 42091 | 1122.1 | 10456 | 1990 | 9999 |  |  | N | Nuclear Fuel | [13 empty] | 0 | 0 | 0 | 0 | [11 empty] | Exelon Generation Supply LLC | 100 | Exelon Corp | 100 | Non-regulated
Wildflower Solar Energy Center | 61050_G_1 | 61050 | G | 1 |  | Solar PV |  | FRCC | Florida | 12 | Desoto | 27 | 12027 | 74.5 | 0 | 2018 | 9999 |  |  | N | Solar | [13 empty] | 0 | 0 | 0 | 0 | [11 empty] | Florida Power & Light Co | 100 | NextEra Energy Inc | 100 | Regulated
Barefoot Bay Solar Energy Center | 61051_G_1 | 61051 | G | 1 |  | Solar PV |  | FRCC | Florida | 12 | Brevard | 9 | 12009 | 74.5 | 0 | 2018 | 9999 |  |  | N | Solar | [13 empty] | 0 | 0 | 0 | 0 | [11 empty] | Florida Power & Light Co | 100 | NextEra Energy Inc | 100 | Regulated
Loggerhead Solar Energy Center | 61052_G_1 | 61052 | G | 1 |  | Solar PV |  | FRCC | Florida | 12 | St Lucie | 111 | 12111 | 74.5 | 0 | 2018 | 9999 |  |  | N | Solar | [13 empty] | 0 | 0 | 0 | 0 | [11 empty] | Florida Power & Light Co | 100 | NextEra Energy Inc | 100 | Regulated
Greenfield Solar Park | 61053_G_SGREE | 61053 | G | SGREE |  | Solar PV |  | MIS_INKY | Indiana | 18 | Hancock | 59 | 18059 | 2.8 | 0 | 2017 | 9999 |  |  | N | Solar | [13 empty] | 0 | 0 | 0 | 0 | [11 empty] | Indiana Municipal Power Agency | 100 | Indiana Municipal Power Agency | 100 | Regulated
IMPA Anderson Solar Park 2 | 61054_G_SAND2 | 61054 | G | SAND2 |  | Solar PV |  | PJM_West | Indiana | 18 | Madison | 95 | 18095 | 8.1 | 0 | 2017 | 9999 |  |  | N | Solar | [13 empty] | 0 | 0 | 0 | 0 | [11 empty] | Indiana Municipal Power Agency | 100 | Indiana Municipal Power Agency | 100 | Regulated
DG AMP Solar Front Royal | 61055_G_AMPFR | 61055 | G | AMPFR |  | Solar PV |  | PJM_AP | Virginia | 51 | Warren | 187 | 51187 | 2.5 | 0 | 2017 | 9999 |  |  | N | Solar | [13 empty] | 0 | 0 | 0 | 0 | [11 empty] | DG AMP Solar LLC | 100 | NextEra Energy Inc | 100 | Non-regulated
Seward Wind Farm | 61056_G_T1 | 61056 | G | T1 |  | Onshore Wind |  | SPP_NEBR | Nebraska | 31 | Seward | 159 | 31159 | 1.7 | 0 | 2017 | 9999 |  |  | N | Wind | [13 empty] | 0 | 0 | 0 | 0 | [11 empty] | Seward Wind LLC | 100 | Bluestem LLC | 100 | Non-regulated
Kramer Solar CSG | 61058_G_0000B | 61058 | G | 0000B |  | Solar PV |  | MIS_MNWI | Minnesota | 27 | Renville | 129 | 27129 | 1 | 0 | 2017 | 9999 |  |  | N | Solar | [13 empty] | 0 | 0 | 0 | 0 | [11 empty] | ETCAP NES CS MN 12 LLC | 100 | Novel Energy Solutions | 100 | Non-regulated
Kramer Solar CSG | 61058_G_KRAM2 | 61058 | G | KRAM2 |  | Solar PV |  | MIS_MNWI | Minnesota | 27 | Renville | 129 | 27129 | 1 | 0 | 2017 | 9999 |  |  | N | Solar | [13 empty] | 0 | 0 | 0 | 0 | [11 empty] | ETCAP NES CS MN 12 LLC | 100 | Novel Energy Solutions | 100 | Non-regulated
Kramer Solar CSG | 61058_G_KRAM3 | 61058 | G | KRAM3 |  | Solar PV |  | MIS_MNWI | Minnesota | 27 | Renville | 129 | 27129 | 1 | 0 | 2017 | 9999 |  |  | N | Solar | [13 empty] | 0 | 0 | 0 | 0 | [11 empty] | ETCAP NES CS MN 12 LLC | 100 | Novel Energy Solutions | 100 | Non-regulated
Novel OYA of Osakis CSG | 61059_G_0000G | 61059 | G | 0000G |  | Solar PV |  | MIS_MNWI | Minnesota | 27 | Douglas | 41 | 27041 | 5 | 0 | 2018 | 9999 |  |  | N | Solar | [13 empty] | 0 | 0 | 0 | 0 | [11 empty] | Novel Energy Solutions | 100 | Novel Energy Solutions | 100 | Non-regulated
Novel - OYA of Mapleton CSG | 61060_G_0000I | 61060 | G | 0000I |  | Solar PV |  | MIS_MNWI | Minnesota | 27 | Blue Earth | 13 | 27013 | 3.5 | 0 | 2018 | 9999 |  |  | N | Solar | [13 empty] | 0 | 0 | 0 | 0 | [11 empty] | Novel Energy Solutions | 100 | Novel Energy Solutions | 100 | Non-regulated
Foundation CDCR LAC | 61066_G_WTG1 | 61066 | G | WTG1 |  | Onshore Wind |  | WEC_LADW | California | 6 | Los Angeles | 37 | 06037 | 1.9 | 0 | 2017 | 9999 |  |  | N | Wind | [13 empty] | 0 | 0 | 0 | 0 | [11 empty] | Foundation CA Fund VIII Owner LLC | 100 | Foundation Windpower | 100 | Non-regulated
Foundation Scheid Vineyards | 61067_G_WTG1 | 61067 | G | WTG1 |  | Onshore Wind |  | WEC_CALN | California | 6 | Monterey | 53 | 06053 | 1.9 | 0 | 2017 | 9999 |  |  | N | Wind | [13 empty] | 0 | 0 | 0 | 0 | [11 empty] | Foundation CA Fund VIII Manager LLC | 100 | Foundation Windpower | 100 | Non-regulated
BWC Wading River One, Two, Three CSG | 61069_G_62381 | 61069 | G | 62381 |  | Solar PV |  | NENGREST | Massachusetts | 25 | Worcester | 27 | 25027 | 3 | 0 | 2017 | 9999 |  |  | N | Solar | [13 empty] | 0 | 0 | 0 | 0 | [11 empty] | BWC Wading River LLC | 100 | Bluewave Capital LLC | 100 | Non-regulated
Saratoga Wind Farm | 61070_G_SWE | 61070 | G | SWE |  | Onshore Wind |  | MIS_IA | Iowa | 19 | Howard | 89 | 19089 | 15.3 | 0 | 2019 | 9999 |  |  | N | Wind | [13 empty] | 0 | 0 | 0 | 0 | [11 empty] | Saratoga Wind Energy LLC | 100 | MGE Energy Inc | 100 | Regulated
Lemond Solar | 61072_G_LEMND | 61072 | G | LEMND |  | Solar PV |  | MIS_MNWI | Minnesota | 27 | Steele | 147 | 27147 | 5 | 0 | 2017 | 9999 |  |  | N | Solar | [13 empty] | 0 | 0 | 0 | 0 | [11 empty] | Lemond Solar Center LLC | 100 | Coronal Group LLC | 100 | Non-regulated
Pemberton Road I | 61073_G_PEMB1 | 61073 | G | PEMB1 |  | Solar PV |  | PJM_EMAC | New Jersey | 34 | Burlington | 5 | 34005 | 8.8 | 0 | 2017 | 9999 |  |  | N | Solar | [13 empty] | 0 | 0 | 0 | 0 | [11 empty] | NJR Clean Energy Ventures II Corp | 100 | New Jersey Resources Corp | 100 | Non-regulated
Pemberton Road II | 61074_G_PEMB2 | 61074 | G | PEMB2 |  | Solar PV |  | PJM_EMAC | New Jersey | 34 | Burlington | 5 | 34005 | 8.8 | 0 | 2017 | 9999 |  |  | N | Solar | [13 empty] | 0 | 0 | 0 | 0 | [11 empty] | NJR Clean Energy Ventures II Corp | 100 | New Jersey Resources Corp | 100 | Non-regulated
Orient Wind Farm | 61077_G_1 | 61077 | G | 1 |  | Onshore Wind |  | MIS_MIDA | Iowa | 19 | Adair | 1 | 19001 | 100 | 0 | 2018 | 9999 |  |  | N | Wind | [13 empty] | 0 | 0 | 0 | 0 | [11 empty] | MidAmerican Energy Co | 100 | Berkshire Hathaway Inc | 100 | Regulated
Orient Wind Farm | 61077_G_2 | 61077 | G | 2 |  | Onshore Wind |  | MIS_MIDA | Iowa | 19 | Adair | 1 | 19001 | 400 | 0 | 2019 | 9999 |  |  | N | Wind | [13 empty] | 0 | 0 | 0 | 0 | [11 empty] | MidAmerican Energy Co | 100 | Berkshire Hathaway Inc | 100 | Regulated
Beaver Creek Wind | 61079_G_1 | 61079 | G | 1 |  | Onshore Wind |  | MIS_MIDA | Iowa | 19 | Boone | 15 | 19015 | 170 | 0 | 2017 | 9999 |  |  | N | Wind | [13 empty] | 0 | 0 | 0 | 0 | [11 empty] | MidAmerican Energy Co | 100 | Berkshire Hathaway Inc | 100 | Regulated
Beaver Creek Wind | 61079_G_GT1 | 61079 | G | GT1 |  | Onshore Wind |  | MIS_MIDA | Iowa | 19 | Boone | 15 | 19015 | 170 | 0 | 2018 | 9999 |  |  | N | Wind | [13 empty] | 0 | 0 | 0 | 0 | [11 empty] | MidAmerican Energy Co | 100 | MidAmerican Energy Co | 100 | Regulated
Sub 12 | 61080_G_IC1 | 61080 | G | IC1 |  | Combustion Turbine | IC Engine | FRCC | Florida | 12 | Leon | 73 | 12073 | 9.2 | 10745 | 2018 | 9999 |  |  | N | Natural Gas | [13 empty] | 1.061 | 1.061 | 1.061 | 1.061 | [11 empty] | Tallahassee FL (City of) | 100 | Tallahassee FL (City of) | 100 | Regulated
Sub 12 | 61080_G_IC2 | 61080 | G | IC2 |  | Combustion Turbine | IC Engine | FRCC | Florida | 12 | Leon | 73 | 12073 | 9.2 | 10745 | 2018 | 9999 |  |  | N | Natural Gas | [13 empty] | 1.061 | 1.061 | 1.061 | 1.061 | [11 empty] | Tallahassee FL (City of) | 100 | Tallahassee FL (City of) | 100 | Regulated
Luning Energy | 61084_G_LNING | 61084 | G | LNING |  | Solar PV |  | WECC_NNV | Nevada | 32 | Mineral | 21 | 32021 | 50 | 0 | 2017 | 9999 |  |  | N | Solar | [13 empty] | 0 | 0 | 0 | 0 | [11 empty] | Luning Energy LLC | 100 | Luning Solar Energy LLC | 100 | Regulated
Stone Solar | 61085_G_1 | 61085 | G | 1 |  | Solar PV |  | S_VACA | North Carolina | 37 | Robeson | 155 | 37155 | 5 | 0 | 2016 | 9999 |  |  | N | Solar | [13 empty] | 0 | 0 | 0 | 0 | [11 empty] | Stone Solar Farm LLC | 100 | Strata Solar LLC | 100 | Non-regulated
Tripple State Farm | 61086_G_1 | 61086 | G | 1 |  | Solar PV |  | S_VACA | North Carolina | 37 | Iredell | 97 | 37097 | 5 | 0 | 2016 | 9999 |  |  | N | Solar | [13 empty] | 0 | 0 | 0 | 0 | [11 empty] | Tripple State Farm LLC | 100 | Strata Solar LLC | 100 | Non-regulated
Wadesboro Farm 1 | 61087_G_1 | 61087 | G | 1 |  | Solar PV |  | S_VACA | North Carolina | 37 | Anson | 7 | 37007 | 5 | 0 | 2015 | 9999 |  |  | N | Solar | [13 empty] | 0 | 0 | 0 | 0 | [11 empty] | Solar Management Services LLC | 100 | Solar Management Services LLC | 100 | Non-regulated
Delco Farm | 61088_G_1 | 61088 | G | 1 |  | Solar PV |  | S_VACA | North Carolina | 37 | Columbus | 47 | 37047 | 5 | 0 | 2016 | 9999 |  |  | N | Solar | [13 empty] | 0 | 0 | 0 | 0 | [11 empty] | Delco Farm LLC | 100 | Delco Farm LLC | 100 | Non-regulated
Fisher Solar Farm - NC | 61089_G_1 | 61089 | G | 1 |  | Solar PV |  | S_VACA | North Carolina | 37 | Stanly | 167 | 37167 | 5 | 0 | 2015 | 9999 |  |  | N | Solar | [13 empty] | 0 | 0 | 0 | 0 | [11 empty] | Fisher Solar Farm LLC | 100 | Strata Solar LLC | 100 | Non-regulated
Kinston Davis Farm | 61090_G_1 | 61090 | G | 1 |  | Solar PV |  | S_VACA | North Carolina | 37 | Lenoir | 107 | 37107 | 5 | 0 | 2015 | 9999 |  |  | N | Solar | [13 empty] | 0 | 0 | 0 | 0 | [11 empty] | Kinston Davis Farm LLC | 100 | Strata Solar LLC | 100 | Non-regulated
Laurinburg Farm | 61091_G_1 | 61091 | G | 1 |  | Solar PV |  | S_VACA | North Carolina | 37 | Scotland | 165 | 37165 | 5 | 0 | 2015 | 9999 |  |  | N | Solar | [13 empty] | 0 | 0 | 0 | 0 | [11 empty] | Laurinburg Farm LLC | 100 | Strata Solar LLC | 100 | Non-regulated
Independence Solar Farm | 61092_G_IPL1 | 61092 | G | IPL1 |  | Solar PV |  | SPP_N | Missouri | 29 | Jackson | 95 | 29095 | 3 | 0 | 2017 | 9999 |  |  | N | Solar | [13 empty] | 0 | 0 | 0 | 0 | [11 empty] | MC Power Companies Inc | 100 | MC Power Companies | 100 | Non-regulated
Mills Anson Farm | 61093_G_1 | 61093 | G | 1 |  | Solar PV |  | S_VACA | North Carolina | 37 | Anson | 7 | 37007 | 5 | 0 | 2016 | 9999 |  |  | N | Solar | [13 empty] | 0 | 0 | 0 | 0 | [11 empty] | Mills Anson Farm LLC | 100 | Strata Solar LLC | 100 | Non-regulated
Old Wire Farm | 61094_G_1 | 61094 | G | 1 |  | Solar PV |  | S_VACA | North Carolina | 37 | Scotland | 165 | 37165 | 5 | 0 | 2016 | 9999 |  |  | N | Solar | [13 empty] | 0 | 0 | 0 | 0 | [11 empty] | Old Wire Farm LLC | 100 | Strata Solar LLC | 100 | Non-regulated
Railroad Farm 2 | 61095_G_1 | 61095 | G | 1 |  | Solar PV |  | S_VACA | North Carolina | 37 | Robeson | 155 | 37155 | 5 | 0 | 2014 | 9999 |  |  | N | Solar | [13 empty] | 0 | 0 | 0 | 0 | [11 empty] | Railroad Farm 2 LLC | 100 | Strata Solar LLC | 100 | Non-regulated
Sampson Solar | 61096_G_1 | 61096 | G | 1 |  | Solar PV |  | S_VACA | North Carolina | 37 | Sampson | 163 | 37163 | 2 | 0 | 2015 | 9999 |  |  | N | Solar | [13 empty] | 0 | 0 | 0 | 0 | [11 empty] | Sampson Solar LLC | 100 | Solbridge Energy LLC | 100 | Non-regulated
Syncarpha Freetown | 61097_G_SYNFR | 61097 | G | SYNFR |  | Solar PV |  | NENGREST | Massachusetts | 25 | Bristol | 5 | 25005 | 3.9 | 0 | 2016 | 9999 |  |  | N | Solar | [13 empty] | 0 | 0 | 0 | 0 | [11 empty] | Maries Way Solar I LLC | 100 | Maries Way Solar I LLC | 100 | Non-regulated
Battle Mountain Solar Project | 61098_G_BMBS | 61098 | G | BMBS |  | Energy Storage |  | WECC_NNV | Nevada | 32 | Humboldt | 13 | 32013 | 25 | 0 | 2021 | 9999 |  |  | N | Energy Storage | [13 empty] | 0 | 0 | 0 | 0 | [11 empty] | Consolidated Edison Development Inc. | 100 | Consolidated Edison Development Inc. | 100 | Non-regulated
Battle Mountain Solar Project | 61098_G_BMSP | 61098 | G | BMSP |  | Solar PV |  | WECC_NNV | Nevada | 32 | Humboldt | 13 | 32013 | 101 | 0 | 2021 | 9999 |  |  | N | Solar | [13 empty] | 0 | 0 | 0 | 0 | [11 empty] | Consolidated Edison Development Inc. | 100 | Consolidated Edison Development Inc. | 100 | Non-regulated
James A Fitzpatrick | 6110_G_1 | 6110 | G | 1 |  | Nuclear |  | NY_Z_C&E | New York | 36 | Oswego | 75 | 36075 | 854 | 10456 | 1976 | 9999 |  |  | N | Nuclear Fuel | [13 empty] | 0 | 0 | 0 | 0 | [11 empty] | Exelon Generation Supply LLC | 100 | Exelon Corp | 100 | Non-regulated
Burke Wind, LLC | 61100_G_GE23 | 61100 | G | GE23 |  | Onshore Wind |  | MIS_MAPP | North Dakota | 38 | Burke | 13 | 38013 | 199.4 | 0 | 2020 | 9999 |  |  | N | Wind | [13 empty] | 0 | 0 | 0 | 0 | [11 empty] | Burke Wind LLC | 100 | Burke Wind LLC | 100 | Non-regulated
Pima Community College - East Campus | 61104_G_PV1 | 61104 | G | PV1 |  | Solar PV |  | WECC_AZ | Arizona | 4 | Pima | 19 | 04019 | 1.3 | 0 | 2017 | 9999 |  |  | N | Solar | [13 empty] | 0 | 0 | 0 | 0 | [11 empty] | SolarCity Corp | 100 | Tesla Inc | 100 | Non-regulated
Pine River Wind Park | 61106_G_1 | 61106 | G | 1 |  | Onshore Wind |  | MIS_LMI | Michigan | 26 | Isabella | 73 | 26073 | 161.3 | 0 | 2019 | 9999 |  |  | N | Wind | [13 empty] | 0 | 0 | 0 | 0 | [11 empty] | Pine River Wind Energy LLC | 100 | Invenergy LLC | 100 | Regulated
Vanadium Redox Flow Battery Plant | 61107_G_VRF | 61107 | G | VRF |  | Energy Storage |  | WEC_SDGE | California | 6 | San Diego | 73 | 06073 | 2 | 0 | 2017 | 9999 |  |  | N | Energy Storage | [13 empty] | 0 | 0 | 0 | 0 | [11 empty] | VRF Battery Plant | 100 | Sumitomo Corp | 100 | Regulated
Martinsdale Wind Farm | 61108_G_MTD | 61108 | G | MTD |  | Onshore Wind |  | WECC_MT | Montana | 30 | Wheatland | 107 | 30107 | 80 | 0 | 2024 | 9999 |  |  | N | Wind | [13 empty] | 0 | 0 | 0 | 0 | [11 empty] | Martinsdale Wind Farm LLC | 100 | Martinsdale Wind Farm LLC | 100 | Non-regulated
Poplar Camp Wind Farm | 61111_G_PC1 | 61111 | G | PC1 |  | Onshore Wind |  | PJM_West | Virginia | 51 | Carroll | 35 | 51035 | 72 | 0 | 2025 | 9999 |  |  | N | Wind | [13 empty] | 0 | 0 | 0 | 0 | [11 empty] | Popular Camp Wind Farm LLC | 100 | Popular Camp Wind Farm LLC | 100 | Non-regulated
Manteca Land PV | 61115_G_MANT1 | 61115 | G | MANT1 |  | Solar PV |  | WEC_CALN | California | 6 | San Joaquin | 77 | 06077 | 1 | 0 | 2017 | 9999 |  |  | N | Solar | [13 empty] | 0 | 0 | 0 | 0 | [11 empty] | Manteca PV 1 LLC | 100 | Immodo Group | 100 | Non-regulated
Delano Land 1 | 61116_G_DELA1 | 61116 | G | DELA1 |  | Solar PV |  | WECC_SCE | California | 6 | Kern | 29 | 06029 | 1 | 0 | 2017 | 9999 |  |  | N | Solar | [13 empty] | 0 | 0 | 0 | 0 | [11 empty] | Delano Land 1 LLC | 100 | Delano Land 1 LLC | 100 | Non-regulated
Bakersfield PV 1 | 61117_G_BAKE1 | 61117 | G | BAKE1 |  | Solar PV |  | WECC_SCE | California | 6 | Kern | 29 | 06029 | 5.3 | 0 | 2017 | 9999 |  |  | N | Solar | [13 empty] | 0 | 0 | 0 | 0 | [11 empty] | Bakersfield PV I LLC | 100 | Immodo Group | 100 | Non-regulated
Bakersfield Industrial PV 1 | 61118_G_BIND1 | 61118 | G | BIND1 |  | Solar PV |  | WECC_SCE | California | 6 | Kern | 29 | 06029 | 1 | 0 | 2017 | 9999 |  |  | N | Solar | [13 empty] | 0 | 0 | 0 | 0 | [11 empty] | Bakersfield Industrial PV 1 LLC | 100 | Bakersfield Industrial PV 1 LLC | 100 | Non-regulated
Quichapa 1 | 61119_G_W5519 | 61119 | G | W5519 |  | Solar PV |  | WECC_UT | Utah | 49 | Iron | 21 | 49021 | 3 | 0 | 2016 | 9999 |  |  | N | Solar | [13 empty] | 0 | 0 | 0 | 0 | [11 empty] | Quichapa 1 LLC | 100 | RH Solar LLC | 100 | Non-regulated
Fort St Vrain | 6112_G_1 | 6112 | G | 1 | 2779 | Combined Cycle |  | WECC_CO | Colorado | 8 | Weld | 123 | 08123 | 301 | 7735 | 1998 | 9999 |  |  | N | Natural Gas |  |  |  | LNB | SCR | [7 empty] | 0.06 | 0.02828 | 0.02828 | 0.02828 | 0.02828 | [11 empty] | Public Service Co of Colorado | 100 | Xcel Energy Inc | 100 | Regulated
Fort St Vrain | 6112_G_2 | 6112 | G | 2 | 2779 | Combined Cycle |  | WECC_CO | Colorado | 8 | Weld | 123 | 08123 | 123 | 7735 | 1996 | 9999 |  |  | N | Natural Gas |  |  |  | DLNB | SCR | [7 empty] | 0.06 | 0.02828 | 0.02828 | 0.02828 | 0.02828 | [11 empty] | Public Service Co of Colorado | 100 | Xcel Energy Inc | 100 | Regulated
Fort St Vrain | 6112_G_3 | 6112 | G | 3 | 2780 | Combined Cycle |  | WECC_CO | Colorado | 8 | Weld | 123 | 08123 | 128 | 7735 | 1999 | 9999 |  |  | N | Natural Gas |  |  |  | DLNB | SCR | [7 empty] | 0.06 | 0.02828 | 0.02828 | 0.02828 | 0.02828 | [11 empty] | Public Service Co of Colorado | 100 | Xcel Energy Inc | 100 | Regulated
Fort St Vrain | 6112_G_4 | 6112 | G | 4 | 2781 | Combined Cycle |  | WECC_CO | Colorado | 8 | Weld | 123 | 08123 | 145 | 7735 | 2001 | 9999 |  |  | N | Natural Gas |  |  |  | DLNB | SCR | [7 empty] | 0.06 | 0.02828 | 0.02828 | 0.02828 | 0.02828 | [11 empty] | Public Service Co of Colorado | 100 | Xcel Energy Inc | 100 | Regulated
Fort St Vrain | 6112_G_5 | 6112 | G | 5 | 90254 | Combustion Turbine |  | WECC_CO | Colorado | 8 | Weld | 123 | 08123 | 144 | 11455 | 2009 | 9999 |  |  | N | Natural Gas |  |  |  | DLNB | [8 empty] | 0.06 | 0.03923 | 0.03923 | 0.03923 | 0.03923 | [11 empty] | Public Service Co of Colorado | 100 | Xcel Energy Inc | 100 | Regulated
Fort St Vrain | 6112_G_6 | 6112 | G | 6 | 90255 | Combustion Turbine |  | WECC_CO | Colorado | 8 | Weld | 123 | 08123 | 144 | 11455 | 2009 | 9999 |  |  | N | Natural Gas |  |  |  | DLNB | [8 empty] | 0.06 | 0.03366 | 0.03366 | 0.03366 | 0.03366 | [11 empty] | Public Service Co of Colorado | 100 | Xcel Energy Inc | 100 | Regulated
Quichapa 2 | 61120_G_W5520 | 61120 | G | W5520 |  | Solar PV |  | WECC_UT | Utah | 49 | Iron | 21 | 49021 | 3 | 0 | 2016 | 9999 |  |  | N | Solar | [13 empty] | 0 | 0 | 0 | 0 | [11 empty] | Quichapa 2 LLC | 100 | RH Solar LLC | 100 | Non-regulated
Quichapa 3 | 61121_G_W5521 | 61121 | G | W5521 |  | Solar PV |  | WECC_UT | Utah | 49 | Iron | 21 | 49021 | 3 | 0 | 2016 | 9999 |  |  | N | Solar | [13 empty] | 0 | 0 | 0 | 0 | [11 empty] | Quichapa 3 LLC | 100 | RH Solar LLC | 100 | Non-regulated
Elizabeth Mines Solar 1 | 61124_G_EMS1 | 61124 | G | EMS1 |  | Solar PV |  | NENGREST | Vermont | 50 | Orange | 17 | 50017 | 5 | 0 | 2017 | 9999 |  |  | N | Solar | [13 empty] | 0 | 0 | 0 | 0 | [11 empty] | Brightfields Development LLC | 60 | Brightfields Development LLC | 60 | Non-regulated
Nebraska Valley Solar Farm | 61125_G_NVSF | 61125 | G | NVSF |  | Solar PV |  | NENGREST | Vermont | 50 | Lamoille | 15 | 50015 | 1 | 0 | 2016 | 9999 |  |  | N | Solar | [13 empty] | 0 | 0 | 0 | 0 | [11 empty] | Stowe VT (Town of) | 100 | Stowe VT (Town of) | 100 | Regulated
Bedford Solar | 61126_G_12346 | 61126 | G | 12346 |  | Solar PV |  | PJM_West | Virginia | 51 | Bedford | 19 | 51019 | 3 | 0 | 2017 | 9999 |  |  | N | Solar | [13 empty] | 0 | 0 | 0 | 0 | [11 empty] | Bedford Solar LLC | 100 | Bedford Solar LLC | 100 | Non-regulated
Gamble Solar | 61127_G_12348 | 61127 | G | 12348 |  | Solar PV |  | S_VACA | North Carolina | 37 | Rutherford | 161 | 37161 | 3 | 0 | 2019 | 9999 |  |  | N | Solar | [13 empty] | 0 | 0 | 0 | 0 | [11 empty] | Gamble Solar LLC | 100 | Gamble Solar LLC | 100 | Non-regulated
Salisbury Solar | 61128_G_12349 | 61128 | G | 12349 |  | Solar PV |  | S_VACA | North Carolina | 37 | Rowan | 159 | 37159 | 3.8 | 0 | 2018 | 9999 |  |  | N | Solar | [13 empty] | 0 | 0 | 0 | 0 | [11 empty] | Salisbury Solar LLC | 100 | Salisbury Solar LLC | 100 | Non-regulated
Wadesboro Solar | 61129_G_12347 | 61129 | G | 12347 |  | Solar PV |  | S_VACA | North Carolina | 37 | Anson | 7 | 37007 | 5 | 0 | 2017 | 9999 |  |  | N | Solar | [13 empty] | 0 | 0 | 0 | 0 | [11 empty] | Wadesboro Solar LLC | 100 | O2Energies | 100 | Non-regulated
Tolson Solar | 61131_G_12345 | 61131 | G | 12345 |  | Solar PV |  | S_VACA | North Carolina | 37 | Edgecombe | 65 | 37065 | 3 | 0 | 2015 | 9999 |  |  | N | Solar | [13 empty] | 0 | 0 | 0 | 0 | [11 empty] | Tolson Solar LLC | 100 | Tolson Solar LLC | 100 | Non-regulated
Phelps 158 Solar Farm | 61134_G_15800 | 61134 | G | 15800 |  | Solar PV |  | PJM_Dom | North Carolina | 37 | Northampton | 131 | 37131 | 5 | 0 | 2018 | 9999 |  |  | N | Solar | [13 empty] | 0 | 0 | 0 | 0 | [11 empty] | Phelps 158 Solar Farm LLC | 100 | Phelps 158 Solar Farm LLC | 100 | Non-regulated
Lebanon Solar Farm (MO) | 61135_G_LSF1 | 61135 | G | LSF1 |  | Solar PV |  | SPP_N | Missouri | 29 | Laclede | 105 | 29105 | 2.5 | 0 | 2017 | 9999 |  |  | N | Solar | [13 empty] | 0 | 0 | 0 | 0 | [11 empty] | MCP Lebanon LLC | 100 | MC Power Companies | 100 | Non-regulated
Armstrong Solar | 61138_G_0000A | 61138 | G | 0000A |  | Solar PV |  | MIS_MNWI | Minnesota | 27 | Pope | 121 | 27121 | 3 | 0 | 2018 | 9999 |  |  | N | Solar | [13 empty] | 0 | 0 | 0 | 0 | [11 empty] | Novel Energy Solutions | 100 | Novel Energy Solutions | 100 | Non-regulated
Marmas Solar CSG | 61139_G_MARM2 | 61139 | G | MARM2 |  | Solar PV |  | MIS_MNWI | Minnesota | 27 | Sherburne | 141 | 27141 | 1 | 0 | 2018 | 9999 |  |  | N | Solar | [13 empty] | 0 | 0 | 0 | 0 | [11 empty] | ETCAP NES CS MN 03 LLC | 100 | Novel Energy Solutions | 100 | Non-regulated
Marmas Solar CSG | 61139_G_MARM3 | 61139 | G | MARM3 |  | Solar PV |  | MIS_MNWI | Minnesota | 27 | Sherburne | 141 | 27141 | 1 | 0 | 2018 | 9999 |  |  | N | Solar | [13 empty] | 0 | 0 | 0 | 0 | [11 empty] | ETCAP NES CS MN 03 LLC | 100 | Novel Energy Solutions | 100 | Non-regulated
Marmas Solar CSG | 61139_G_MARM4 | 61139 | G | MARM4 |  | Solar PV |  | MIS_MNWI | Minnesota | 27 | Sherburne | 141 | 27141 | 1 | 0 | 2018 | 9999 |  |  | N | Solar | [13 empty] | 0 | 0 | 0 | 0 | [11 empty] | ETCAP NES CS MN 03 LLC | 100 | Novel Energy Solutions | 100 | Non-regulated
Marmas Solar CSG | 61139_G_MARM5 | 61139 | G | MARM5 |  | Solar PV |  | MIS_MNWI | Minnesota | 27 | Sherburne | 141 | 27141 | 1 | 0 | 2018 | 9999 |  |  | N | Solar | [13 empty] | 0 | 0 | 0 | 0 | [11 empty] | ETCAP NES CS MN 03 LLC | 100 | Novel Energy Solutions | 100 | Non-regulated
CF Novel Solar CSG Gardens Two, LLC | 61140_G_0000D | 61140 | G | 0000D |  | Solar PV |  | MIS_MNWI | Minnesota | 27 | Faribault | 43 | 27043 | 1.8 | 0 | 2017 | 9999 |  |  | N | Solar | [13 empty] | 0 | 0 | 0 | 0 | [11 empty] | Novel Energy Solutions | 100 | Novel Energy Solutions | 100 | Non-regulated
CF Novel Solar CSG Gardens Eleven, LLC | 61141_G_0000F | 61141 | G | 0000F |  | Solar PV |  | MIS_MNWI | Minnesota | 27 | Blue Earth | 13 | 27013 | 3 | 0 | 2017 | 9999 |  |  | N | Solar | [13 empty] | 0 | 0 | 0 | 0 | [11 empty] | Novel Energy Solutions | 100 | Novel Energy Solutions | 100 | Non-regulated
WasecaSun | 61142_G_0000H | 61142 | G | 0000H |  | Solar PV |  | MIS_MNWI | Minnesota | 27 | Waseca | 161 | 27161 | 1 | 0 | 2018 | 9999 |  |  | N | Solar | [13 empty] | 0 | 0 | 0 | 0 | [11 empty] | ETCAP NES CS MN 06 LLC | 100 | Novel Energy Solutions | 100 | Non-regulated
WasecaSun | 61142_G_WASE2 | 61142 | G | WASE2 |  | Solar PV |  | MIS_MNWI | Minnesota | 27 | Waseca | 161 | 27161 | 1 | 0 | 2018 | 9999 |  |  | N | Solar | [13 empty] | 0 | 0 | 0 | 0 | [11 empty] | ETCAP NES CS MN 06 LLC | 100 | Novel Energy Solutions | 100 | Non-regulated
WasecaSun | 61142_G_WASE3 | 61142 | G | WASE3 |  | Solar PV |  | MIS_MNWI | Minnesota | 27 | Waseca | 161 | 27161 | 1 | 0 | 2018 | 9999 |  |  | N | Solar | [13 empty] | 0 | 0 | 0 | 0 | [11 empty] | ETCAP NES CS MN 06 LLC | 100 | Novel Energy Solutions | 100 | Non-regulated
WasecaSun | 61142_G_WASE4 | 61142 | G | WASE4 |  | Solar PV |  | MIS_MNWI | Minnesota | 27 | Waseca | 161 | 27161 | 1 | 0 | 2018 | 9999 |  |  | N | Solar | [13 empty] | 0 | 0 | 0 | 0 | [11 empty] | ETCAP NES CS MN 06 LLC | 100 | Novel Energy Solutions | 100 | Non-regulated
WasecaSun | 61142_G_WASE5 | 61142 | G | WASE5 |  | Solar PV |  | MIS_MNWI | Minnesota | 27 | Waseca | 161 | 27161 | 1 | 0 | 2018 | 9999 |  |  | N | Solar | [13 empty] | 0 | 0 | 0 | 0 | [11 empty] | ETCAP NES CS MN 06 LLC | 100 | Novel Energy Solutions | 100 | Non-regulated
Astoria Station | 61144_G_1 | 61144 | G | 1 |  | Combustion Turbine |  | SPP_WAUE | South Dakota | 46 | Deuel | 39 | 46039 | 244.2 | 9905 | 2021 | 9999 |  |  | N | Natural Gas, Distillate Fuel Oil | [13 empty] | 0.011 | 0.011 | 0.011 | 0.011 | [11 empty] | Otter Tail Power Co | 100 | Otter Tail Power Co | 100 | Regulated
Brown County LFGTE Power Station | 61145_G_GM01 | 61145 | G | GM01 |  | Landfill Gas |  | PJM_West | Ohio | 39 | Brown | 15 | 39015 | 1.5 | 13500 | 2017 | 9999 |  |  | N | Landfill Gas | [13 empty] | 0.15345 | 0.15345 | 0.15345 | 0.15345 | [11 empty] | Bio Energy (Ohio III) LLC | 100 | Energy Developments | 100 | Non-regulated
Brown County LFGTE Power Station | 61145_G_GM02 | 61145 | G | GM02 |  | Landfill Gas |  | PJM_West | Ohio | 39 | Brown | 15 | 39015 | 1.5 | 13500 | 2017 | 9999 |  |  | N | Landfill Gas | [13 empty] | 0.16838 | 0.16838 | 0.16838 | 0.16838 | [11 empty] | Bio Energy (Ohio III) LLC | 100 | Energy Developments | 100 | Non-regulated
Brown County LFGTE Power Station | 61145_G_GM03 | 61145 | G | GM03 |  | Landfill Gas |  | PJM_West | Ohio | 39 | Brown | 15 | 39015 | 1.5 | 13500 | 2017 | 9999 |  |  | N | Landfill Gas | [13 empty] | 0.16618 | 0.16618 | 0.16618 | 0.16618 | [11 empty] | Bio Energy (Ohio III) LLC | 100 | Energy Developments | 100 | Non-regulated
Seabrook | 6115_G_1 | 6115 | G | 1 |  | Nuclear |  | NENGREST | New Hampshire | 33 | Rockingham | 15 | 33015 | 1248.1 | 10456 | 1990 | 9999 |  |  | N | Nuclear Fuel | [13 empty] | 0 | 0 | 0 | 0 | [11 empty] | NextEra Energy Seabrook LLC | 88.23 | NextEra Energy Inc | 88.23 | Non-regulated
Intel Folsom Phase 3 | 61152_G_PV1 | 61152 | G | PV1 |  | Solar PV |  | WEC_BANC | California | 6 | Sacramento | 67 | 06067 | 5.2 | 0 | 2016 | 9999 |  |  | N | Solar | [13 empty] | 0 | 0 | 0 | 0 | [11 empty] | Intel Corp | 100 | Intel Corp | 100 | Non-regulated
AT&T Holger | 61153_G_AT057 | 61153 | G | AT057 |  | Fuel Cell |  | WEC_CALN | California | 6 | Santa Clara | 85 | 06085 | 1.3 | 6496 | 2016 | 9999 |  |  | N | Natural Gas | [13 empty] | 0 | 0 | 0 | 0 | [11 empty] | Bloom Energy Corp | 100 | Bloom Energy Corp | 100 | Non-regulated
AT&T Anaheim | 61154_G_AT058 | 61154 | G | AT058 |  | Fuel Cell |  | WECC_SCE | California | 6 | Orange | 59 | 06059 | 1.3 | 6515 | 2016 | 9999 |  |  | N | Natural Gas | [13 empty] | 0 | 0 | 0 | 0 | [11 empty] | Bloom Energy Corp | 100 | Bloom Energy Corp | 100 | Non-regulated
Big Timber Wind Farm | 61155_G_BT-MT | 61155 | G | BT-MT |  | Onshore Wind |  | WECC_MT | Montana | 30 | Sweet Grass | 97 | 30097 | 25 | 0 | 2018 | 9999 |  |  | N | Wind | [13 empty] | 0 | 0 | 0 | 0 | [11 empty] | Big Timber Wind LLC | 100 | Big Timber Wind LLC | 100 | Non-regulated
St. Pauls Solar 2 | 61156_G_STPAU | 61156 | G | STPAU |  | Solar PV |  | S_VACA | North Carolina | 37 | Robeson | 155 | 37155 | 5 | 0 | 2017 | 9999 |  |  | N | Solar | [13 empty] | 0 | 0 | 0 | 0 | [11 empty] | St Pauls Solar 2 LLC | 100 | Capital Dynamics | 100 | Non-regulated
Boaz Farm Solar | 61157_G_BOAZF | 61157 | G | BOAZF |  | Solar PV |  | S_VACA | North Carolina | 37 | Lee | 105 | 37105 | 5 | 0 | 2017 | 9999 |  |  | N | Solar | [13 empty] | 0 | 0 | 0 | 0 | [11 empty] | Boaz Farm Solar LLC | 100 | Cypress Creek Holdings LLC | 100 | Non-regulated
Bizzell Church Solar 2 | 61158_G_BIZZE | 61158 | G | BIZZE |  | Solar PV |  | S_VACA | North Carolina | 37 | Johnston | 101 | 37101 | 5 | 0 | 2017 | 9999 |  |  | N | Solar | [13 empty] | 0 | 0 | 0 | 0 | [11 empty] | Bizzell Church Solar 2 LLC | 100 | Pine Gate Development | 100 | Non-regulated
Harvest Ridge Wind Farm | 61161_G_GEN01 | 61161 | G | GEN01 |  | Onshore Wind |  | MIS_IL | Illinois | 17 | Douglas | 41 | 17041 | 202 | 0 | 2020 | 9999 |  |  | N | Wind | [13 empty] | 0 | 0 | 0 | 0 | [11 empty] | Broadlands Wind Farm LLC | 100 | Energias de Portugal SA | 100 | Non-regulated
RB Manufacturing LLC Belle Mead NJ | 61162_G_RBBM | 61162 | G | RBBM |  | Solar PV |  | PJM_EMAC | New Jersey | 34 | Somerset | 35 | 34035 | 1.4 | 0 | 2016 | 9999 |  |  | N | Solar | [13 empty] | 0 | 0 | 0 | 0 | [11 empty] | RB Manufacturing LLC | 100 | RB Manufacturing LLC | 100 | Non-regulated
Onset East Community Solar Facility | 61163_G_ONSE | 61163 | G | ONSE |  | Solar PV |  | NENGREST | Massachusetts | 25 | Plymouth | 23 | 25023 | 1 | 0 | 2016 | 9999 |  |  | N | Solar | [13 empty] | 0 | 0 | 0 | 0 | [11 empty] | BCC Solar III LLC | 100 | BCC Solar III LLC | 100 | Non-regulated
Onset West Community Solar Facility | 61164_G_ONSW | 61164 | G | ONSW |  | Solar PV |  | NENGREST | Massachusetts | 25 | Plymouth | 23 | 25023 | 1 | 0 | 2016 | 9999 |  |  | N | Solar | [13 empty] | 0 | 0 | 0 | 0 | [11 empty] | BCC Solar III LLC | 100 | BCC Solar III LLC | 100 | Non-regulated
Columbus Solar Project | 61165_G_88029 | 61165 | G | 88029 |  | Solar PV |  | WECC_NM | New Mexico | 35 | Luna | 29 | 35029 | 1.9 | 0 | 2017 | 9999 |  |  | N | Solar | [13 empty] | 0 | 0 | 0 | 0 | [11 empty] | Columbus Solar Project | 100 | Columbus Solar Project | 100 | Non-regulated
Aratina Solar Center 1 Hybrid | 61167_G_91MC8 | 61167 | G | 91MC8 |  | Solar PV |  | WECC_SCE | California | 6 | San Bernardino | 71 | 06071 | 200 | 0 | 2023 | 9999 |  |  | N | Solar | [13 empty] | 0 | 0 | 0 | 0 | [11 empty] | 91MC 8me LLC | 100 | 91MC 8me LLC | 100 | Non-regulated
Aratina Solar Center 1 Hybrid | 61167_G_BESS | 61167 | G | BESS |  | Energy Storage |  | WECC_SCE | California | 6 | San Bernardino | 71 | 06071 | 50 | 0 | 2023 | 9999 |  |  | N | Energy Storage | [13 empty] | 0 | 0 | 0 | 0 | [11 empty] | 91MC 8me LLC | 100 | 91MC 8me LLC | 100 | Non-regulated
Eland Solar & Storage Center, Phase 1 Hybrid | 61168_G_61168 | 61168 | G | 61168 |  | Energy Storage |  | WECC_SCE | California | 6 | Kern | 29 | 06029 | 150 | 0 | 2024 | 9999 |  |  | N | Energy Storage | [13 empty] | 0 | 0 | 0 | 0 | [11 empty] | Arevon Asset Management | 100 | Arevon Asset Management | 100 | Non-regulated
Eland Solar & Storage Center, Phase 1 Hybrid | 61168_G_68SF8 | 61168 | G | 68SF8 |  | Solar PV |  | WECC_SCE | California | 6 | Kern | 29 | 06029 | 200 | 0 | 2024 | 9999 |  |  | N | Solar | [13 empty] | 0 | 0 | 0 | 0 | [11 empty] | Arevon Asset Management | 100 | Arevon Asset Management | 100 | Non-regulated
Eland Solar & Storage Center, Phase 2 Hybrid | 61169_G_61169 | 61169 | G | 61169 |  | Energy Storage |  | WECC_SCE | California | 6 | Kern | 29 | 06029 | 150 | 0 | 2024 | 9999 |  |  | N | Energy Storage | [13 empty] | 0 | 0 | 0 | 0 | [11 empty] | Arevon Asset Management | 100 | Arevon Asset Management | 100 | Non-regulated
Eland Solar & Storage Center, Phase 2 Hybrid | 61169_G_69SV8 | 61169 | G | 69SV8 |  | Solar PV |  | WECC_SCE | California | 6 | Kern | 29 | 06029 | 200 | 0 | 2024 | 9999 |  |  | N | Solar | [13 empty] | 0 | 0 | 0 | 0 | [11 empty] | Arevon Asset Management | 100 | Arevon Asset Management | 100 | Non-regulated
Gale 1 Solar | 61170_G_33UI8 | 61170 | G | 33UI8 |  | Solar PV |  | WECC_UT | Utah | 49 | Millard | 27 | 49027 | 300 | 0 | 2025 | 9999 |  |  | N | Solar | [13 empty] | 0 | 0 | 0 | 0 | [11 empty] | 33UI 8me LLC | 100 | 33UI 8me LLC | 100 | Non-regulated
IKEA Miami 327 | 61173_G_PV | 61173 | G | PV |  | Solar PV |  | FRCC | Florida | 12 | Miami Dade | 86 | 12086 | 1 | 0 | 2015 | 9999 |  |  | N | Solar | [13 empty] | 0 | 0 | 0 | 0 | [11 empty] | IKEA Group | 100 | Ikea Systems BV | 100 | Non-regulated
Taurus Community Solar | 61174_G_ETCS1 | 61174 | G | ETCS1 |  | Solar PV |  | MIS_MNWI | Minnesota | 27 | Chippewa | 23 | 27023 | 0.9 | 0 | 2018 | 9999 |  |  | N | Solar | [13 empty] | 0 | 0 | 0 | 0 | [11 empty] | Taurus Community Solar | 100 | Taurus Community Solar | 100 | Non-regulated
Taurus Community Solar | 61174_G_ETCS2 | 61174 | G | ETCS2 |  | Solar PV |  | MIS_MNWI | Minnesota | 27 | Chippewa | 23 | 27023 | 0.9 | 0 | 2018 | 9999 |  |  | N | Solar | [13 empty] | 0 | 0 | 0 | 0 | [11 empty] | Taurus Community Solar | 100 | Taurus Community Solar | 100 | Non-regulated
Taurus Community Solar | 61174_G_ETCS3 | 61174 | G | ETCS3 |  | Solar PV |  | MIS_MNWI | Minnesota | 27 | Chippewa | 23 | 27023 | 0.9 | 0 | 2018 | 9999 |  |  | N | Solar | [13 empty] | 0 | 0 | 0 | 0 | [11 empty] | Taurus Community Solar | 100 | Taurus Community Solar | 100 | Non-regulated
Taurus Community Solar | 61174_G_ETCS4 | 61174 | G | ETCS4 |  | Solar PV |  | MIS_MNWI | Minnesota | 27 | Chippewa | 23 | 27023 | 0.9 | 0 | 2018 | 9999 |  |  | N | Solar | [13 empty] | 0 | 0 | 0 | 0 | [11 empty] | Taurus Community Solar | 100 | Taurus Community Solar | 100 | Non-regulated
Pegasus Community Solar | 61175_G_CPCS1 | 61175 | G | CPCS1 |  | Solar PV |  | MIS_MNWI | Minnesota | 27 | Stearns | 145 | 27145 | 0.9 | 0 | 2017 | 9999 |  |  | N | Solar | [13 empty] | 0 | 0 | 0 | 0 | [11 empty] | Pegasus Community Solar | 100 | Pegasus Community Solar | 100 | Non-regulated
Pegasus Community Solar | 61175_G_CPCS2 | 61175 | G | CPCS2 |  | Solar PV |  | MIS_MNWI | Minnesota | 27 | Stearns | 145 | 27145 | 0.9 | 0 | 2017 | 9999 |  |  | N | Solar | [13 empty] | 0 | 0 | 0 | 0 | [11 empty] | Pegasus Community Solar | 100 | Pegasus Community Solar | 100 | Non-regulated
Antares Community Solar | 61176_G_FACS1 | 61176 | G | FACS1 |  | Solar PV |  | MIS_MNWI | Minnesota | 27 | Lyon | 83 | 27083 | 0.9 | 0 | 2018 | 9999 |  |  | N | Solar | [13 empty] | 0 | 0 | 0 | 0 | [11 empty] | Antares Community Solar Gardens LLC | 100 | Berkshire Hathaway Inc | 100 | Non-regulated
Antares Community Solar | 61176_G_FACS2 | 61176 | G | FACS2 |  | Solar PV |  | MIS_MNWI | Minnesota | 27 | Lyon | 83 | 27083 | 0.9 | 0 | 2018 | 9999 |  |  | N | Solar | [13 empty] | 0 | 0 | 0 | 0 | [11 empty] | Antares Community Solar Gardens LLC | 100 | Berkshire Hathaway Inc | 100 | Non-regulated
Antares Community Solar | 61176_G_FACS3 | 61176 | G | FACS3 |  | Solar PV |  | MIS_MNWI | Minnesota | 27 | Lyon | 83 | 27083 | 0.9 | 0 | 2018 | 9999 |  |  | N | Solar | [13 empty] | 0 | 0 | 0 | 0 | [11 empty] | Antares Community Solar Gardens LLC | 100 | Berkshire Hathaway Inc | 100 | Non-regulated
Corvus Community Solar | 61177_G_GCCS1 | 61177 | G | GCCS1 |  | Solar PV |  | MIS_MNWI | Minnesota | 27 | Blue Earth | 13 | 27013 | 0.9 | 0 | 2018 | 9999 |  |  | N | Solar | [13 empty] | 0 | 0 | 0 | 0 | [11 empty] | Corvus Community Solar Gardens LLC | 100 | Berkshire Hathaway Inc | 100 | Non-regulated
Corvus Community Solar | 61177_G_GCCS2 | 61177 | G | GCCS2 |  | Solar PV |  | MIS_MNWI | Minnesota | 27 | Blue Earth | 13 | 27013 | 0.9 | 0 | 2018 | 9999 |  |  | N | Solar | [13 empty] | 0 | 0 | 0 | 0 | [11 empty] | Corvus Community Solar Gardens LLC | 100 | Berkshire Hathaway Inc | 100 | Non-regulated
Corvus Community Solar | 61177_G_GCCS3 | 61177 | G | GCCS3 |  | Solar PV |  | MIS_MNWI | Minnesota | 27 | Blue Earth | 13 | 27013 | 0.9 | 0 | 2018 | 9999 |  |  | N | Solar | [13 empty] | 0 | 0 | 0 | 0 | [11 empty] | Corvus Community Solar Gardens LLC | 100 | Berkshire Hathaway Inc | 100 | Non-regulated
Corvus Community Solar | 61177_G_GCCS4 | 61177 | G | GCCS4 |  | Solar PV |  | MIS_MNWI | Minnesota | 27 | Blue Earth | 13 | 27013 | 0.9 | 0 | 2018 | 9999 |  |  | N | Solar | [13 empty] | 0 | 0 | 0 | 0 | [11 empty] | Corvus Community Solar Gardens LLC | 100 | Berkshire Hathaway Inc | 100 | Non-regulated
Corvus Community Solar | 61177_G_GCCS5 | 61177 | G | GCCS5 |  | Solar PV |  | MIS_MNWI | Minnesota | 27 | Blue Earth | 13 | 27013 | 0.9 | 0 | 2018 | 9999 |  |  | N | Solar | [13 empty] | 0 | 0 | 0 | 0 | [11 empty] | Corvus Community Solar Gardens LLC | 100 | Berkshire Hathaway Inc | 100 | Non-regulated
Capella Community Solar | 61178_G_HCCS1 | 61178 | G | HCCS1 |  | Solar PV |  | MIS_MNWI | Minnesota | 27 | Pipestone | 117 | 27117 | 0.9 | 0 | 2017 | 9999 |  |  | N | Solar | [13 empty] | 0 | 0 | 0 | 0 | [11 empty] | Capella Community Solar Gardens LLC | 100 | Rahn Group | 100 | Non-regulated
Capella Community Solar | 61178_G_HCCS2 | 61178 | G | HCCS2 |  | Solar PV |  | MIS_MNWI | Minnesota | 27 | Pipestone | 117 | 27117 | 0.9 | 0 | 2017 | 9999 |  |  | N | Solar | [13 empty] | 0 | 0 | 0 | 0 | [11 empty] | Capella Community Solar Gardens LLC | 100 | Rahn Group | 100 | Non-regulated
Capella Community Solar | 61178_G_HCCS3 | 61178 | G | HCCS3 |  | Solar PV |  | MIS_MNWI | Minnesota | 27 | Pipestone | 117 | 27117 | 0.9 | 0 | 2017 | 9999 |  |  | N | Solar | [13 empty] | 0 | 0 | 0 | 0 | [11 empty] | Capella Community Solar Gardens LLC | 100 | Rahn Group | 100 | Non-regulated
Capella Community Solar | 61178_G_HCCS4 | 61178 | G | HCCS4 |  | Solar PV |  | MIS_MNWI | Minnesota | 27 | Pipestone | 117 | 27117 | 0.9 | 0 | 2017 | 9999 |  |  | N | Solar | [13 empty] | 0 | 0 | 0 | 0 | [11 empty] | Capella Community Solar Gardens LLC | 100 | Rahn Group | 100 | Non-regulated
Capella Community Solar | 61178_G_HCCS5 | 61178 | G | HCCS5 |  | Solar PV |  | MIS_MNWI | Minnesota | 27 | Pipestone | 117 | 27117 | 0.9 | 0 | 2017 | 9999 |  |  | N | Solar | [13 empty] | 0 | 0 | 0 | 0 | [11 empty] | Capella Community Solar Gardens LLC | 100 | Rahn Group | 100 | Non-regulated
Carina Community Solar | 61179_G_JCCS1 | 61179 | G | JCCS1 |  | Solar PV |  | MIS_MNWI | Minnesota | 27 | Wabasha | 157 | 27157 | 0.9 | 0 | 2018 | 9999 |  |  | N | Solar | [13 empty] | 0 | 0 | 0 | 0 | [11 empty] | Carina Community Solar | 100 | Rahn Group | 100 | Non-regulated
Carina Community Solar | 61179_G_JCCS2 | 61179 | G | JCCS2 |  | Solar PV |  | MIS_MNWI | Minnesota | 27 | Wabasha | 157 | 27157 | 0.9 | 0 | 2018 | 9999 |  |  | N | Solar | [13 empty] | 0 | 0 | 0 | 0 | [11 empty] | Carina Community Solar | 100 | Rahn Group | 100 | Non-regulated
Carina Community Solar | 61179_G_JCCS3 | 61179 | G | JCCS3 |  | Solar PV |  | MIS_MNWI | Minnesota | 27 | Wabasha | 157 | 27157 | 0.9 | 0 | 2018 | 9999 |  |  | N | Solar | [13 empty] | 0 | 0 | 0 | 0 | [11 empty] | Carina Community Solar | 100 | Rahn Group | 100 | Non-regulated
Carina Community Solar | 61179_G_JCCS4 | 61179 | G | JCCS4 |  | Solar PV |  | MIS_MNWI | Minnesota | 27 | Wabasha | 157 | 27157 | 0.9 | 0 | 2018 | 9999 |  |  | N | Solar | [13 empty] | 0 | 0 | 0 | 0 | [11 empty] | Carina Community Solar | 100 | Rahn Group | 100 | Non-regulated
PSEG Hope Creek Generating Station | 6118_G_1 | 6118 | G | 1 |  | Nuclear |  | PJM_EMAC | New Jersey | 34 | Salem | 33 | 34033 | 1172 | 10456 | 1986 | 9999 |  |  | N | Nuclear Fuel | [13 empty] | 0 | 0 | 0 | 0 | [11 empty] | PSEG Nuclear LLC | 100 | Public Service Enterprise Group Inc | 100 | Non-regulated
Caelum Community Solar | 61180_G_PCCS1 | 61180 | G | PCCS1 |  | Solar PV |  | MIS_MNWI | Minnesota | 27 | Benton | 9 | 27009 | 0.9 | 0 | 2017 | 9999 |  |  | N | Solar | [13 empty] | 0 | 0 | 0 | 0 | [11 empty] | Caelum Community Solar Gardens LLC | 100 | Berkshire Hathaway Inc | 100 | Non-regulated
Caelum Community Solar | 61180_G_PCCS2 | 61180 | G | PCCS2 |  | Solar PV |  | MIS_MNWI | Minnesota | 27 | Benton | 9 | 27009 | 0.9 | 0 | 2017 | 9999 |  |  | N | Solar | [13 empty] | 0 | 0 | 0 | 0 | [11 empty] | Caelum Community Solar Gardens LLC | 100 | Berkshire Hathaway Inc | 100 | Non-regulated
Andromeda Community Solar | 61181_G_OACS1 | 61181 | G | OACS1 |  | Solar PV |  | MIS_MNWI | Minnesota | 27 | McLeod | 85 | 27085 | 0.9 | 0 | 2017 | 9999 |  |  | N | Solar | [13 empty] | 0 | 0 | 0 | 0 | [11 empty] | Andromeda Community Solar Garden LLC | 100 | Rahn Group | 100 | Non-regulated
Andromeda Community Solar | 61181_G_OACS2 | 61181 | G | OACS2 |  | Solar PV |  | MIS_MNWI | Minnesota | 27 | McLeod | 85 | 27085 | 0.9 | 0 | 2017 | 9999 |  |  | N | Solar | [13 empty] | 0 | 0 | 0 | 0 | [11 empty] | Andromeda Community Solar Garden LLC | 100 | Rahn Group | 100 | Non-regulated
Andromeda Community Solar | 61181_G_OACS3 | 61181 | G | OACS3 |  | Solar PV |  | MIS_MNWI | Minnesota | 27 | McLeod | 85 | 27085 | 0.9 | 0 | 2017 | 9999 |  |  | N | Solar | [13 empty] | 0 | 0 | 0 | 0 | [11 empty] | Andromeda Community Solar Garden LLC | 100 | Rahn Group | 100 | Non-regulated
Andromeda Community Solar | 61181_G_OACS4 | 61181 | G | OACS4 |  | Solar PV |  | MIS_MNWI | Minnesota | 27 | McLeod | 85 | 27085 | 0.9 | 0 | 2017 | 9999 |  |  | N | Solar | [13 empty] | 0 | 0 | 0 | 0 | [11 empty] | Andromeda Community Solar Garden LLC | 100 | Rahn Group | 100 | Non-regulated
Andromeda Community Solar | 61181_G_OACS5 | 61181 | G | OACS5 |  | Solar PV |  | MIS_MNWI | Minnesota | 27 | McLeod | 85 | 27085 | 0.9 | 0 | 2017 | 9999 |  |  | N | Solar | [13 empty] | 0 | 0 | 0 | 0 | [11 empty] | Andromeda Community Solar Garden LLC | 100 | Rahn Group | 100 | Non-regulated
Lyra Community Solar | 61182_G_RLCS1 | 61182 | G | RLCS1 |  | Solar PV |  | MIS_MNWI | Minnesota | 27 | Le Sueur | 79 | 27079 | 0.9 | 0 | 2018 | 9999 |  |  | N | Solar | [13 empty] | 0 | 0 | 0 | 0 | [11 empty] | Lyra Community Solar | 100 | Lyra Community Solar | 100 | Non-regulated
Lyra Community Solar | 61182_G_RLCS2 | 61182 | G | RLCS2 |  | Solar PV |  | MIS_MNWI | Minnesota | 27 | Le Sueur | 79 | 27079 | 0.9 | 0 | 2018 | 9999 |  |  | N | Solar | [13 empty] | 0 | 0 | 0 | 0 | [11 empty] | Lyra Community Solar | 100 | Lyra Community Solar | 100 | Non-regulated
Lyra Community Solar | 61182_G_RLCS3 | 61182 | G | RLCS3 |  | Solar PV |  | MIS_MNWI | Minnesota | 27 | Le Sueur | 79 | 27079 | 0.9 | 0 | 2018 | 9999 |  |  | N | Solar | [13 empty] | 0 | 0 | 0 | 0 | [11 empty] | Lyra Community Solar | 100 | Lyra Community Solar | 100 | Non-regulated
Argo Navis Community Solar | 61183_G_UACS1 | 61183 | G | UACS1 |  | Solar PV |  | MIS_MNWI | Minnesota | 27 | Washington | 163 | 27163 | 0.9 | 0 | 2018 | 9999 |  |  | N | Solar | [13 empty] | 0 | 0 | 0 | 0 | [11 empty] | Argo Navis Community Solar Gardens LLC | 100 | Berkshire Hathaway Inc | 100 | Non-regulated
Argo Navis Community Solar | 61183_G_UACS2 | 61183 | G | UACS2 |  | Solar PV |  | MIS_MNWI | Minnesota | 27 | Washington | 163 | 27163 | 0.9 | 0 | 2018 | 9999 |  |  | N | Solar | [13 empty] | 0 | 0 | 0 | 0 | [11 empty] | Argo Navis Community Solar Gardens LLC | 100 | Berkshire Hathaway Inc | 100 | Non-regulated
Argo Navis Community Solar | 61183_G_UACS3 | 61183 | G | UACS3 |  | Solar PV |  | MIS_MNWI | Minnesota | 27 | Washington | 163 | 27163 | 0.9 | 0 | 2018 | 9999 |  |  | N | Solar | [13 empty] | 0 | 0 | 0 | 0 | [11 empty] | Argo Navis Community Solar Gardens LLC | 100 | Berkshire Hathaway Inc | 100 | Non-regulated
Pfeffers | 61185_G_SO147 | 61185 | G | SO147 |  | Solar PV |  | PJM_SMAC | Maryland | 24 | Baltimore | 5 | 24005 | 1 | 0 | 2016 | 9999 |  |  | N | Solar | [13 empty] | 0 | 0 | 0 | 0 | [11 empty] | Terraform Power Inc | 100 | Brookfield Asset Management Inc | 100 | Non-regulated
Boston Medical Center CHP Plant | 61186_G_BATT | 61186 | G | BATT |  | Energy Storage |  | NENGREST | Massachusetts | 25 | Suffolk | 25 | 25025 | 1 | 0 | 2023 | 9999 |  |  | N | Energy Storage | [13 empty] | 0 | 0 | 0 | 0 | [11 empty] | Boston Medical Center | 100 | Boston Medical Center | 100 | Non-regulated
Boston Medical Center CHP Plant | 61186_G_COGEN | 61186 | G | COGEN |  | Combustion Turbine | IC Engine | NENGREST | Massachusetts | 25 | Suffolk | 25 | 25025 | 2 | 10155 | 2017 | 9999 |  |  | Y | Natural Gas | [13 empty] | 1.9772 | 1.9772 | 1.9772 | 1.9772 | [11 empty] | Boston Medical Center | 100 | Boston Medical Center | 100 | Non-regulated
Century Drive Solar Farm | 61187_G_CENT1 | 61187 | G | CENT1 |  | Solar PV |  | S_VACA | North Carolina | 37 | Wake | 183 | 37183 | 1 | 0 | 2014 | 9999 |  |  | N | Solar | [13 empty] | 0 | 0 | 0 | 0 | [11 empty] | J T Hobby & Son Inc | 100 | J T Hobby & Son Inc | 100 | Non-regulated
Shavano Falls Hydro | 61189_G_GEN1 | 61189 | G | GEN1 |  | Hydro |  | WECC_CO | Colorado | 8 | Montrose | 85 | 08085 | 2.8 | 0 | 2015 | 9999 |  |  | N | Hydro | [13 empty] | 0 | 0 | 0 | 0 | [11 empty] | Shavano Falls Hydro LLC | 100 | Shavano Falls Hydro LLC | 100 | Non-regulated
Deerfield 4 | 6119_G_GEN1 | 6119 | G | GEN1 |  | Hydro |  | NENGREST | Massachusetts | 25 | Franklin | 11 | 25011 | 2 | 0 | 1912 | 9999 |  |  | N | Hydro | [13 empty] | 0 | 0 | 0 | 0 | [11 empty] | Great River Hydro LLC | 100 | ArcLight Capital Partners LLC | 100 | Non-regulated
Deerfield 4 | 6119_G_GEN2 | 6119 | G | GEN2 |  | Hydro |  | NENGREST | Massachusetts | 25 | Franklin | 11 | 25011 | 2 | 0 | 1912 | 9999 |  |  | N | Hydro | [13 empty] | 0 | 0 | 0 | 0 | [11 empty] | Great River Hydro LLC | 100 | ArcLight Capital Partners LLC | 100 | Non-regulated
Deerfield 4 | 6119_G_GEN3 | 6119 | G | GEN3 |  | Hydro |  | NENGREST | Massachusetts | 25 | Franklin | 11 | 25011 | 2 | 0 | 1912 | 9999 |  |  | N | Hydro | [13 empty] | 0 | 0 | 0 | 0 | [11 empty] | Great River Hydro LLC | 100 | ArcLight Capital Partners LLC | 100 | Non-regulated
Shavano Falls Hydro Drop 4 | 61190_G_GEN1 | 61190 | G | GEN1 |  | Hydro |  | WECC_CO | Colorado | 8 | Montrose | 85 | 08085 | 4.5 | 0 | 2015 | 9999 |  |  | N | Hydro | [13 empty] | 0 | 0 | 0 | 0 | [11 empty] | Shavano Falls Hydro LLC Drop 4 Project | 100 | Shavano Falls Hysro LLC 0 Drop 4 Project | 100 | Non-regulated
Drop 5 | 61191_G_GEN1 | 61191 | G | GEN1 |  | Hydro |  | WECC_CO | Colorado | 8 | Montrose | 85 | 08085 | 2.4 | 0 | 2017 | 9999 |  |  | N | Hydro | [13 empty] | 0 | 0 | 0 | 0 | [11 empty] | W U Drop 5 Inc | 100 | W U Drop 5 Inc | 100 | Non-regulated
IKEA Joliet Rooftop PV System | 61192_G_PV | 61192 | G | PV |  | Solar PV |  | PJM_COMD | Illinois | 17 | Will | 197 | 17197 | 2 | 0 | 2017 | 9999 |  |  | N | Solar | [13 empty] | 0 | 0 | 0 | 0 | [11 empty] | IKEA Group | 100 | Ikea Systems BV | 100 | Non-regulated
IKEA Las Vegas 462 | 61193_G_PV | 61193 | G | PV |  | Solar PV |  | WECC_SNV | Nevada | 32 | Clark | 3 | 32003 | 1 | 0 | 2016 | 9999 |  |  | N | Solar | [13 empty] | 0 | 0 | 0 | 0 | [11 empty] | IKEA Property Inc | 100 | Ikea Systems BV | 100 | Non-regulated
Barker Solar, LLC | 61194_G_BARK | 61194 | G | BARK |  | Solar PV |  | S_VACA | North Carolina | 37 | Robeson | 155 | 37155 | 5 | 0 | 2017 | 9999 |  |  | N | Solar | [13 empty] | 0 | 0 | 0 | 0 | [11 empty] | Barker Solar LLC | 100 | FLS Energy Inc | 100 | Non-regulated
231 Dixon 74 Solar I, LLC | 61195_G_DIXON | 61195 | G | DIXON |  | Solar PV |  | S_VACA | North Carolina | 37 | Cleveland | 45 | 37045 | 2 | 0 | 2017 | 9999 |  |  | N | Solar | [13 empty] | 0 | 0 | 0 | 0 | [11 empty] | 231 Dixon 74 Solar I LLC | 100 | Pine Gate Development | 100 | Non-regulated
Mill Pond Solar Farm, LLC | 61196_G_MILLL | 61196 | G | MILLL |  | Solar PV |  | S_VACA | North Carolina | 37 | Columbus | 47 | 37047 | 5 | 0 | 2017 | 9999 |  |  | N | Solar | [13 empty] | 0 | 0 | 0 | 0 | [11 empty] | Mill Pond Solar Farm LLC | 100 | Cypress Creek Holdings LLC | 100 | Non-regulated
Pima Energy Storage System | 61197_G_PIMA | 61197 | G | PIMA |  | Energy Storage |  | WECC_AZ | Arizona | 4 | Pima | 19 | 04019 | 10 | 0 | 2017 | 9999 |  |  | N | Energy Storage | [13 empty] | 0 | 0 | 0 | 0 | [11 empty] | Pima Energy Storage System LLC | 100 | NextEra Energy Inc | 100 | Non-regulated
Merck - Upper Gwynedd Solar Array | 61198_G_SA-1 | 61198 | G | SA-1 |  | Solar PV |  | PJM_EMAC | Pennsylvania | 42 | Montgomery | 91 | 42091 | 1.5 | 0 | 2011 | 9999 |  |  | N | Solar | [13 empty] | 0 | 0 | 0 | 0 | [11 empty] | Merck & Co Inc | 100 | Merck & Co Inc | 100 | Non-regulated
T0588 Phoenix - AZ | 61199_G_PV1 | 61199 | G | PV1 |  | Solar PV |  | WECC_AZ | Arizona | 4 | Maricopa | 13 | 04013 | 1.2 | 0 | 2017 | 9999 |  |  | N | Solar | [13 empty] | 0 | 0 | 0 | 0 | [11 empty] | Project Co Phase II T LLC | 100 | SoCore Energy | 100 | Non-regulated
Fort Myers | 612_G_2A | 612 | G | 2A | 403 | Combined Cycle |  | FRCC | Florida | 12 | Lee | 71 | 12071 | 199.5 | 7225 | 2000 | 9999 |  |  | N | Natural Gas |  |  |  | DLNB | [8 empty] | 0.5 | 0.02721 | 0.02721 | 0.02721 | 0.02721 | [11 empty] | Florida Power & Light Co | 100 | NextEra Energy Inc | 100 | Regulated
Fort Myers | 612_G_2B | 612 | G | 2B | 404 | Combined Cycle |  | FRCC | Florida | 12 | Lee | 71 | 12071 | 197.4 | 7225 | 2000 | 9999 |  |  | N | Natural Gas |  |  |  | DLNB | [8 empty] | 0.5 | 0.02721 | 0.02721 | 0.02721 | 0.02721 | [11 empty] | Florida Power & Light Co | 100 | NextEra Energy Inc | 100 | Regulated
Fort Myers | 612_G_2C | 612 | G | 2C | 405 | Combined Cycle |  | FRCC | Florida | 12 | Lee | 71 | 12071 | 197.4 | 7225 | 2000 | 9999 |  |  | N | Natural Gas |  |  |  | DLNB | [8 empty] | 0.5 | 0.02721 | 0.02721 | 0.02721 | 0.02721 | [11 empty] | Florida Power & Light Co | 100 | NextEra Energy Inc | 100 | Regulated
Fort Myers | 612_G_2D | 612 | G | 2D | 406 | Combined Cycle |  | FRCC | Florida | 12 | Lee | 71 | 12071 | 197.4 | 7225 | 2001 | 9999 |  |  | N | Natural Gas |  |  |  | DLNB | [8 empty] | 0.5 | 0.02721 | 0.02721 | 0.02721 | 0.02721 | [11 empty] | Florida Power & Light Co | 100 | NextEra Energy Inc | 100 | Regulated
Fort Myers | 612_G_2E | 612 | G | 2E | 407 | Combined Cycle |  | FRCC | Florida | 12 | Lee | 71 | 12071 | 197.4 | 7225 | 2001 | 9999 |  |  | N | Natural Gas |  |  |  | DLNB | [8 empty] | 0.5 | 0.02721 | 0.02721 | 0.02721 | 0.02721 | [11 empty] | Florida Power & Light Co | 100 | NextEra Energy Inc | 100 | Regulated
Fort Myers | 612_G_2F | 612 | G | 2F | 408 | Combined Cycle |  | FRCC | Florida | 12 | Lee | 71 | 12071 | 197.4 | 7225 | 2001 | 9999 |  |  | N | Natural Gas |  |  |  | DLNB | [8 empty] | 0.5 | 0.02721 | 0.02721 | 0.02721 | 0.02721 | [11 empty] | Florida Power & Light Co | 100 | NextEra Energy Inc | 100 | Regulated
Fort Myers | 612_G_9 | 612 | G | 9 |  | Combustion Turbine |  | FRCC | Florida | 12 | Lee | 71 | 12071 | 54 | 11565 | 1974 | 9999 |  |  | N | Distillate Fuel Oil | [13 empty] | 0.09835 | 0.09835 | 0.09835 | 0.09835 | [11 empty] | Florida Power & Light Co | 100 | NextEra Energy Inc | 100 | Regulated
Fort Myers | 612_G_CT1 | 612 | G | CT1 | 411 | Combustion Turbine |  | FRCC | Florida | 12 | Lee | 71 | 12071 | 182 | 11544 | 2003 | 9999 |  |  | N | Natural Gas, Distillate Fuel Oil |  |  |  | DLNB + H2O | [8 empty] | 0.5 | 0.0316 | 0.0316 | 0.0316 | 0.0316 | [11 empty] | Florida Power & Light Co | 100 | NextEra Energy Inc | 100 | Regulated
Fort Myers | 612_G_CT2 | 612 | G | CT2 | 412 | Combustion Turbine |  | FRCC | Florida | 12 | Lee | 71 | 12071 | 182 | 11544 | 2003 | 9999 |  |  | N | Natural Gas, Distillate Fuel Oil |  |  |  | DLNB + H2O | [8 empty] | 0.5 | 0.03367 | 0.03367 | 0.03367 | 0.03367 | [11 empty] | Florida Power & Light Co | 100 | NextEra Energy Inc | 100 | Regulated
Fort Myers | 612_G_GT1 | 612 | G | GT1 |  | Combustion Turbine |  | FRCC | Florida | 12 | Lee | 71 | 12071 | 54 | 11565 | 1974 | 9999 |  |  | N | Distillate Fuel Oil | [13 empty] | 0.33168 | 0.33168 | 0.33168 | 0.33168 | [11 empty] | Florida Power & Light Co | 100 | NextEra Energy Inc | 100 | Regulated
Fort Myers | 612_G_PFM3C | 612 | G | PFM3C | 91055 | Combustion Turbine |  | FRCC | Florida | 12 | Lee | 71 | 12071 | 231 | 10969 | 2016 | 9999 |  |  | N | Natural Gas, Distillate Fuel Oil |  |  |  | DLNB + H2O | [9 empty] | 0.03088 | 0.03088 | 0.03088 | 0.03088 | [11 empty] | Florida Power & Light Co | 100 | NextEra Energy Inc | 100 | Regulated
Fort Myers | 612_G_PFM3D | 612 | G | PFM3D | 91054 | Combustion Turbine |  | FRCC | Florida | 12 | Lee | 71 | 12071 | 231 | 10969 | 2016 | 9999 |  |  | N | Natural Gas, Distillate Fuel Oil |  |  |  | DLNB + H2O | [9 empty] | 0.03012 | 0.03012 | 0.03012 | 0.03012 | [11 empty] | Florida Power & Light Co | 100 | NextEra Energy Inc | 100 | Regulated
Fort Myers | 612_G_ST1 | 612 | G | ST1 | 403 | Combined Cycle |  | FRCC | Florida | 12 | Lee | 71 | 12071 | 155.8 | 7225 | 1958 | 9999 |  |  | N | Natural Gas |  |  |  | DLNB | [8 empty] | 0.5 | 0.02721 | 0.02721 | 0.02721 | 0.02721 | [11 empty] | Florida Power & Light Co | 100 | NextEra Energy Inc | 100 | Regulated
Fort Myers | 612_G_ST2 | 612 | G | ST2 | 406 | Combined Cycle |  | FRCC | Florida | 12 | Lee | 71 | 12071 | 459.2 | 7225 | 1969 | 9999 |  |  | N | Natural Gas |  |  |  | DLNB | [8 empty] | 0.5 | 0.02721 | 0.02721 | 0.02721 | 0.02721 | [11 empty] | Florida Power & Light Co | 100 | NextEra Energy Inc | 100 | Regulated
Whitehorn | 6120_G_2 | 6120 | G | 2 |  | Combustion Turbine |  | WECC_PNW | Washington | 53 | Whatcom | 73 | 53073 | 67 | 25000 | 1981 | 9999 |  |  | N | Natural Gas, Distillate Fuel Oil | [12 empty] | 2.63 | 0.32698 | 0.32698 | 0.32698 | 0.32698 | [11 empty] | Puget Sound Energy Inc | 100 | Puget Energy Inc | 100 | Regulated
Whitehorn | 6120_G_3 | 6120 | G | 3 |  | Combustion Turbine |  | WECC_PNW | Washington | 53 | Whatcom | 73 | 53073 | 67 | 24565 | 1981 | 9999 |  |  | N | Natural Gas, Distillate Fuel Oil | [12 empty] | 2.63 | 0.31384 | 0.31384 | 0.31384 | 0.31384 | [11 empty] | Puget Sound Energy Inc | 100 | Puget Energy Inc | 100 | Regulated
OR Solar 2, LLC | 61200_G_ORSR2 | 61200 | G | ORSR2 |  | Solar PV |  | WECC_PNW | Oregon | 41 | Jackson | 29 | 41029 | 10 | 0 | 2020 | 9999 |  |  | N | Solar | [13 empty] | 0 | 0 | 0 | 0 | [11 empty] | OR Solar 2, LLC | 100 | OR Solar 2, LLC | 100 | Non-regulated
OR Solar 3, LLC | 61201_G_ORSR3 | 61201 | G | ORSR3 |  | Solar PV |  | WECC_PNW | Oregon | 41 | Klamath | 35 | 41035 | 10 | 0 | 2017 | 9999 |  |  | N | Solar | [13 empty] | 0 | 0 | 0 | 0 | [11 empty] | Origis Energy USA Inc | 100 | Origis Energy | 100 | Non-regulated
Mount Signal Solar Farm V | 61202_G_MTSG3 | 61202 | G | MTSG3 |  | Solar PV |  | WECC_IID | California | 6 | Imperial | 25 | 06025 | 252.3 | 0 | 2018 | 9999 |  |  | N | Solar | [13 empty] | 0 | 0 | 0 | 0 | [11 empty] | 8 Minute Solar Energy | 100 | 8 Minute Solar Energy | 100 | Non-regulated
Lahr 1, LLC | 61203_G_PV1 | 61203 | G | PV1 |  | Solar PV |  | MIS_MNWI | Minnesota | 27 | Stearns | 145 | 27145 | 5 | 0 | 2018 | 9999 |  |  | N | Solar | [13 empty] | 0 | 0 | 0 | 0 | [11 empty] | SoCore Energy LLC | 100 | SoCore Energy | 100 | Non-regulated
AES ES ALAMITOS, LLC | 61204_G_ALMTS | 61204 | G | ALMTS |  | Energy Storage |  | WEC_LADW | California | 6 | Los Angeles | 37 | 06037 | 100 | 0 | 2021 | 9999 |  |  | N | Energy Storage | [13 empty] | 0 | 0 | 0 | 0 | [11 empty] | AES ES Alamitos, LLC | 100 | AES ES Alamitos, LLC | 100 | Non-regulated
Bandera Electric Coop PV | 61205_G_PV1 | 61205 | G | PV1 |  | Solar PV |  | ERC_REST | Texas | 48 | Real | 385 | 48385 | 1.5 | 0 | 2017 | 9999 |  |  | N | Solar | [13 empty] | 0 | 0 | 0 | 0 | [11 empty] | SoCore Bandera LLC | 100 | SoCore Energy | 100 | Non-regulated
Onyx - Allen Harim | 61206_G_10021 | 61206 | G | 10021 |  | Solar PV |  | PJM_EMAC | Delaware | 10 | Sussex | 5 | 10005 | 1.2 | 0 | 2017 | 9999 |  |  | N | Solar | [13 empty] | 0 | 0 | 0 | 0 | [11 empty] | Janus Solar Fund LP | 100 | Onyx Renewable Partners LP | 100 | Non-regulated
Green Island Hydroelectric Station | 61207_G_UNIT1 | 61207 | G | UNIT1 |  | Hydro |  | NY_Z_F | New York | 36 | Albany | 1 | 36001 | 1.5 | 0 | 1922 | 9999 |  |  | N | Hydro | [13 empty] | 0 | 0 | 0 | 0 | [11 empty] | Green Island Power Authority | 100 | Green Island NY (Village of) | 100 | Non-regulated
Green Island Hydroelectric Station | 61207_G_UNIT2 | 61207 | G | UNIT2 |  | Hydro |  | NY_Z_F | New York | 36 | Albany | 1 | 36001 | 1.5 | 0 | 1922 | 9999 |  |  | N | Hydro | [13 empty] | 0 | 0 | 0 | 0 | [11 empty] | Green Island Power Authority | 100 | Green Island NY (Village of) | 100 | Non-regulated
Green Island Hydroelectric Station | 61207_G_UNIT3 | 61207 | G | UNIT3 |  | Hydro |  | NY_Z_F | New York | 36 | Albany | 1 | 36001 | 1.5 | 0 | 1922 | 9999 |  |  | N | Hydro | [13 empty] | 0 | 0 | 0 | 0 | [11 empty] | Green Island Power Authority | 100 | Green Island NY (Village of) | 100 | Non-regulated
Green Island Hydroelectric Station | 61207_G_UNIT4 | 61207 | G | UNIT4 |  | Hydro |  | NY_Z_F | New York | 36 | Albany | 1 | 36001 | 1.5 | 0 | 1922 | 9999 |  |  | N | Hydro | [13 empty] | 0 | 0 | 0 | 0 | [11 empty] | Green Island Power Authority | 100 | Green Island NY (Village of) | 100 | Non-regulated
Gulfport Naval Base CSG PV System | 61208_G_PV1 | 61208 | G | PV1 |  | Solar PV |  | S_SOU | Mississippi | 28 | Harrison | 47 | 28047 | 3.5 | 0 | 2017 | 9999 |  |  | N | Solar | [13 empty] | 0 | 0 | 0 | 0 | [11 empty] | WGL Energy Systems Inc | 100 | WGL Holdings Inc | 100 | Non-regulated
Sacramento Regional County Sanitation PV | 61209_G_PV1 | 61209 | G | PV1 |  | Solar PV |  | WEC_BANC | California | 6 | Sacramento | 67 | 06067 | 3.5 | 0 | 2017 | 9999 |  |  | N | Solar | [13 empty] | 0 | 0 | 0 | 0 | [11 empty] | Tesla Inc | 100 | Tesla Inc | 100 | Non-regulated
Finger Lakes Solar I | 61210_G_FLS1 | 61210 | G | FLS1 |  | Solar PV |  | NY_Z_C&E | New York | 36 | Ontario | 69 | 36069 | 2 | 0 | 2016 | 9999 |  |  | N | Solar | [13 empty] | 0 | 0 | 0 | 0 | [11 empty] | Finger Lakes Solar I LLC | 100 | Greenwood Energy | 100 | Non-regulated
IKEA Memphis 508 | 61211_G_PV | 61211 | G | PV |  | Solar PV |  | S_C_TVA | Tennessee | 47 | Shelby | 157 | 47157 | 1.1 | 0 | 2016 | 9999 |  |  | N | Solar | [13 empty] | 0 | 0 | 0 | 0 | [11 empty] | IKEA Group | 100 | Ikea Systems BV | 100 | Non-regulated
Flat Top Wind I | 61212_G_FTWI | 61212 | G | FTWI |  | Onshore Wind |  | ERC_REST | Texas | 48 | Mills | 333 | 48333 | 200 | 0 | 2018 | 9999 |  |  | N | Wind | [13 empty] | 0 | 0 | 0 | 0 | [11 empty] | Flat Top Wind I LLC | 100 | Innergex Renewable Energy Inc | 100 | Non-regulated
Green Beanworks C PV | 61215_G_GBWXC | 61215 | G | GBWXC |  | Solar PV |  | WEC_LADW | California | 6 | Los Angeles | 37 | 06037 | 3 | 0 | 2018 | 9999 |  |  | N | Solar | [13 empty] | 0 | 0 | 0 | 0 | [11 empty] | Green Beanworks C LLC | 100 | AES Corp (The) | 100 | Non-regulated
Green Beanworks D PV | 61216_G_GBWXD | 61216 | G | GBWXD |  | Solar PV |  | WEC_LADW | California | 6 | Los Angeles | 37 | 06037 | 3 | 0 | 2018 | 9999 |  |  | N | Solar | [13 empty] | 0 | 0 | 0 | 0 | [11 empty] | Green Beanworks D LLC | 100 | AES Corp (The) | 100 | Non-regulated
Head of U Canal Hydro Project | 61217_G_HY1 | 61217 | G | HY1 |  | Hydro |  | WECC_ID | Idaho | 16 | Jerome | 53 | 16053 | 1.2 | 0 | 2015 | 9999 |  |  | N | Hydro | [13 empty] | 0 | 0 | 0 | 0 | [11 empty] | North Side Energy Co | 100 | North Side Canal Co | 100 | Non-regulated
Broadridge Solar, LLC | 61218_G_BROAD | 61218 | G | BROAD |  | Solar PV |  | S_VACA | North Carolina | 37 | Robeson | 155 | 37155 | 5 | 0 | 2017 | 9999 |  |  | N | Solar | [13 empty] | 0 | 0 | 0 | 0 | [11 empty] | Broadridge Solar LLC | 100 | Cypress Creek Holdings LLC | 100 | Non-regulated
Kelly Solar, LLC | 61219_G_KELLY | 61219 | G | KELLY |  | Solar PV |  | S_VACA | North Carolina | 37 | Vance | 181 | 37181 | 5 | 0 | 2018 | 9999 |  |  | N | Solar | [13 empty] | 0 | 0 | 0 | 0 | [11 empty] | Kelly Solar LLC | 100 | Cypress Creek Holdings LLC | 100 | Non-regulated
R E Ginna Nuclear Power Plant | 6122_G_1 | 6122 | G | 1 |  | Nuclear |  | NY_Z_B | New York | 36 | Wayne | 117 | 36117 | 580.2 | 10456 | 1970 | 9999 |  |  | N | Nuclear Fuel | [13 empty] | 0 | 0 | 0 | 0 | [11 empty] | R E Ginna Nuclear Power Plant LLC | 100 | Exelon Corp | 100 | Non-regulated
Spencer Farm, LLC | 61220_G_1 | 61220 | G | 1 |  | Solar PV |  | S_VACA | North Carolina | 37 | Rowan | 159 | 37159 | 5 | 0 | 2017 | 9999 |  |  | N | Solar | [13 empty] | 0 | 0 | 0 | 0 | [11 empty] | Spencer Farm LLC | 100 | Spencer Farm LLC | 100 | Non-regulated
Redbed Plains Wind Farm | 61221_G_WT1 | 61221 | G | WT1 |  | Onshore Wind |  | SPP_WEST | Oklahoma | 40 | Grady | 51 | 40051 | 99.1 | 0 | 2017 | 9999 |  |  | N | Wind | [13 empty] | 0 | 0 | 0 | 0 | [11 empty] | Redbed Plains Wind Farm LLC | 100 | Connor Clark & Lunn Financial Group | 100 | Non-regulated
Golden Hills North Wind Energy Center | 61222_G_1 | 61222 | G | 1 |  | Onshore Wind |  | WEC_CALN | California | 6 | Alameda | 1 | 06001 | 46 | 0 | 2017 | 9999 |  |  | N | Wind | [13 empty] | 0 | 0 | 0 | 0 | [11 empty] | Golden Hills North Wind LLC | 100 | NextEra Energy Inc | 100 | Non-regulated
Chillicothe Solar Farm | 61223_G_CHSF1 | 61223 | G | CHSF1 |  | Solar PV |  | MIS_MO | Missouri | 29 | Livingston | 117 | 29117 | 2.5 | 0 | 2017 | 9999 |  |  | N | Solar | [13 empty] | 0 | 0 | 0 | 0 | [11 empty] | MCP Chillicothe LLC | 100 | MC Power Companies | 100 | Non-regulated
350 Clark Solar, NG, LLC | 61224_G_5400 | 61224 | G | 5400 |  | Solar PV |  | PJM_EMAC | New Jersey | 34 | Morris | 27 | 34027 | 1.8 | 0 | 2011 | 9999 |  |  | N | Solar | [13 empty] | 0 | 0 | 0 | 0 | [11 empty] | PSEG Hackettstown LLC | 100 | LS Power Group | 100 | Non-regulated
433 Purchase Solar NG, LLC | 61237_G_5402 | 61237 | G | 5402 |  | Solar PV |  | NENGREST | Massachusetts | 25 | Bristol | 5 | 25005 | 2.8 | 0 | 2012 | 9999 |  |  | N | Solar | [13 empty] | 0 | 0 | 0 | 0 | [11 empty] | 423 Purchase Solar NG LLC | 100 | 423 Purchase Solar NG LLC | 100 | Non-regulated
NY - Presbyt. Hospital - 525 E 68TH St | 61238_G_ANX1 | 61238 | G | ANX1 |  | Combustion Turbine | IC Engine | NY_Z_J | New York | 36 | New York | 61 | 36061 | 2.5 | 13469 | 2016 | 9999 |  |  | N | Distillate Fuel Oil | [13 empty] | 0.47113 | 0.47113 | 0.47113 | 0.47113 | [11 empty] | NY Presbyterian Hospital 525 E 68TH St | 100 | NY Presbyterian Hospital 525 E 68TH St | 100 | Non-regulated
NY - Presbyt. Hospital - 525 E 68TH St | 61238_G_ANX2 | 61238 | G | ANX2 |  | Combustion Turbine | IC Engine | NY_Z_J | New York | 36 | New York | 61 | 36061 | 2.5 | 13469 | 2016 | 9999 |  |  | N | Distillate Fuel Oil | [13 empty] | 0.47113 | 0.47113 | 0.47113 | 0.47113 | [11 empty] | NY Presbyterian Hospital 525 E 68TH St | 100 | NY Presbyterian Hospital 525 E 68TH St | 100 | Non-regulated
NY - Presbyt. Hospital - 525 E 68TH St | 61238_G_CGTB | 61238 | G | CGTB |  | Combustion Turbine |  | NY_Z_J | New York | 36 | New York | 61 | 36061 | 7.7 | 11971 | 2009 | 9999 |  |  | Y | Natural Gas | [13 empty] | 0.23894 | 0.0919 | 0.23894 | 0.0919 | [11 empty] | NY Presbyterian Hospital 525 E 68TH St | 100 | NY Presbyterian Hospital 525 E 68TH St | 100 | Non-regulated
NY - Presbyt. Hospital - 525 E 68TH St | 61238_G_DHK1 | 61238 | G | DHK1 |  | Combustion Turbine | IC Engine | NY_Z_J | New York | 36 | New York | 61 | 36061 | 1.5 | 9905 | 2017 | 9999 |  |  | N | Natural Gas, Distillate Fuel Oil | [13 empty] | 1.6498 | 1.6498 | 1.6498 | 1.6498 | [11 empty] | NY - PRESBYTERIAN HOSPITAL-525 E 68TH ST | 100 | NY - PRESBYTERIAN HOSPITAL-525 E 68TH ST | 100 | Non-regulated
NY - Presbyt. Hospital - 525 E 68TH St | 61238_G_DHK2 | 61238 | G | DHK2 |  | Combustion Turbine | IC Engine | NY_Z_J | New York | 36 | New York | 61 | 36061 | 1.5 | 9905 | 2017 | 9999 |  |  | N | Natural Gas, Distillate Fuel Oil | [13 empty] | 1.6498 | 1.6498 | 1.6498 | 1.6498 | [11 empty] | NY - PRESBYTERIAN HOSPITAL-525 E 68TH ST | 100 | NY - PRESBYTERIAN HOSPITAL-525 E 68TH ST | 100 | Non-regulated
NY - Presbyt. Hospital - 525 E 68TH St | 61238_G_DHK3 | 61238 | G | DHK3 |  | Combustion Turbine | IC Engine | NY_Z_J | New York | 36 | New York | 61 | 36061 | 1.5 | 9905 | 2017 | 9999 |  |  | N | Natural Gas, Distillate Fuel Oil | [13 empty] | 1.6498 | 1.6498 | 1.6498 | 1.6498 | [11 empty] | NY - PRESBYTERIAN HOSPITAL-525 E 68TH ST | 100 | NY - PRESBYTERIAN HOSPITAL-525 E 68TH ST | 100 | Non-regulated
NY - Presbyt. Hospital - 525 E 68TH St | 61238_G_GRB1 | 61238 | G | GRB1 |  | Combustion Turbine | IC Engine | NY_Z_J | New York | 36 | New York | 61 | 36061 | 1.4 | 13469 | 1997 | 9999 |  |  | N | Distillate Fuel Oil | [13 empty] | 0.47113 | 0.47113 | 0.47113 | 0.47113 | [11 empty] | NY Presbyterian Hospital 525 E 68TH St | 100 | NY Presbyterian Hospital 525 E 68TH St | 100 | Non-regulated
NY - Presbyt. Hospital - 525 E 68TH St | 61238_G_GRB2 | 61238 | G | GRB2 |  | Combustion Turbine | IC Engine | NY_Z_J | New York | 36 | New York | 61 | 36061 | 1.4 | 13469 | 1997 | 9999 |  |  | N | Distillate Fuel Oil | [13 empty] | 0.47113 | 0.47113 | 0.47113 | 0.47113 | [11 empty] | NY Presbyterian Hospital 525 E 68TH St | 100 | NY Presbyterian Hospital 525 E 68TH St | 100 | Non-regulated
NY - Presbyt. Hospital - 525 E 68TH St | 61238_G_GRB3 | 61238 | G | GRB3 |  | Combustion Turbine | IC Engine | NY_Z_J | New York | 36 | New York | 61 | 36061 | 1.4 | 13469 | 1997 | 9999 |  |  | N | Distillate Fuel Oil | [13 empty] | 0.47113 | 0.47113 | 0.47113 | 0.47113 | [11 empty] | NY Presbyterian Hospital 525 E 68TH St | 100 | NY Presbyterian Hospital 525 E 68TH St | 100 | Non-regulated
NY - Presbyt. Hospital - 525 E 68TH St | 61238_G_GRB4 | 61238 | G | GRB4 |  | Combustion Turbine | IC Engine | NY_Z_J | New York | 36 | New York | 61 | 36061 | 1.5 | 13469 | 2008 | 9999 |  |  | N | Distillate Fuel Oil | [13 empty] | 0.47113 | 0.47113 | 0.47113 | 0.47113 | [11 empty] | NY Presbyterian Hospital 525 E 68TH St | 100 | NY Presbyterian Hospital 525 E 68TH St | 100 | Non-regulated
McIntosh | 6124_G_CT1 | 6124 | G | CT1 | 2788 | Combustion Turbine |  | S_SOU | Georgia | 13 | Effingham | 103 | 13103 | 82.2 | 15980 | 1995 | 9999 |  |  | N | Natural Gas, Distillate Fuel Oil |  |  |  | H2O | [8 empty] | 0.052 | 0.76449 | 0.76449 | 0.76449 | 0.76449 | [11 empty] | Georgia Power Co | 100 | Southern Co | 100 | Regulated
McIntosh | 6124_G_CT2 | 6124 | G | CT2 | 2789 | Combustion Turbine |  | S_SOU | Georgia | 13 | Effingham | 103 | 13103 | 82.2 | 15981 | 1995 | 9999 |  |  | N | Natural Gas, Distillate Fuel Oil |  |  |  | H2O | [8 empty] | 0.052 | 0.74997 | 0.74997 | 0.74997 | 0.74997 | [11 empty] | Georgia Power Co | 100 | Southern Co | 100 | Regulated
McIntosh | 6124_G_CT3 | 6124 | G | CT3 | 2790 | Combustion Turbine |  | S_SOU | Georgia | 13 | Effingham | 103 | 13103 | 82.2 | 15981 | 1994 | 9999 |  |  | N | Natural Gas, Distillate Fuel Oil |  |  |  | H2O | [8 empty] | 0.052 | 0.80134 | 0.80134 | 0.80134 | 0.80134 | [11 empty] | Georgia Power Co | 100 | Southern Co | 100 | Regulated
McIntosh | 6124_G_CT4 | 6124 | G | CT4 | 2791 | Combustion Turbine |  | S_SOU | Georgia | 13 | Effingham | 103 | 13103 | 82.2 | 15981 | 1994 | 9999 |  |  | N | Natural Gas, Distillate Fuel Oil |  |  |  | H2O | [8 empty] | 0.052 | 0.73383 | 0.73383 | 0.73383 | 0.73383 | [11 empty] | Georgia Power Co | 100 | Southern Co | 100 | Regulated
McIntosh | 6124_G_CT5 | 6124 | G | CT5 | 2792 | Combustion Turbine |  | S_SOU | Georgia | 13 | Effingham | 103 | 13103 | 82.2 | 15981 | 1994 | 9999 |  |  | N | Natural Gas, Distillate Fuel Oil |  |  |  | H2O | [8 empty] | 0.052 | 0.73315 | 0.73315 | 0.73315 | 0.73315 | [11 empty] | Georgia Power Co | 100 | Southern Co | 100 | Regulated
McIntosh | 6124_G_CT6 | 6124 | G | CT6 | 2793 | Combustion Turbine |  | S_SOU | Georgia | 13 | Effingham | 103 | 13103 | 82.2 | 15981 | 1994 | 9999 |  |  | N | Natural Gas, Distillate Fuel Oil |  |  |  | H2O | [8 empty] | 0.052 | 0.74358 | 0.74358 | 0.74358 | 0.74358 | [11 empty] | Georgia Power Co | 100 | Southern Co | 100 | Regulated
McIntosh | 6124_G_CT7 | 6124 | G | CT7 | 2794 | Combustion Turbine |  | S_SOU | Georgia | 13 | Effingham | 103 | 13103 | 82.2 | 15981 | 1994 | 9999 |  |  | N | Natural Gas, Distillate Fuel Oil |  |  |  | H2O | [8 empty] | 0.052 | 0.76243 | 0.76243 | 0.76243 | 0.76243 | [11 empty] | Georgia Power Co | 100 | Southern Co | 100 | Regulated
McIntosh | 6124_G_CT8 | 6124 | G | CT8 | 2795 | Combustion Turbine |  | S_SOU | Georgia | 13 | Effingham | 103 | 13103 | 82.2 | 15981 | 1994 | 9999 |  |  | N | Natural Gas, Distillate Fuel Oil |  |  |  | H2O | [8 empty] | 0.052 | 0.79614 | 0.79614 | 0.79614 | 0.79614 | [11 empty] | Georgia Power Co | 100 | Southern Co | 100 | Regulated
Tres City Power LLC | 61241_G_VC-1 | 61241 | G | VC-1 |  | Combustion Turbine |  | ERC_REST | Texas | 48 | Victoria | 469 | 48469 | 43 | 10745 | 2020 | 9999 |  |  | N | Natural Gas |  |  |  | NH3 | SCR | [8 empty] | 0.011 | 0.011 | 0.011 | 0.011 | [11 empty] | Victoria City Power LLC | 100 | Castleman Power Development LLC | 100 | Non-regulated
Tres City Power LLC | 61241_G_VC-2 | 61241 | G | VC-2 |  | Combustion Turbine |  | ERC_REST | Texas | 48 | Victoria | 469 | 48469 | 43 | 10745 | 2020 | 9999 |  |  | N | Natural Gas |  |  |  | NH3 | SCR | [8 empty] | 0.011 | 0.011 | 0.011 | 0.011 | [11 empty] | Victoria City Power LLC | 100 | Castleman Power Development LLC | 100 | Non-regulated
Tres Port Power, LLC | 61242_G_VP-1 | 61242 | G | VP-1 | 91228 | Combustion Turbine |  | ERC_REST | Texas | 48 | Victoria | 469 | 48469 | 50 | 10745 | 2019 | 9999 |  |  | N | Natural Gas |  |  |  | NH3 | SCR | [8 empty] | 0.2596 | 0.2596 | 0.2596 | 0.2596 | [11 empty] | Victoria Port Power LLC | 100 | Castleman Power Development LLC | 100 | Non-regulated
Tres Port Power, LLC | 61242_G_VP-2 | 61242 | G | VP-2 | 91229 | Combustion Turbine |  | ERC_REST | Texas | 48 | Victoria | 469 | 48469 | 50 | 10745 | 2019 | 9999 |  |  | N | Natural Gas |  |  |  | NH3 | SCR | [8 empty] | 0.1049 | 0.1049 | 0.1049 | 0.1049 | [11 empty] | Victoria Port Power LLC | 100 | Castleman Power Development LLC | 100 | Non-regulated
Old Wardour Solar | 61243_G_5406 | 61243 | G | 5406 |  | Solar PV |  | NENGREST | Massachusetts | 25 | Worcester | 27 | 25027 | 4.3 | 0 | 2016 | 9999 |  |  | N | Solar | [13 empty] | 0 | 0 | 0 | 0 | [11 empty] | Old Wardour Holdings LLC | 100 | Brett Chapman | 100 | Non-regulated
Shuman Solar | 61244_G_5404 | 61244 | G | 5404 |  | Solar PV |  | NENGREST | Massachusetts | 25 | Norfolk | 21 | 25021 | 2.2 | 0 | 2016 | 9999 |  |  | N | Solar | [13 empty] | 0 | 0 | 0 | 0 | [11 empty] | Nugen Capital Management | 100 | Nugen Capital Management LLC | 100 | Non-regulated
Vuelta Solar | 61245_G_5405 | 61245 | G | 5405 |  | Solar PV |  | NENGREST | Massachusetts | 25 | Worcester | 27 | 25027 | 4.7 | 0 | 2016 | 9999 |  |  | N | Solar | [13 empty] | 0 | 0 | 0 | 0 | [11 empty] | Nugen Capital Management | 100 | Nugen Capital Management LLC | 100 | Non-regulated
ACE-Stanton PV | 61246_G_ASLF1 | 61246 | G | ASLF1 |  | Solar PV |  | FRCC | Florida | 12 | Orange | 95 | 12095 | 4.8 | 0 | 2017 | 9999 |  |  | N | Solar | [13 empty] | 0 | 0 | 0 | 0 | [11 empty] | ACE Stanton A LLC | 100 | Greenwood Energy | 100 | Non-regulated
ACE-Stanton A PV | 61247_G_ASA1 | 61247 | G | ASA1 |  | Solar PV |  | FRCC | Florida | 12 | Orange | 95 | 12095 | 4.1 | 0 | 2017 | 9999 |  |  | N | Solar | [13 empty] | 0 | 0 | 0 | 0 | [11 empty] | ACE Stanton A LLC | 100 | Greenwood Energy | 100 | Non-regulated
Glopak Solar PV Power Plant | 61248_G_INV1R | 61248 | G | INV1R |  | Solar PV |  | PJM_EMAC | New Jersey | 34 | Middlesex | 23 | 34023 | 0.5 | 0 | 2011 | 9999 |  |  | N | Solar | [13 empty] | 0 | 0 | 0 | 0 | [11 empty] | Glopack Corp | 100 | Glopack Corp | 100 | Non-regulated
Glopak Solar PV Power Plant | 61248_G_INV2G | 61248 | G | INV2G |  | Solar PV |  | PJM_EMAC | New Jersey | 34 | Middlesex | 23 | 34023 | 0.5 | 0 | 2012 | 9999 |  |  | N | Solar | [13 empty] | 0 | 0 | 0 | 0 | [11 empty] | Glopack Corp | 100 | Glopack Corp | 100 | Non-regulated
Westmont 300A | 61249_G_W5531 | 61249 | G | W5531 |  | Solar PV |  | WEC_LADW | California | 6 | Los Angeles | 37 | 06037 | 2.9 | 0 | 2017 | 9999 |  |  | N | Solar | [13 empty] | 0 | 0 | 0 | 0 | [11 empty] | TGC Westmont Holdings LLC | 100 | True Green Capital Management LLC | 100 | Non-regulated
Shrewsbury | 6125_G_1 | 6125 | G | 1 |  | Combustion Turbine | IC Engine | NENGREST | Massachusetts | 25 | Worcester | 27 | 25027 | 2.8 | 18506 | 1969 | 9999 |  |  | N | Distillate Fuel Oil | [12 empty] | 0.789 | 4.4459 | 4.4459 | 4.4459 | 4.4459 | [11 empty] | Shrewsbury Electric Lighting Plant | 100 | Shrewsbury Electric Lighting Plant | 100 | Regulated
Shrewsbury | 6125_G_2 | 6125 | G | 2 |  | Combustion Turbine | IC Engine | NENGREST | Massachusetts | 25 | Worcester | 27 | 25027 | 2.8 | 18500 | 1969 | 9999 |  |  | N | Distillate Fuel Oil | [12 empty] | 0.789 | 4.3145 | 4.3145 | 4.3145 | 4.3145 | [11 empty] | Shrewsbury Electric Lighting Plant | 100 | Shrewsbury Electric Lighting Plant | 100 | Regulated
Shrewsbury | 6125_G_3 | 6125 | G | 3 |  | Combustion Turbine | IC Engine | NENGREST | Massachusetts | 25 | Worcester | 27 | 25027 | 2.8 | 18500 | 1975 | 9999 |  |  | N | Distillate Fuel Oil | [12 empty] | 0.789 | 3.4866 | 3.4866 | 3.4866 | 3.4866 | [11 empty] | Shrewsbury Electric Lighting Plant | 100 | Shrewsbury Electric Lighting Plant | 100 | Regulated
Shrewsbury | 6125_G_4 | 6125 | G | 4 |  | Combustion Turbine | IC Engine | NENGREST | Massachusetts | 25 | Worcester | 27 | 25027 | 2.8 | 18500 | 1975 | 9999 |  |  | N | Distillate Fuel Oil | [12 empty] | 0.789 | 4.4388 | 4.4388 | 4.4388 | 4.4388 | [11 empty] | Shrewsbury Electric Lighting Plant | 100 | Shrewsbury Electric Lighting Plant | 100 | Regulated
Shrewsbury | 6125_G_5 | 6125 | G | 5 |  | Combustion Turbine | IC Engine | NENGREST | Massachusetts | 25 | Worcester | 27 | 25027 | 2.8 | 18500 | 1978 | 9999 |  |  | N | Distillate Fuel Oil | [12 empty] | 0.789 | 4.4337 | 4.4337 | 4.4337 | 4.4337 | [11 empty] | Shrewsbury Electric Lighting Plant | 100 | Shrewsbury Electric Lighting Plant | 100 | Regulated
USPS PV | 61250_G_USPS1 | 61250 | G | USPS1 |  | Solar PV |  | WEC_LADW | California | 6 | Los Angeles | 37 | 06037 | 7.4 | 0 | 2017 | 9999 |  |  | N | Solar | [13 empty] | 0 | 0 | 0 | 0 | [11 empty] | TGC LADWP LLC | 100 | True Green Capital Management LLC | 100 | Regulated
Haywood Farm Solar, LLC | 61255_G_HAY02 | 61255 | G | HAY02 |  | Solar PV |  | S_VACA | North Carolina | 37 | Montgomery | 123 | 37123 | 4.9 | 0 | 2017 | 9999 |  |  | N | Solar | [13 empty] | 0 | 0 | 0 | 0 | [11 empty] | Carolina Solar Energy II LLC | 100 | Carolina Solar Energy | 100 | Non-regulated
Hood Farm Solar, LLC | 61256_G_HOF05 | 61256 | G | HOF05 |  | Solar PV |  | S_VACA | North Carolina | 37 | Jones | 103 | 37103 | 4.9 | 0 | 2017 | 9999 |  |  | N | Solar | [13 empty] | 0 | 0 | 0 | 0 | [11 empty] | Hood Farm Solar LLC | 100 | Cypress Creek Holdings LLC | 100 | Non-regulated
ZV Solar 2, LLC | 61257_G_ZV204 | 61257 | G | ZV204 |  | Solar PV |  | S_VACA | North Carolina | 37 | Robeson | 155 | 37155 | 4.9 | 0 | 2017 | 9999 |  |  | N | Solar | [13 empty] | 0 | 0 | 0 | 0 | [11 empty] | ZV Solar 2 LLC | 100 | Capital Dynamics | 100 | Non-regulated
Innovative Solar 35, LLC | 61258_G_ISS35 | 61258 | G | ISS35 |  | Solar PV |  | S_VACA | North Carolina | 37 | Duplin | 61 | 37061 | 1.9 | 0 | 2017 | 9999 |  |  | N | Solar | [13 empty] | 0 | 0 | 0 | 0 | [11 empty] | Innovative Solar 35 LLC | 100 | Innovative Solar Systems LLC | 100 | Non-regulated
Innovative Solar 59, LLC | 61259_G_ISS59 | 61259 | G | ISS59 |  | Solar PV |  | S_VACA | North Carolina | 37 | Nash | 127 | 37127 | 1.9 | 0 | 2017 | 9999 |  |  | N | Solar | [13 empty] | 0 | 0 | 0 | 0 | [11 empty] | Innovative Solar Systems LLC | 100 | Innovative Solar Systems LLC | 100 | Non-regulated
Fairfield Pumped Storage | 6126_G_1 | 6126 | G | 1 |  | Pumped Storage |  | S_VACA | South Carolina | 45 | Fairfield | 39 | 45039 | 72 | 0 | 1978 | 9999 |  |  | N | Pumped Storage | [13 empty] | 0 | 0 | 0 | 0 | [11 empty] | Dominion Energy South Carolina | 100 | Dominion Energy Inc | 100 | Regulated
Fairfield Pumped Storage | 6126_G_2 | 6126 | G | 2 |  | Pumped Storage |  | S_VACA | South Carolina | 45 | Fairfield | 39 | 45039 | 72 | 0 | 1978 | 9999 |  |  | N | Pumped Storage | [13 empty] | 0 | 0 | 0 | 0 | [11 empty] | Dominion Energy South Carolina | 100 | Dominion Energy Inc | 100 | Regulated
Fairfield Pumped Storage | 6126_G_3 | 6126 | G | 3 |  | Pumped Storage |  | S_VACA | South Carolina | 45 | Fairfield | 39 | 45039 | 72 | 0 | 1978 | 9999 |  |  | N | Pumped Storage | [13 empty] | 0 | 0 | 0 | 0 | [11 empty] | Dominion Energy South Carolina | 100 | Dominion Energy Inc | 100 | Regulated
Fairfield Pumped Storage | 6126_G_4 | 6126 | G | 4 |  | Pumped Storage |  | S_VACA | South Carolina | 45 | Fairfield | 39 | 45039 | 72 | 0 | 1978 | 9999 |  |  | N | Pumped Storage | [13 empty] | 0 | 0 | 0 | 0 | [11 empty] | Dominion Energy South Carolina | 100 | Dominion Energy Inc | 100 | Regulated
Fairfield Pumped Storage | 6126_G_5 | 6126 | G | 5 |  | Pumped Storage |  | S_VACA | South Carolina | 45 | Fairfield | 39 | 45039 | 72 | 0 | 1978 | 9999 |  |  | N | Pumped Storage | [13 empty] | 0 | 0 | 0 | 0 | [11 empty] | Dominion Energy South Carolina | 100 | Dominion Energy Inc | 100 | Regulated
Fairfield Pumped Storage | 6126_G_6 | 6126 | G | 6 |  | Pumped Storage |  | S_VACA | South Carolina | 45 | Fairfield | 39 | 45039 | 72 | 0 | 1978 | 9999 |  |  | N | Pumped Storage | [13 empty] | 0 | 0 | 0 | 0 | [11 empty] | Dominion Energy South Carolina | 100 | Dominion Energy Inc | 100 | Regulated
Fairfield Pumped Storage | 6126_G_7 | 6126 | G | 7 |  | Pumped Storage |  | S_VACA | South Carolina | 45 | Fairfield | 39 | 45039 | 72 | 0 | 1978 | 9999 |  |  | N | Pumped Storage | [13 empty] | 0 | 0 | 0 | 0 | [11 empty] | Dominion Energy South Carolina | 100 | Dominion Energy Inc | 100 | Regulated
Fairfield Pumped Storage | 6126_G_8 | 6126 | G | 8 |  | Pumped Storage |  | S_VACA | South Carolina | 45 | Fairfield | 39 | 45039 | 72 | 0 | 1978 | 9999 |  |  | N | Pumped Storage | [13 empty] | 0 | 0 | 0 | 0 | [11 empty] | Dominion Energy South Carolina | 100 | Dominion Energy Inc | 100 | Regulated
Innovative Solar 60, LLC | 61260_G_ISS60 | 61260 | G | ISS60 |  | Solar PV |  | S_VACA | North Carolina | 37 | Nash | 127 | 37127 | 1.9 | 0 | 2017 | 9999 |  |  | N | Solar | [13 empty] | 0 | 0 | 0 | 0 | [11 empty] | Innovative Solar Systems LLC | 100 | Innovative Solar Systems LLC | 100 | Non-regulated
Rock Falls Wind Farm LLC | 61261_G_RF1 | 61261 | G | RF1 |  | Onshore Wind |  | SPP_WEST | Oklahoma | 40 | Kay | 71 | 40071 | 154.5 | 0 | 2017 | 9999 |  |  | N | Wind | [13 empty] | 0 | 0 | 0 | 0 | [11 empty] | Rock Falls Wind Farm LLC | 100 | EDF Group | 100 | Non-regulated
Stuttgart Solar | 61262_G_STGRT | 61262 | G | STGRT |  | Solar PV |  | MIS_AR | Arkansas | 5 | Arkansas | 1 | 05001 | 81 | 0 | 2018 | 9999 |  |  | N | Solar | [13 empty] | 0 | 0 | 0 | 0 | [11 empty] | Stuttgart Solar LLC | 100 | Entergy Corp | 100 | Non-regulated
Wolf Run Energy | 61263_G_GEN1 | 61263 | G | GEN1 |  | Combustion Turbine | IC Engine | PJM_PENE | Pennsylvania | 42 | Bradford | 15 | 42015 | 4.4 | 10745 | 2019 | 9999 |  |  | N | Natural Gas | [13 empty] | 1.2934 | 1.2934 | 1.2934 | 1.2934 | [11 empty] | Wolf Run Energy LLC | 100 | Iron Mountain Generation LLC | 100 | Non-regulated
Wolf Run Energy | 61263_G_GEN2 | 61263 | G | GEN2 |  | Combustion Turbine | IC Engine | PJM_PENE | Pennsylvania | 42 | Bradford | 15 | 42015 | 4.4 | 10745 | 2019 | 9999 |  |  | N | Natural Gas | [13 empty] | 1.2934 | 1.2934 | 1.2934 | 1.2934 | [11 empty] | Wolf Run Energy LLC | 100 | Iron Mountain Generation LLC | 100 | Non-regulated
Wolf Run Energy | 61263_G_GEN3 | 61263 | G | GEN3 |  | Combustion Turbine | IC Engine | PJM_PENE | Pennsylvania | 42 | Bradford | 15 | 42015 | 4.4 | 10745 | 2019 | 9999 |  |  | N | Natural Gas | [13 empty] | 1.2934 | 1.2934 | 1.2934 | 1.2934 | [11 empty] | Wolf Run Energy LLC | 100 | Iron Mountain Generation LLC | 100 | Non-regulated
Wolf Run Energy | 61263_G_GEN4 | 61263 | G | GEN4 |  | Combustion Turbine | IC Engine | PJM_PENE | Pennsylvania | 42 | Bradford | 15 | 42015 | 4.4 | 10745 | 2019 | 9999 |  |  | N | Natural Gas | [13 empty] | 1.061 | 1.061 | 1.061 | 1.061 | [11 empty] | Wolf Run Energy LLC | 100 | Iron Mountain Generation LLC | 100 | Non-regulated
Wolf Run Energy | 61263_G_GEN5 | 61263 | G | GEN5 |  | Combustion Turbine | IC Engine | PJM_PENE | Pennsylvania | 42 | Bradford | 15 | 42015 | 4.4 | 10745 | 2019 | 9999 |  |  | N | Natural Gas | [13 empty] | 1.061 | 1.061 | 1.061 | 1.061 | [11 empty] | Wolf Run Energy LLC | 100 | Iron Mountain Generation LLC | 100 | Non-regulated
Antelope Expansion 2 | 61264_G_ANTX2 | 61264 | G | ANTX2 |  | Solar PV |  | WEC_LADW | California | 6 | Los Angeles | 37 | 06037 | 105 | 0 | 2018 | 9999 |  |  | N | Solar | [13 empty] | 0 | 0 | 0 | 0 | [11 empty] | Antelope Expansion 2 LLC | 100 | Sustainable Power Group LLC | 100 | Non-regulated
Antelope DSR 3 | 61265_G_ADSR3 | 61265 | G | ADSR3 |  | Solar PV |  | WEC_LADW | California | 6 | Los Angeles | 37 | 06037 | 20 | 0 | 2019 | 9999 |  |  | N | Solar | [13 empty] | 0 | 0 | 0 | 0 | [11 empty] | Antelope DSR 3 LLC | 100 | Sustainable Power Group LLC | 100 | Non-regulated
Hurricane Creek Lift Station | 61267_G_HURR | 61267 | G | HURR |  | Combustion Turbine | IC Engine | MIS_INKY | Indiana | 18 | Johnson | 81 | 18081 | 2 | 10745 | 2004 | 9999 |  |  | N | Distillate Fuel Oil | [13 empty] | 1.6498 | 1.6498 | 1.6498 | 1.6498 | [11 empty] | Johnson County REMC | 100 | Johnson County REMC | 100 | Regulated
Kayenta Solar Project | 61268_G_PV1 | 61268 | G | PV1 |  | Solar PV |  | WECC_AZ | Arizona | 4 | Navajo | 17 | 04017 | 27.3 | 0 | 2017 | 9999 |  |  | N | Solar | [13 empty] | 0 | 0 | 0 | 0 | [11 empty] | NGI Kayenta II LLC | 100 | Navajo Tribal Utility Authority | 100 | Non-regulated
Kayenta Solar Project | 61268_G_PV2 | 61268 | G | PV2 |  | Solar PV |  | WECC_AZ | Arizona | 4 | Navajo | 17 | 04017 | 28 | 0 | 2019 | 9999 |  |  | N | Solar | [13 empty] | 0 | 0 | 0 | 0 | [11 empty] | NGI Kayenta II LLC | 100 | Navajo Tribal Utility Authority | 100 | Non-regulated
Thunder Ranch Wind Project | 61269_G_WT1 | 61269 | G | WT1 |  | Onshore Wind |  | SPP_WEST | Oklahoma | 40 | Noble | 103 | 40103 | 297.8 | 0 | 2018 | 9999 |  |  | N | Wind | [13 empty] | 0 | 0 | 0 | 0 | [11 empty] | Thunder Ranch Wind Project LLC | 100 | Enel SpA | 100 | Non-regulated
V C Summer | 6127_G_1 | 6127 | G | 1 |  | Nuclear |  | S_VACA | South Carolina | 45 | Fairfield | 39 | 45039 | 977.2 | 10456 | 1984 | 9999 |  |  | N | Nuclear Fuel | [13 empty] | 0 | 0 | 0 | 0 | [11 empty] | Dominion Energy South Carolina | 66.67 | Dominion Energy Inc | 66.67 | Regulated
Red Dirt Wind Project | 61270_G_RDDRT | 61270 | G | RDDRT |  | Onshore Wind |  | SPP_WEST | Oklahoma | 40 | Kingfisher | 73 | 40073 | 299.3 | 0 | 2018 | 9999 |  |  | N | Wind | [13 empty] | 0 | 0 | 0 | 0 | [11 empty] | Red Dirt Wind Project LLC | 100 | Enel SpA | 100 | Non-regulated
Biltmore Solar Fields | 61271_G_18950 | 61271 | G | 18950 |  | Solar PV |  | S_VACA | North Carolina | 37 | Buncombe | 21 | 37021 | 1.5 | 0 | 2012 | 9999 |  |  | N | Solar | [13 empty] | 0 | 0 | 0 | 0 | [11 empty] | Biltmore Energy Co | 50 | Biltmore Energy Co | 50 | Non-regulated
Gray Hawk Solar | 61272_G_GHS | 61272 | G | GHS |  | Solar PV |  | WECC_AZ | Arizona | 4 | Mohave | 15 | 04015 | 55 | 0 | 2018 | 9999 |  |  | N | Solar | [13 empty] | 0 | 0 | 0 | 0 | [11 empty] | Gray Hawk Solar LLC | 100 | Torch Clean Energy | 100 | Non-regulated
Wilson Solar Farm 1 | 61274_G_WISL1 | 61274 | G | WISL1 |  | Solar PV |  | S_VACA | North Carolina | 37 | Wilson | 195 | 37195 | 3.3 | 0 | 2017 | 9999 |  |  | N | Solar | [13 empty] | 0 | 0 | 0 | 0 | [11 empty] | Wilson Solar Farm 1 LLC | 100 | Gerrald F Guthmiller | 100 | Non-regulated
Wilson Solar Farm 2 | 61275_G_WILS2 | 61275 | G | WILS2 |  | Solar PV |  | S_VACA | North Carolina | 37 | Wilson | 195 | 37195 | 3.8 | 0 | 2017 | 9999 |  |  | N | Solar | [13 empty] | 0 | 0 | 0 | 0 | [11 empty] | Mount Olive I LLC | 100 | FLS Energy Inc | 100 | Non-regulated
Wilson Solar Farm 3 | 61276_G_WILS3 | 61276 | G | WILS3 |  | Solar PV |  | S_VACA | North Carolina | 37 | Wilson | 195 | 37195 | 9 | 0 | 2017 | 9999 |  |  | N | Solar | [13 empty] | 0 | 0 | 0 | 0 | [11 empty] | Wilson Solar Farm 3 LLC | 100 | GCL New Energy Holdings Limited | 100 | Non-regulated
Wilson Solar Farm 4 | 61277_G_WILS4 | 61277 | G | WILS4 |  | Solar PV |  | S_VACA | North Carolina | 37 | Wilson | 195 | 37195 | 9 | 0 | 2017 | 9999 |  |  | N | Solar | [13 empty] | 0 | 0 | 0 | 0 | [11 empty] | GCL New Energy Inc | 100 | GCL New Energy Holdings Limited | 100 | Non-regulated
Wilson Solar Farm 5 | 61278_G_WILS5 | 61278 | G | WILS5 |  | Solar PV |  | S_VACA | North Carolina | 37 | Wilson | 195 | 37195 | 9.5 | 0 | 2017 | 9999 |  |  | N | Solar | [13 empty] | 0 | 0 | 0 | 0 | [11 empty] | GCL New Energy Inc | 100 | GCL New Energy Holdings Limited | 100 | Non-regulated
Wilson Solar Farm 6 | 61279_G_WILS6 | 61279 | G | WILS6 |  | Solar PV |  | S_VACA | North Carolina | 37 | Wilson | 195 | 37195 | 9.7 | 0 | 2017 | 9999 |  |  | N | Solar | [13 empty] | 0 | 0 | 0 | 0 | [11 empty] | GCL New Energy Inc | 100 | GCL New Energy Holdings Limited | 100 | Non-regulated
Amistad Dam & Power | 6128_G_1 | 6128 | G | 1 |  | Hydro |  | ERC_REST | Texas | 48 | Val Verde | 465 | 48465 | 29 | 0 | 1983 | 9999 |  |  | N | Hydro | [13 empty] | 0 | 0 | 0 | 0 | [11 empty] | International Boundary & Water Commission | 100 | Intl Boundary & Water Commission | 100 | Regulated
Amistad Dam & Power | 6128_G_2 | 6128 | G | 2 |  | Hydro |  | ERC_REST | Texas | 48 | Val Verde | 465 | 48465 | 29 | 0 | 1983 | 9999 |  |  | N | Hydro | [13 empty] | 0 | 0 | 0 | 0 | [11 empty] | International Boundary & Water Commission | 100 | Intl Boundary & Water Commission | 100 | Regulated
Wilson Solar Farm 7 | 61280_G_WILS7 | 61280 | G | WILS7 |  | Solar PV |  | S_VACA | North Carolina | 37 | Wilson | 195 | 37195 | 9.2 | 0 | 2017 | 9999 |  |  | N | Solar | [13 empty] | 0 | 0 | 0 | 0 | [11 empty] | Carlos A Gonzalez Mateo | 50 | Carlos A Gonzalez Mateo | 50 | Non-regulated
Bear Creek Solar Center | 61281_G_BCRSC | 61281 | G | BCRSC |  | Solar PV |  | WECC_PNW | Oregon | 41 | Deschutes | 17 | 41017 | 10 | 0 | 2018 | 9999 |  |  | N | Solar | [13 empty] | 0 | 0 | 0 | 0 | [11 empty] | Bear Creek Solar Center LLC | 100 | Heliosage Energy LLC | 100 | Non-regulated
APG Combined Heat and Power Plant | 61282_G_GEN1 | 61282 | G | GEN1 |  | Combustion Turbine |  | PJM_EMAC | Maryland | 24 | Harford | 25 | 24025 | 6.2 | 11844 | 2016 | 9999 |  |  | Y | Natural Gas | [13 empty] | 0.011 | 0.011 | 0.011 | 0.011 | [11 empty] | United States Army | 100 | United States Army | 100 | Non-regulated
Bladenboro Solar, LLC | 61283_G_GEN1 | 61283 | G | GEN1 |  | Solar PV |  | S_VACA | North Carolina | 37 | Bladen | 17 | 37017 | 4.8 | 0 | 2015 | 9999 |  |  | N | Solar | [13 empty] | 0 | 0 | 0 | 0 | [11 empty] | Bladenboro Solar LLC | 100 | Green State Power LLC | 100 | Non-regulated
Lux Solar, LLC | 61284_G_GEN1 | 61284 | G | GEN1 |  | Solar PV |  | S_VACA | North Carolina | 37 | Cleveland | 45 | 37045 | 2 | 0 | 2016 | 9999 |  |  | N | Solar | [13 empty] | 0 | 0 | 0 | 0 | [11 empty] | Brian Adams | 100 | Brian Adams | 100 | Non-regulated
Sun Farm V, LLC | 61287_G_SF5PV | 61287 | G | SF5PV |  | Solar PV |  | PJM_Dom | North Carolina | 37 | Perquimans | 143 | 37143 | 4.8 | 0 | 2018 | 9999 |  |  | N | Solar | [13 empty] | 0 | 0 | 0 | 0 | [11 empty] | Sun Farm V LLC | 100 | Greenbacker Renewable Energy Corp | 100 | Non-regulated
Roxboro Solar Farm, LLC | 61288_G_GEN1 | 61288 | G | GEN1 |  | Solar PV |  | S_VACA | North Carolina | 37 | Granville | 77 | 37077 | 5 | 0 | 2015 | 9999 |  |  | N | Solar | [13 empty] | 0 | 0 | 0 | 0 | [11 empty] | Roxboro Solar Farm LLC | 100 | Entropy Solar Integrators LLC | 100 | Non-regulated
River Bend Solar, LLC | 61289_G_RBSMT | 61289 | G | RBSMT |  | Solar PV |  | WECC_MT | Montana | 30 | Stillwater | 95 | 30095 | 2 | 0 | 2017 | 9999 |  |  | N | Solar | [13 empty] | 0 | 0 | 0 | 0 | [11 empty] | Cypress Creek Renewables LLC | 100 | Cypress Creek Holdings LLC | 100 | Non-regulated
South Mills Solar, LLC | 61290_G_SMSMT | 61290 | G | SMSMT |  | Solar PV |  | WECC_MT | Montana | 30 | Big Horn | 3 | 30003 | 3 | 0 | 2017 | 9999 |  |  | N | Solar | [13 empty] | 0 | 0 | 0 | 0 | [11 empty] | South Mills Solar 1 LLC | 100 | Cypress Creek Holdings LLC | 100 | Non-regulated
Green Meadow Solar, LLC | 61291_G_GMSMT | 61291 | G | GMSMT |  | Solar PV |  | WECC_MT | Montana | 30 | Lewis and Clark | 49 | 30049 | 3 | 0 | 2017 | 9999 |  |  | N | Solar | [13 empty] | 0 | 0 | 0 | 0 | [11 empty] | Green Meadow Solar LLC | 100 | Cypress Creek Holdings LLC | 100 | Non-regulated
Jackson Solar Farm | 61292_G_JAKSN | 61292 | G | JAKSN |  | Solar PV |  | S_VACA | North Carolina | 37 | Wilson | 195 | 37195 | 8.6 | 0 | 2017 | 9999 |  |  | N | Solar | [13 empty] | 0 | 0 | 0 | 0 | [11 empty] | Hive Energy Ltd | 50 | FLS Energy Inc | 50 | Non-regulated
Farley Road Community Solar | 61294_G_02419 | 61294 | G | 02419 |  | Solar PV |  | NENGREST | Massachusetts | 25 | Worcester | 27 | 25027 | 1.9 | 0 | 2017 | 9999 |  |  | N | Solar | [13 empty] | 0 | 0 | 0 | 0 | [11 empty] | Farley Road Solar LLC | 100 | Nexamp | 100 | Non-regulated
Belchertown Renewables Community Solar | 61295_G_02675 | 61295 | G | 02675 |  | Solar PV |  | NENGREST | Massachusetts | 25 | Hampshire | 15 | 25015 | 4 | 0 | 2018 | 9999 |  |  | N | Solar | [13 empty] | 0 | 0 | 0 | 0 | [11 empty] | Belchertown Renewables LLC | 100 | Belchertown Renewables LLC | 100 | Non-regulated
Theodore Drive Community Solar | 61296_G_02529 | 61296 | G | 02529 |  | Solar PV |  | NENGREST | Massachusetts | 25 | Worcester | 27 | 25027 | 1.5 | 0 | 2018 | 9999 |  |  | N | Solar | [13 empty] | 0 | 0 | 0 | 0 | [11 empty] | Theodore Drive Solar LLC | 100 | Theodore Drive Solar LLC | 100 | Non-regulated
Upton Community Solar | 61297_G_02567 | 61297 | G | 02567 |  | Solar PV |  | NENGREST | Massachusetts | 25 | Worcester | 27 | 25027 | 2 | 0 | 2017 | 9999 |  |  | N | Solar | [13 empty] | 0 | 0 | 0 | 0 | [11 empty] | Upton Solar LLC | 100 | Nexamp | 100 | Non-regulated
Pleasantdale Road Community Solar | 61298_G_02112 | 61298 | G | 02112 |  | Solar PV |  | NENGREST | Massachusetts | 25 | Worcester | 27 | 25027 | 1 | 0 | 2017 | 9999 |  |  | N | Solar | [13 empty] | 0 | 0 | 0 | 0 | [11 empty] | Pleasantdale Road Solar LLC | 100 | Pleasantdale Road Solar LLC | 100 | Non-regulated
Hatfield Renewables Community Solar | 61299_G_02599 | 61299 | G | 02599 |  | Solar PV |  | NENGREST | Massachusetts | 25 | Hampshire | 15 | 25015 | 1.9 | 0 | 2017 | 9999 |  |  | N | Solar | [13 empty] | 0 | 0 | 0 | 0 | [11 empty] | Hatfield Renewables LLC | 100 | Nexamp | 100 | Non-regulated
Lauderdale | 613_G_3 | 613 | G | 3 |  | Combustion Turbine |  | FRCC | Florida | 12 | Broward | 11 | 12011 | 34.3 | 12702 | 1970 | 9999 |  |  | N | Natural Gas, Distillate Fuel Oil | [12 empty] | 0.8 | 0.47388 | 0.47388 | 0.47388 | 0.47388 | [11 empty] | Florida Power & Light Co | 100 | NextEra Energy Inc | 100 | Regulated
Lauderdale | 613_G_5 | 613 | G | 5 |  | Combustion Turbine |  | FRCC | Florida | 12 | Broward | 11 | 12011 | 34.3 | 12702 | 1970 | 9999 |  |  | N | Natural Gas, Distillate Fuel Oil | [12 empty] | 0.8 | 0.47388 | 0.47388 | 0.47388 | 0.47388 | [11 empty] | Florida Power & Light Co | 100 | NextEra Energy Inc | 100 | Regulated
Lauderdale | 613_G_6A | 613 | G | 6A | 91056 | Combustion Turbine |  | FRCC | Florida | 12 | Broward | 11 | 12011 | 231 | 10745 | 2016 | 9999 |  |  | N | Natural Gas, Distillate Fuel Oil |  |  |  | DLNB + H2O | [9 empty] | 0.03104 | 0.03104 | 0.03104 | 0.03104 | [11 empty] | Florida Power & Light Co | 100 | NextEra Energy Inc | 100 | Regulated
Lauderdale | 613_G_6B | 613 | G | 6B | 91057 | Combustion Turbine |  | FRCC | Florida | 12 | Broward | 11 | 12011 | 231 | 10745 | 2016 | 9999 |  |  | N | Natural Gas, Distillate Fuel Oil |  |  |  | DLNB + H2O | [9 empty] | 0.03068 | 0.03068 | 0.03068 | 0.03068 | [11 empty] | Florida Power & Light Co | 100 | NextEra Energy Inc | 100 | Regulated
Lauderdale | 613_G_6C | 613 | G | 6C | 91058 | Combustion Turbine |  | FRCC | Florida | 12 | Broward | 11 | 12011 | 231 | 10745 | 2016 | 9999 |  |  | N | Natural Gas, Distillate Fuel Oil |  |  |  | DLNB + H2O | [9 empty] | 0.03057 | 0.03057 | 0.03057 | 0.03057 | [11 empty] | Florida Power & Light Co | 100 | NextEra Energy Inc | 100 | Regulated
Lauderdale | 613_G_6D | 613 | G | 6D | 91059 | Combustion Turbine |  | FRCC | Florida | 12 | Broward | 11 | 12011 | 231 | 10745 | 2016 | 9999 |  |  | N | Natural Gas, Distillate Fuel Oil |  |  |  | DLNB + H2O | [9 empty] | 0.0304 | 0.0304 | 0.0304 | 0.0304 | [11 empty] | Florida Power & Light Co | 100 | NextEra Energy Inc | 100 | Regulated
Lauderdale | 613_G_6E | 613 | G | 6E | 91060 | Combustion Turbine |  | FRCC | Florida | 12 | Broward | 11 | 12011 | 231 | 10745 | 2016 | 9999 |  |  | N | Natural Gas, Distillate Fuel Oil |  |  |  | DLNB + H2O | [9 empty] | 0.02929 | 0.02929 | 0.02929 | 0.02929 | [11 empty] | Florida Power & Light Co | 100 | NextEra Energy Inc | 100 | Regulated
Carters | 6130_G_1 | 6130 | G | 1 |  | Hydro |  | S_SOU | Georgia | 13 | Murray | 213 | 13213 | 120 | 0 | 1975 | 9999 |  |  | N | Hydro | [13 empty] | 0 | 0 | 0 | 0 | [11 empty] | USACE Mobile District | 100 | U S Army Corps of Engineers | 100 | Regulated
Carters | 6130_G_2 | 6130 | G | 2 |  | Hydro |  | S_SOU | Georgia | 13 | Murray | 213 | 13213 | 120 | 0 | 1975 | 9999 |  |  | N | Hydro | [13 empty] | 0 | 0 | 0 | 0 | [11 empty] | USACE Mobile District | 100 | U S Army Corps of Engineers | 100 | Regulated
Carters | 6130_G_3 | 6130 | G | 3 |  | Pumped Storage |  | S_SOU | Georgia | 13 | Murray | 213 | 13213 | 160 | 0 | 1977 | 9999 |  |  | N | Pumped Storage | [13 empty] | 0 | 0 | 0 | 0 | [11 empty] | USACE Mobile District | 100 | U S Army Corps of Engineers | 100 | Regulated
Carters | 6130_G_4 | 6130 | G | 4 |  | Pumped Storage |  | S_SOU | Georgia | 13 | Murray | 213 | 13213 | 160 | 0 | 1977 | 9999 |  |  | N | Pumped Storage | [13 empty] | 0 | 0 | 0 | 0 | [11 empty] | USACE Mobile District | 100 | U S Army Corps of Engineers | 100 | Regulated
Bluff Point Wind Facility | 61303_G_BLUFF | 61303 | G | BLUFF |  | Onshore Wind |  | PJM_West | Indiana | 18 | Jay | 75 | 18075 | 119.7 | 0 | 2017 | 9999 |  |  | N | Wind | [13 empty] | 0 | 0 | 0 | 0 | [11 empty] | NextEra Energy Bluff Point LLC | 100 | NextEra Energy Inc | 100 | Non-regulated
Peterson Road Solar | 61307_G_02076 | 61307 | G | 02076 |  | Solar PV |  | NENGREST | Massachusetts | 25 | Hampden | 13 | 25013 | 2.5 | 0 | 2017 | 9999 |  |  | N | Solar | [13 empty] | 0 | 0 | 0 | 0 | [11 empty] | Peterson Road Solar LLC | 100 | Nexamp | 100 | Non-regulated
Sampson Road Community Solar | 61308_G_02696 | 61308 | G | 02696 |  | Solar PV |  | NENGREST | Massachusetts | 25 | Worcester | 27 | 25027 | 2 | 0 | 2017 | 9999 |  |  | N | Solar | [13 empty] | 0 | 0 | 0 | 0 | [11 empty] | Sampson Road Solar LLC | 100 | Sampson Road Solar LLC | 100 | Non-regulated
IKEA Grand Prairie Rooftop PV System | 61309_G_PV1 | 61309 | G | PV1 |  | Solar PV |  | ERC_REST | Texas | 48 | Dallas | 113 | 48113 | 1.1 | 0 | 2017 | 9999 |  |  | N | Solar | [13 empty] | 0 | 0 | 0 | 0 | [11 empty] | IKEA Property Inc | 100 | Ikea Systems BV | 100 | Non-regulated
Jones Bluff | 6131_G_1 | 6131 | G | 1 |  | Hydro |  | S_SOU | Alabama | 1 | Autauga | 1 | 01001 | 20.5 | 0 | 1975 | 9999 |  |  | N | Hydro | [13 empty] | 0 | 0 | 0 | 0 | [11 empty] | USACE Mobile District | 100 | U S Army Corps of Engineers | 100 | Regulated
Jones Bluff | 6131_G_2 | 6131 | G | 2 |  | Hydro |  | S_SOU | Alabama | 1 | Autauga | 1 | 01001 | 20.5 | 0 | 1975 | 9999 |  |  | N | Hydro | [13 empty] | 0 | 0 | 0 | 0 | [11 empty] | USACE Mobile District | 100 | U S Army Corps of Engineers | 100 | Regulated
Jones Bluff | 6131_G_3 | 6131 | G | 3 |  | Hydro |  | S_SOU | Alabama | 1 | Autauga | 1 | 01001 | 20.5 | 0 | 1975 | 9999 |  |  | N | Hydro | [13 empty] | 0 | 0 | 0 | 0 | [11 empty] | USACE Mobile District | 100 | U S Army Corps of Engineers | 100 | Regulated
Jones Bluff | 6131_G_4 | 6131 | G | 4 |  | Hydro |  | S_SOU | Alabama | 1 | Autauga | 1 | 01001 | 20.5 | 0 | 1975 | 9999 |  |  | N | Hydro | [13 empty] | 0 | 0 | 0 | 0 | [11 empty] | USACE Mobile District | 100 | U S Army Corps of Engineers | 100 | Regulated
Crittenden Solar Facility | 61310_G_PV1 | 61310 | G | PV1 |  | Solar PV |  | PJM_West | Kentucky | 21 | Grant | 81 | 21081 | 2.7 | 0 | 2017 | 9999 |  |  | N | Solar | [13 empty] | 0 | 0 | 0 | 0 | [11 empty] | Duke Energy Kentucky | 100 | Duke Energy Corp | 100 | Regulated
Walton 1 Solar Facility | 61311_G_PV1 | 61311 | G | PV1 |  | Solar PV |  | PJM_West | Kentucky | 21 | Kenton | 117 | 21117 | 2 | 0 | 2017 | 9999 |  |  | N | Solar | [13 empty] | 0 | 0 | 0 | 0 | [11 empty] | Duke Energy Kentucky | 100 | Duke Energy Corp | 100 | Regulated
Walton 2 Solar Facility | 61312_G_PV1 | 61312 | G | PV1 |  | Solar PV |  | PJM_West | Kentucky | 21 | Kenton | 117 | 21117 | 2 | 0 | 2017 | 9999 |  |  | N | Solar | [13 empty] | 0 | 0 | 0 | 0 | [11 empty] | Duke Energy Kentucky | 100 | Duke Energy Corp | 100 | Regulated
BPU Solar Farm | 61313_G_BPU1 | 61313 | G | BPU1 |  | Solar PV |  | SPP_N | Kansas | 20 | Wyandotte | 209 | 20209 | 1 | 0 | 2017 | 9999 |  |  | N | Solar | [13 empty] | 0 | 0 | 0 | 0 | [11 empty] | MCP KCBPU LLC | 100 | MC Power Companies | 100 | Non-regulated
SR Kersey | 61314_G_KERS | 61314 | G | KERS |  | Solar PV |  | WECC_CO | Colorado | 8 | Weld | 123 | 08123 | 3.5 | 0 | 2017 | 9999 |  |  | N | Solar | [13 empty] | 0 | 0 | 0 | 0 | [11 empty] | SR Kersey LLC | 100 | Silicon Ranch Corp | 100 | Non-regulated
Golden Hills Solar | 61315_G_02196 | 61315 | G | 02196 |  | Solar PV |  | NENGREST | Massachusetts | 25 | Worcester | 27 | 25027 | 4.7 | 0 | 2017 | 9999 |  |  | N | Solar | [13 empty] | 0 | 0 | 0 | 0 | [11 empty] | Golden Hills Solar LLC | 100 | Nexamp | 100 | Non-regulated
Higginsville Solar Farm | 61316_G_HSF1 | 61316 | G | HSF1 |  | Solar PV |  | SPP_N | Missouri | 29 | Lafayette | 107 | 29107 | 2.5 | 0 | 2017 | 9999 |  |  | N | Solar | [13 empty] | 0 | 0 | 0 | 0 | [11 empty] | MC Power Companies Inc | 100 | MC Power Companies | 100 | Non-regulated
Mt. Jackson Solar | 61318_G_SOLAR | 61318 | G | SOLAR |  | Solar PV |  | PJM_AP | Virginia | 51 | Shenandoah | 171 | 51171 | 15.7 | 0 | 2021 | 9999 |  |  | N | Solar | [13 empty] | 0 | 0 | 0 | 0 | [11 empty] | Energix Mt. Jackson, LLC. | 100 | Energix Mt. Jackson, LLC. | 100 | Non-regulated
Port of LA Solar FiT Project | 61319_G_W4885 | 61319 | G | W4885 |  | Solar PV |  | WEC_LADW | California | 6 | Los Angeles | 37 | 06037 | 1.1 | 0 | 2015 | 9999 |  |  | N | Solar | [13 empty] | 0 | 0 | 0 | 0 | [11 empty] | Los Angeles Dept of Water & Power | 100 | Los Angeles Dept of Water & Power | 100 | Non-regulated
Richard B Russell | 6132_G_1 | 6132 | G | 1 |  | Hydro |  | S_SOU | Georgia | 13 | Elbert | 105 | 13105 | 84 | 0 | 1985 | 9999 |  |  | N | Hydro | [13 empty] | 0 | 0 | 0 | 0 | [11 empty] | USACE Savannah District | 100 | U S Army Corps of Engineers | 100 | Regulated
Richard B Russell | 6132_G_2 | 6132 | G | 2 |  | Hydro |  | S_SOU | Georgia | 13 | Elbert | 105 | 13105 | 84 | 0 | 1985 | 9999 |  |  | N | Hydro | [13 empty] | 0 | 0 | 0 | 0 | [11 empty] | USACE Savannah District | 100 | U S Army Corps of Engineers | 100 | Regulated
Richard B Russell | 6132_G_3 | 6132 | G | 3 |  | Hydro |  | S_SOU | Georgia | 13 | Elbert | 105 | 13105 | 84 | 0 | 1985 | 9999 |  |  | N | Hydro | [13 empty] | 0 | 0 | 0 | 0 | [11 empty] | USACE Savannah District | 100 | U S Army Corps of Engineers | 100 | Regulated
Richard B Russell | 6132_G_4 | 6132 | G | 4 |  | Hydro |  | S_SOU | Georgia | 13 | Elbert | 105 | 13105 | 84 | 0 | 1986 | 9999 |  |  | N | Hydro | [13 empty] | 0 | 0 | 0 | 0 | [11 empty] | USACE Savannah District | 100 | U S Army Corps of Engineers | 100 | Regulated
Richard B Russell | 6132_G_5 | 6132 | G | 5 |  | Pumped Storage |  | S_SOU | Georgia | 13 | Elbert | 105 | 13105 | 82 | 0 | 2002 | 9999 |  |  | N | Pumped Storage | [13 empty] | 0 | 0 | 0 | 0 | [11 empty] | USACE Savannah District | 100 | U S Army Corps of Engineers | 100 | Regulated
Richard B Russell | 6132_G_6 | 6132 | G | 6 |  | Pumped Storage |  | S_SOU | Georgia | 13 | Elbert | 105 | 13105 | 82 | 0 | 2002 | 9999 |  |  | N | Pumped Storage | [13 empty] | 0 | 0 | 0 | 0 | [11 empty] | USACE Savannah District | 100 | U S Army Corps of Engineers | 100 | Regulated
Richard B Russell | 6132_G_7 | 6132 | G | 7 |  | Pumped Storage |  | S_SOU | Georgia | 13 | Elbert | 105 | 13105 | 82 | 0 | 2002 | 9999 |  |  | N | Pumped Storage | [13 empty] | 0 | 0 | 0 | 0 | [11 empty] | USACE Savannah District | 100 | U S Army Corps of Engineers | 100 | Regulated
Richard B Russell | 6132_G_8 | 6132 | G | 8 |  | Pumped Storage |  | S_SOU | Georgia | 13 | Elbert | 105 | 13105 | 82 | 0 | 2002 | 9999 |  |  | N | Pumped Storage | [13 empty] | 0 | 0 | 0 | 0 | [11 empty] | USACE Savannah District | 100 | U S Army Corps of Engineers | 100 | Regulated
Biggs Ford Solar Center | 61321_G_BFSC | 61321 | G | BFSC |  | Solar PV |  | PJM_AP | Maryland | 24 | Frederick | 21 | 24021 | 15 | 0 | 2023 | 9999 |  |  | N | Solar | [13 empty] | 0 | 0 | 0 | 0 | [11 empty] | Biggs Ford Solar Center, LLC | 100 | Biggs Ford Solar Center, LLC | 100 | Non-regulated
Long Ridge Energy Generation | 61322_G_HPPP1 | 61322 | G | HPPP1 |  | Combined Cycle |  | PJM_West | Ohio | 39 | Monroe | 111 | 39111 | 505 | 6370 | 2021 | 9999 |  |  | N | Natural Gas, Distillate Fuel Oil, Hydrogen |  |  |  |  | SCR | [8 empty] | 0.011 | 0.011 | 0.011 | 0.011 | [11 empty] | Long Ridge Energy Generation LLC | 100 | Long Ridge Energy Generation LLC | 100 | Non-regulated
Saluda Solar II | 61323_G_PGRB5 | 61323 | G | PGRB5 |  | Solar PV |  | S_VACA | South Carolina | 45 | Saluda | 81 | 45081 | 3.4 | 0 | 2017 | 9999 |  |  | N | Solar | [13 empty] | 0 | 0 | 0 | 0 | [11 empty] | Saluda Solar II LLC | 100 | Cypress Creek Holdings LLC | 100 | Non-regulated
Odyssey Solar | 61324_G_PGRB4 | 61324 | G | PGRB4 |  | Solar PV |  | S_VACA | South Carolina | 45 | Lexington | 63 | 45063 | 8.2 | 0 | 2017 | 9999 |  |  | N | Solar | [13 empty] | 0 | 0 | 0 | 0 | [11 empty] | Odyssey Solar LLC | 100 | Cypress Creek Holdings LLC | 100 | Non-regulated
Hampton Solar I | 61325_G_PGRB3 | 61325 | G | PGRB3 |  | Solar PV |  | S_VACA | South Carolina | 45 | Hampton | 49 | 45049 | 6.8 | 0 | 2017 | 9999 |  |  | N | Solar | [13 empty] | 0 | 0 | 0 | 0 | [11 empty] | Hampton Solar I LLC | 100 | Hampton Solar I LLC | 100 | Non-regulated
Cameron Solar II | 61326_G_PGRB2 | 61326 | G | PGRB2 |  | Solar PV |  | S_VACA | South Carolina | 45 | Calhoun | 17 | 45017 | 4.1 | 0 | 2017 | 9999 |  |  | N | Solar | [13 empty] | 0 | 0 | 0 | 0 | [11 empty] | Cameron II Solar LLC | 100 | Pine Gate Renewables LLC | 100 | Non-regulated
Barnwell Solar | 61327_G_PGRB1 | 61327 | G | PGRB1 |  | Solar PV |  | S_VACA | South Carolina | 45 | Barnwell | 11 | 45011 | 5.4 | 0 | 2017 | 9999 |  |  | N | Solar | [13 empty] | 0 | 0 | 0 | 0 | [11 empty] | Barnwell Solar LLC | 100 | Cypress Creek Holdings LLC | 100 | Non-regulated
Crater Community Solar | 61328_G_TCCS1 | 61328 | G | TCCS1 |  | Solar PV |  | MIS_MNWI | Minnesota | 27 | Chippewa | 23 | 27023 | 0.9 | 0 | 2017 | 9999 |  |  | N | Solar | [13 empty] | 0 | 0 | 0 | 0 | [11 empty] | Crater Community Solar Gardens LLC | 100 | Berkshire Hathaway Inc | 100 | Non-regulated
Crater Community Solar | 61328_G_TCCS2 | 61328 | G | TCCS2 |  | Solar PV |  | MIS_MNWI | Minnesota | 27 | Chippewa | 23 | 27023 | 0.9 | 0 | 2017 | 9999 |  |  | N | Solar | [13 empty] | 0 | 0 | 0 | 0 | [11 empty] | Crater Community Solar Gardens LLC | 100 | Berkshire Hathaway Inc | 100 | Non-regulated
Crater Community Solar | 61328_G_TCCS3 | 61328 | G | TCCS3 |  | Solar PV |  | MIS_MNWI | Minnesota | 27 | Chippewa | 23 | 27023 | 0.9 | 0 | 2017 | 9999 |  |  | N | Solar | [13 empty] | 0 | 0 | 0 | 0 | [11 empty] | Crater Community Solar Gardens LLC | 100 | Berkshire Hathaway Inc | 100 | Non-regulated
Delphinus Community Solar | 61329_G_QDCS1 | 61329 | G | QDCS1 |  | Solar PV |  | MIS_MNWI | Minnesota | 27 | Benton | 9 | 27009 | 0.9 | 0 | 2018 | 9999 |  |  | N | Solar | [13 empty] | 0 | 0 | 0 | 0 | [11 empty] | Delphinus Community Solar Gardens LLC | 100 | Berkshire Hathaway Inc | 100 | Non-regulated
Delphinus Community Solar | 61329_G_QDCS2 | 61329 | G | QDCS2 |  | Solar PV |  | MIS_MNWI | Minnesota | 27 | Benton | 9 | 27009 | 0.9 | 0 | 2018 | 9999 |  |  | N | Solar | [13 empty] | 0 | 0 | 0 | 0 | [11 empty] | Delphinus Community Solar Gardens LLC | 100 | Berkshire Hathaway Inc | 100 | Non-regulated
West Point (GA) | 6133_G_1 | 6133 | G | 1 |  | Hydro |  | S_SOU | Georgia | 13 | Troup | 285 | 13285 | 3 | 0 | 1975 | 9999 |  |  | N | Hydro | [13 empty] | 0 | 0 | 0 | 0 | [11 empty] | USACE Mobile District | 100 | U S Army Corps of Engineers | 100 | Regulated
West Point (GA) | 6133_G_2 | 6133 | G | 2 |  | Hydro |  | S_SOU | Georgia | 13 | Troup | 285 | 13285 | 42 | 0 | 1975 | 9999 |  |  | N | Hydro | [13 empty] | 0 | 0 | 0 | 0 | [11 empty] | USACE Mobile District | 100 | U S Army Corps of Engineers | 100 | Regulated
West Point (GA) | 6133_G_3 | 6133 | G | 3 |  | Hydro |  | S_SOU | Georgia | 13 | Troup | 285 | 13285 | 42 | 0 | 1975 | 9999 |  |  | N | Hydro | [13 empty] | 0 | 0 | 0 | 0 | [11 empty] | USACE Mobile District | 100 | U S Army Corps of Engineers | 100 | Regulated
Hog Creek Wind Project | 61330_G_WT1 | 61330 | G | WT1 |  | Onshore Wind |  | PJM_West | Ohio | 39 | Hardin | 65 | 39065 | 66 | 0 | 2017 | 9999 |  |  | N | Wind | [13 empty] | 0 | 0 | 0 | 0 | [11 empty] | Hog Creek Wind Farm LLC | 100 | Connor Clark & Lunn Financial Group | 100 | Non-regulated
NISA Electric Generation Project | 61331_G_BA1 | 61331 | G | BA1 |  | Energy Storage |  | NY_Z_J | New York | 36 | Kings | 47 | 36047 | 79.9 | 0 | 2024 | 9999 |  |  | N | Energy Storage | [13 empty] | 0 | 0 | 0 | 0 | [11 empty] | NYC Energy LLC | 100 | NYC Energy LLC | 100 | Non-regulated
NISA Electric Generation Project | 61331_G_BA2 | 61331 | G | BA2 |  | Energy Storage |  | NY_Z_J | New York | 36 | Kings | 47 | 36047 | 220.1 | 0 | 2025 | 9999 |  |  | N | Energy Storage | [11 empty] | 0 |  | 0 | 0 | 0 | 0 | [11 empty] | NYC Energy LLC | 100 | NYC Energy LLC | 100 | Non-regulated
SR Innovation - NIKE PV | 61332_G_NIKE2 | 61332 | G | NIKE2 |  | Solar PV |  | S_C_TVA | Tennessee | 47 | Shelby | 157 | 47157 | 1.5 | 0 | 2020 | 9999 |  |  | N | Solar | [13 empty] | 0 | 0 | 0 | 0 | [11 empty] | SR Innovation LLC | 100 | Silicon Ranch Corp | 100 | Non-regulated
Oak Hill Solar Array | 61333_G_OHSA1 | 61333 | G | OHSA1 |  | Solar PV |  | MIS_INKY | Indiana | 18 | Vanderburgh | 163 | 18163 | 2 | 0 | 2018 | 9999 |  |  | N | Solar | [13 empty] | 0 | 0 | 0 | 0 | [11 empty] | CenterPoint Energy | 100 | CenterPoint Energy Inc | 100 | Regulated
Volkman Road Solar Array Hybrid | 61334_G_VRSA1 | 61334 | G | VRSA1 |  | Solar PV |  | MIS_INKY | Indiana | 18 | Vanderburgh | 163 | 18163 | 2 | 0 | 2018 | 9999 |  |  | N | Solar | [13 empty] | 0 | 0 | 0 | 0 | [11 empty] | CenterPoint Energy | 100 | CenterPoint Energy Inc | 100 | Regulated
Volkman Road Solar Array Hybrid | 61334_G_VRSA2 | 61334 | G | VRSA2 |  | Energy Storage |  | MIS_INKY | Indiana | 18 | Vanderburgh | 163 | 18163 | 1 | 0 | 2019 | 9999 |  |  | N | Energy Storage | [13 empty] | 0 | 0 | 0 | 0 | [11 empty] | CenterPoint Energy | 100 | CenterPoint Energy Inc | 100 | Regulated
Great Divide Solar, LLC | 61335_G_GDSMT | 61335 | G | GDSMT |  | Solar PV |  | WECC_MT | Montana | 30 | Lewis and Clark | 49 | 30049 | 3 | 0 | 2017 | 9999 |  |  | N | Solar | [13 empty] | 0 | 0 | 0 | 0 | [11 empty] | Great Divide Solar LLC | 100 | Cypress Creek Holdings LLC | 100 | Non-regulated
Black Eagle Solar, LLC | 61336_G_BESMT | 61336 | G | BESMT |  | Solar PV |  | WECC_MT | Montana | 30 | Cascade | 13 | 30013 | 3 | 0 | 2017 | 9999 |  |  | N | Solar | [13 empty] | 0 | 0 | 0 | 0 | [11 empty] | Black Eagle Solar LLC | 100 | Cypress Creek Holdings LLC | 100 | Non-regulated
Magpie Solar, LLC | 61337_G_MSMT | 61337 | G | MSMT |  | Solar PV |  | WECC_MT | Montana | 30 | Golden Valley | 37 | 30037 | 3 | 0 | 2017 | 9999 |  |  | N | Solar | [13 empty] | 0 | 0 | 0 | 0 | [11 empty] | Magpie Solar LLC | 100 | Cypress Creek Holdings LLC | 100 | Non-regulated
Mill Creek Solar (OR) | 61338_G_PGRC1 | 61338 | G | PGRC1 |  | Solar PV |  | WECC_PNW | Oregon | 41 | Yamhill | 71 | 41071 | 2.2 | 0 | 2017 | 9999 |  |  | N | Solar | [13 empty] | 0 | 0 | 0 | 0 | [11 empty] | SP Solar V LLC | 100 | SP Solar V LLC | 100 | Non-regulated
Green Beanworks B PV | 61339_G_GBWXB | 61339 | G | GBWXB |  | Solar PV |  | WEC_LADW | California | 6 | Los Angeles | 37 | 06037 | 3 | 0 | 2018 | 9999 |  |  | N | Solar | [13 empty] | 0 | 0 | 0 | 0 | [11 empty] | Green Beanworks B LLC | 100 | AES Corp (The) | 100 | Non-regulated
Next Generation Solar Farm | 61340_G_NGSF1 | 61340 | G | NGSF1 |  | Solar PV |  | NENGREST | Vermont | 50 | Addison | 1 | 50001 | 2.2 | 0 | 2017 | 9999 |  |  | N | Solar | [13 empty] | 0 | 0 | 0 | 0 | [11 empty] | Next Generation Solar Farm LLC | 100 | Next Generation Solar Farm LLC | 100 | Non-regulated
Grafton PV | 61341_G_MSBW1 | 61341 | G | MSBW1 |  | Solar PV |  | NENGREST | Massachusetts | 25 | Worcester | 27 | 25027 | 2.7 | 0 | 2016 | 9999 |  |  | N | Solar | [13 empty] | 0 | 0 | 0 | 0 | [11 empty] | BWC Salmon Brook LLC | 100 | Bluewave Capital LLC | 100 | Non-regulated
Barrett PV | 61342_G_MSBW2 | 61342 | G | MSBW2 |  | Solar PV |  | NENGREST | Massachusetts | 25 | Worcester | 27 | 25027 | 11.9 | 0 | 2016 | 9999 |  |  | N | Solar | [13 empty] | 0 | 0 | 0 | 0 | [11 empty] | BWC French River LLC | 100 | Bluewave Capital LLC | 100 | Non-regulated
Karankawa Wind LLC | 61343_G_WT1 | 61343 | G | WT1 |  | Onshore Wind |  | ERC_REST | Texas | 48 | San Patricio | 409 | 48409 | 307.1 | 0 | 2019 | 9999 |  |  | N | Wind | [13 empty] | 0 | 0 | 0 | 0 | [11 empty] | Route 66 Wind Power LLC | 100 | Brookfield Asset Management Inc | 100 | Non-regulated
Otter Creek Wind Farm LLC | 61344_G_WT1 | 61344 | G | WT1 |  | Onshore Wind |  | PJM_COMD | Illinois | 17 | LaSalle | 99 | 17099 | 150 | 0 | 2020 | 9999 |  |  | N | Wind | [13 empty] | 0 | 0 | 0 | 0 | [11 empty] | Otter Creek Wind Farm LLC | 100 | Iberdrola SA | 100 | Non-regulated
WyEast Solar | 61345_G_PV1 | 61345 | G | PV1 |  | Solar PV |  | WECC_PNW | Oregon | 41 | Sherman | 55 | 41055 | 10 | 0 | 2018 | 9999 |  |  | N | Solar | [13 empty] | 0 | 0 | 0 | 0 | [11 empty] | OneEnergy Development LLC | 100 | OneEnergy Inc | 100 | Non-regulated
RE Maplewood | 61346_G_PV1 | 61346 | G | PV1 |  | Solar PV |  | ERC_WEST | Texas | 48 | Pecos | 371 | 48371 | 222 | 0 | 2021 | 9999 |  |  | N | Solar | [13 empty] | 0 | 0 | 0 | 0 | [11 empty] | Origis Energy USA, Inc | 100 | Origis Energy USA, Inc | 100 | Non-regulated
RE Maplewood | 61346_G_PV2 | 61346 | G | PV2 |  | Solar PV |  | ERC_WEST | Texas | 48 | Pecos | 371 | 48371 | 28 | 0 | 2021 | 9999 |  |  | N | Solar | [13 empty] | 0 | 0 | 0 | 0 | [11 empty] | Origis Energy USA, Inc | 100 | Origis Energy USA, Inc | 100 | Non-regulated
Long Henry Solar | 61347_G_GEN1 | 61347 | G | GEN1 |  | Solar PV |  | S_VACA | North Carolina | 37 | Wayne | 191 | 37191 | 2 | 0 | 2017 | 9999 |  |  | N | Solar | [13 empty] | 0 | 0 | 0 | 0 | [11 empty] | Long Henry Solar LLC | 100 | Cypress Creek Holdings LLC | 100 | Non-regulated
Westmont 400A | 61348_G_W5691 | 61348 | G | W5691 |  | Solar PV |  | WEC_LADW | California | 6 | Los Angeles | 37 | 06037 | 2.3 | 0 | 2017 | 9999 |  |  | N | Solar | [13 empty] | 0 | 0 | 0 | 0 | [11 empty] | TGC Westmont Holdings LLC | 100 | True Green Capital Management LLC | 100 | Non-regulated
Westmont 400B | 61349_G_W5694 | 61349 | G | W5694 |  | Solar PV |  | WEC_LADW | California | 6 | Los Angeles | 37 | 06037 | 2.2 | 0 | 2017 | 9999 |  |  | N | Solar | [13 empty] | 0 | 0 | 0 | 0 | [11 empty] | TGC Westmont Holdings LLC | 100 | True Green Capital Management LLC | 100 | Non-regulated
MDFA Devens-Saratoga | 61350_G_SO145 | 61350 | G | SO145 |  | Solar PV |  | NENGREST | Massachusetts | 25 | Worcester | 27 | 25027 | 2.5 | 0 | 2016 | 9999 |  |  | N | Solar | [13 empty] | 0 | 0 | 0 | 0 | [11 empty] | Terraform Power Inc | 100 | Brookfield Asset Management Inc | 100 | Non-regulated
Bear Creek Solar | 61351_G_GEN1 | 61351 | G | GEN1 |  | Solar PV |  | S_VACA | North Carolina | 37 | Chatham | 37 | 37037 | 2 | 0 | 2017 | 9999 |  |  | N | Solar | [13 empty] | 0 | 0 | 0 | 0 | [11 empty] | Bear Creek Solar LLC | 100 | Allco Renewable Energy Limited | 100 | Non-regulated
Bondi Solar | 61352_G_GEN1 | 61352 | G | GEN1 |  | Solar PV |  | S_VACA | North Carolina | 37 | Jones | 103 | 37103 | 5 | 0 | 2017 | 9999 |  |  | N | Solar | [13 empty] | 0 | 0 | 0 | 0 | [11 empty] | Bondi Solar LLC | 100 | Cypress Creek Holdings LLC | 100 | Non-regulated
Mount Signal Solar Farm II | 61353_G_IVS2 | 61353 | G | IVS2 |  | Solar PV |  | WECC_IID | California | 6 | Imperial | 25 | 06025 | 153.5 | 0 | 2020 | 9999 |  |  | N | Solar | [13 empty] | 0 | 0 | 0 | 0 | [11 empty] | Imperial Valley Solar 2 LLC | 100 | Brookfield Asset Management Inc | 100 | Non-regulated
Princeton Solar Project | 61354_G_STONY | 61354 | G | STONY |  | Solar PV |  | PJM_EMAC | New Jersey | 34 | Mercer | 21 | 34021 | 2.2 | 0 | 2017 | 9999 |  |  | N | Solar | [13 empty] | 0 | 0 | 0 | 0 | [11 empty] | NJR Clean Energy Ventures II Corp | 100 | New Jersey Resources Corp | 100 | Non-regulated
Arlington Outlet Hydroelectric Generator | 61355_G_HY1 | 61355 | G | HY1 |  | Hydro |  | ERC_REST | Texas | 48 | Tarrant | 439 | 48439 | 1.3 | 0 | 2015 | 9999 |  |  | N | Hydro | [13 empty] | 0 | 0 | 0 | 0 | [11 empty] | Tarrant Regional Water District | 100 | Tarrant Regional Water District | 100 | Non-regulated
Valfilm Wind Project | 61356_G_W1 | 61356 | G | W1 |  | Onshore Wind |  | PJM_West | Ohio | 39 | Hancock | 63 | 39063 | 1.5 | 0 | 2018 | 9999 |  |  | N | Wind | [13 empty] | 0 | 0 | 0 | 0 | [11 empty] | OneEnergy Inc | 100 | OneEnergy Inc | 100 | Non-regulated
Valfilm Wind Project | 61356_G_W2 | 61356 | G | W2 |  | Onshore Wind |  | PJM_West | Ohio | 39 | Hancock | 63 | 39063 | 1.5 | 0 | 2018 | 9999 |  |  | N | Wind | [13 empty] | 0 | 0 | 0 | 0 | [11 empty] | OneEnergy Inc | 100 | OneEnergy Inc | 100 | Non-regulated
Red Pine Wind Project | 61357_G_RP1 | 61357 | G | RP1 |  | Onshore Wind |  | MIS_MNWI | Minnesota | 27 | Lincoln | 81 | 27081 | 200 | 0 | 2017 | 9999 |  |  | N | Wind | [13 empty] | 0 | 0 | 0 | 0 | [11 empty] | Red Pine Wind Project LLC | 100 | EDF Group | 100 | Non-regulated
IGS Solar I - BWI5 | 61358_G_BWI5 | 61358 | G | BWI5 |  | Solar PV |  | PJM_SMAC | Maryland | 24 | Baltimore | 5 | 24005 | 1.1 | 0 | 2016 | 9999 |  |  | N | Solar | [13 empty] | 0 | 0 | 0 | 0 | [11 empty] | IGS Solar I LLC | 100 | Greenbacker Renewable Energy Corp | 100 | Non-regulated
IGS Solar I - EWR5 | 61359_G_EWR5 | 61359 | G | EWR5 |  | Solar PV |  | PJM_EMAC | New Jersey | 34 | Middlesex | 23 | 34023 | 2.9 | 0 | 2016 | 9999 |  |  | N | Solar | [13 empty] | 0 | 0 | 0 | 0 | [11 empty] | IGS Solar I LLC | 100 | Greenbacker Renewable Energy Corp | 100 | Non-regulated
IGS Solar I - EWR6 | 61360_G_EWR6 | 61360 | G | EWR6 |  | Solar PV |  | PJM_EMAC | New Jersey | 34 | Middlesex | 23 | 34023 | 1.9 | 0 | 2016 | 9999 |  |  | N | Solar | [13 empty] | 0 | 0 | 0 | 0 | [11 empty] | IGS Solar I LLC | 100 | Greenbacker Renewable Energy Corp | 100 | Non-regulated
NRG Elbow Creek Energy Storage Project | 61362_G_ECBS | 61362 | G | ECBS |  | Energy Storage |  | ERC_WEST | Texas | 48 | Howard | 227 | 48227 | 2 | 0 | 2017 | 9999 |  |  | N | Energy Storage | [13 empty] | 0 | 0 | 0 | 0 | [11 empty] | NRG Texas LLC | 100 | NRG Energy Inc | 100 | Non-regulated
Equuleus Community Solar Gardens | 61363_G_CSG1 | 61363 | G | CSG1 |  | Solar PV |  | MIS_MNWI | Minnesota | 27 | Dakota | 37 | 27037 | 1 | 0 | 2017 | 9999 |  |  | N | Solar | [13 empty] | 0 | 0 | 0 | 0 | [11 empty] | Equuleus Community Solar Gardens LLC | 100 | Macquarie Group Limited | 100 | Non-regulated
Equuleus Community Solar Gardens | 61363_G_CSG2 | 61363 | G | CSG2 |  | Solar PV |  | MIS_MNWI | Minnesota | 27 | Dakota | 37 | 27037 | 1 | 0 | 2017 | 9999 |  |  | N | Solar | [13 empty] | 0 | 0 | 0 | 0 | [11 empty] | Equuleus Community Solar Gardens LLC | 100 | Macquarie Group Limited | 100 | Non-regulated
Equuleus Community Solar Gardens | 61363_G_CSG3 | 61363 | G | CSG3 |  | Solar PV |  | MIS_MNWI | Minnesota | 27 | Dakota | 37 | 27037 | 1 | 0 | 2017 | 9999 |  |  | N | Solar | [13 empty] | 0 | 0 | 0 | 0 | [11 empty] | Equuleus Community Solar Gardens LLC | 100 | Macquarie Group Limited | 100 | Non-regulated
Equuleus Community Solar Gardens | 61363_G_CSG4 | 61363 | G | CSG4 |  | Solar PV |  | MIS_MNWI | Minnesota | 27 | Dakota | 37 | 27037 | 1 | 0 | 2017 | 9999 |  |  | N | Solar | [13 empty] | 0 | 0 | 0 | 0 | [11 empty] | Equuleus Community Solar Gardens LLC | 100 | Macquarie Group Limited | 100 | Non-regulated
Equuleus Community Solar Gardens | 61363_G_CSG5 | 61363 | G | CSG5 |  | Solar PV |  | MIS_MNWI | Minnesota | 27 | Dakota | 37 | 27037 | 1 | 0 | 2017 | 9999 |  |  | N | Solar | [13 empty] | 0 | 0 | 0 | 0 | [11 empty] | Equuleus Community Solar Gardens LLC | 100 | Macquarie Group Limited | 100 | Non-regulated
Fallbrook Energy Storage | 61365_G_FBES | 61365 | G | FBES |  | Energy Storage |  | WEC_SDGE | California | 6 | San Diego | 73 | 06073 | 40 | 0 | 2023 | 9999 |  |  | N | Energy Storage | [13 empty] | 0 | 0 | 0 | 0 | [11 empty] | San Diego Gas & Electric Co | 100 | San Diego Gas & Electric Co | 100 | Regulated
Top Gun Energy Storage | 61366_G_TGES | 61366 | G | TGES |  | Energy Storage |  | WEC_SDGE | California | 6 | San Diego | 73 | 06073 | 30 | 0 | 2021 | 9999 |  |  | N | Energy Storage | [13 empty] | 0 | 0 | 0 | 0 | [11 empty] | San Diego Gas & Electric Co | 100 | Sempra Energy | 100 | Regulated
Smith & Wesson at Springfield MA PV | 61367_G_PV1 | 61367 | G | PV1 |  | Solar PV |  | NENGREST | Massachusetts | 25 | Hampden | 13 | 25013 | 1.4 | 0 | 2017 | 9999 |  |  | N | Solar | [13 empty] | 0 | 0 | 0 | 0 | [11 empty] | Constellation Solar Massachusetts LLC | 100 | Exelon Corp | 100 | Non-regulated
Midway Solar - TX | 61368_G_PV1 | 61368 | G | PV1 |  | Solar PV |  | ERC_WEST | Texas | 48 | Pecos | 371 | 48371 | 182 | 0 | 2018 | 9999 |  |  | N | Solar | [13 empty] | 0 | 0 | 0 | 0 | [11 empty] | Midway Solar LLC | 100 | Hanwha Group | 100 | Non-regulated
Sweetwater Solar | 61369_G_PV1 | 61369 | G | PV1 |  | Solar PV |  | WECC_WY | Wyoming | 56 | Sweetwater | 37 | 56037 | 92 | 0 | 2018 | 9999 |  |  | N | Solar | [13 empty] | 0 | 0 | 0 | 0 | [11 empty] | Sweetwater Solar LLC (WY) | 100 | Centaurus Capital LP | 100 | Non-regulated
A B Brown | 6137_G_4 | 6137 | G | 4 | 2799 | Combustion Turbine |  | MIS_INKY | Indiana | 18 | Posey | 129 | 18129 | 80 | 13384 | 1991 | 9999 |  |  | N | Natural Gas, Distillate Fuel Oil |  |  |  | DLNB + H2O | [8 empty] | 1.6 | 0.15372 | 0.15372 | 0.15372 | 0.15372 | [11 empty] | Southern Indiana Gas & Electric Co | 100 | CenterPoint Energy Inc | 100 | Regulated
A B Brown | 6137_G_5 | 6137 | G | 5 | 10210 | Combustion Turbine |  | MIS_INKY | Indiana | 18 | Posey | 129 | 18129 | 80 | 13384 | 2002 | 9999 |  |  | N | Natural Gas |  |  |  | DLNB + H2O | [8 empty] | 1.6 | 0.02848 | 0.02848 | 0.02848 | 0.02848 | [11 empty] | Southern Indiana Gas & Electric Co | 100 | CenterPoint Energy Inc | 100 | Regulated
Walnut Springs Solar | 61370_G_GEN1 | 61370 | G | GEN1 |  | Solar PV |  | ERC_REST | Texas | 48 | Bosque | 35 | 48035 | 5 | 0 | 2016 | 9999 |  |  | N | Solar | [13 empty] | 0 | 0 | 0 | 0 | [11 empty] | Walnut Springs Solar LLC | 100 | Cypress Creek Holdings LLC | 100 | Non-regulated
Centaurus Solar - MA | 61371_G_ASH24 | 61371 | G | ASH24 |  | Solar PV |  | NENGREST | Massachusetts | 25 | Middlesex | 17 | 25017 | 2.4 | 0 | 2016 | 9999 |  |  | N | Solar | [13 empty] | 0 | 0 | 0 | 0 | [11 empty] | LSE Centaurus LLC | 100 | Lodestar Energy LLC | 100 | Non-regulated
Kearsarge Bellingham PV | 61373_G_BELL | 61373 | G | BELL |  | Solar PV |  | NENGREST | Massachusetts | 25 | Norfolk | 21 | 25021 | 2.9 | 0 | 2016 | 9999 |  |  | N | Solar | [13 empty] | 0 | 0 | 0 | 0 | [11 empty] | Kearsarge Bellingham LLC | 100 | Kearsarge Energy LP | 100 | Non-regulated
Hecate Energy Clarke County LLC | 61374_G_PV1 | 61374 | G | PV1 |  | Solar PV |  | PJM_AP | Virginia | 51 | Clarke | 43 | 51043 | 10 | 0 | 2017 | 9999 |  |  | N | Solar | [13 empty] | 0 | 0 | 0 | 0 | [11 empty] | Hecate Energy Clark County LLC | 100 | Hecate Energy LLC | 100 | Non-regulated
Hecate Energy Cherrydale LLC | 61375_G_PV1 | 61375 | G | PV1 |  | Solar PV |  | PJM_EMAC | Virginia | 51 | Northampton | 131 | 51131 | 20 | 0 | 2017 | 9999 |  |  | N | Solar | [13 empty] | 0 | 0 | 0 | 0 | [11 empty] | Hecate Energy Cherrydale LLC | 100 | Dominion Energy Inc | 100 | Non-regulated
Cedar Creek PV | 61376_G_CEDR1 | 61376 | G | CEDR1 |  | Solar PV |  | NY_Z_K | New York | 36 | Nassau | 59 | 36059 | 1.8 | 0 | 2017 | 9999 |  |  | N | Solar | [13 empty] | 0 | 0 | 0 | 0 | [11 empty] | SunE Solar XVII Project 5 LLC | 100 | SunEdison | 100 | Non-regulated
Amazon - Patterson PV | 61377_G_PATT1 | 61377 | G | PATT1 |  | Solar PV |  | WEC_CALN | California | 6 | Stanislaus | 99 | 06099 | 2.5 | 0 | 2017 | 9999 |  |  | N | Solar | [13 empty] | 0 | 0 | 0 | 0 | [11 empty] | SunE SunHoldings4 LLC | 100 | AES Corp (The) | 100 | Non-regulated
DodgeSun CSG | 61379_G_DODG1 | 61379 | G | DODG1 |  | Solar PV |  | MIS_MNWI | Minnesota | 27 | Dodge | 39 | 27039 | 1 | 0 | 2017 | 9999 |  |  | N | Solar | [13 empty] | 0 | 0 | 0 | 0 | [11 empty] | DodgeSun LLC | 100 | SunShare LLC | 100 | Non-regulated
DodgeSun CSG | 61379_G_DODG2 | 61379 | G | DODG2 |  | Solar PV |  | MIS_MNWI | Minnesota | 27 | Dodge | 39 | 27039 | 1 | 0 | 2017 | 9999 |  |  | N | Solar | [13 empty] | 0 | 0 | 0 | 0 | [11 empty] | DodgeSun LLC | 100 | SunShare LLC | 100 | Non-regulated
DodgeSun CSG | 61379_G_DODG3 | 61379 | G | DODG3 |  | Solar PV |  | MIS_MNWI | Minnesota | 27 | Dodge | 39 | 27039 | 1 | 0 | 2017 | 9999 |  |  | N | Solar | [13 empty] | 0 | 0 | 0 | 0 | [11 empty] | DodgeSun LLC | 100 | SunShare LLC | 100 | Non-regulated
DodgeSun CSG | 61379_G_DODG4 | 61379 | G | DODG4 |  | Solar PV |  | MIS_MNWI | Minnesota | 27 | Dodge | 39 | 27039 | 1 | 0 | 2017 | 9999 |  |  | N | Solar | [13 empty] | 0 | 0 | 0 | 0 | [11 empty] | DodgeSun LLC | 100 | SunShare LLC | 100 | Non-regulated
DodgeSun CSG | 61379_G_DODG5 | 61379 | G | DODG5 |  | Solar PV |  | MIS_MNWI | Minnesota | 27 | Dodge | 39 | 27039 | 1 | 0 | 2017 | 9999 |  |  | N | Solar | [13 empty] | 0 | 0 | 0 | 0 | [11 empty] | DodgeSun LLC | 100 | SunShare LLC | 100 | Non-regulated
Johnson Solar CSG | 61380_G_JOHN1 | 61380 | G | JOHN1 |  | Solar PV |  | MIS_MNWI | Minnesota | 27 | Pipestone | 117 | 27117 | 1 | 0 | 2018 | 9999 |  |  | N | Solar | [13 empty] | 0 | 0 | 0 | 0 | [11 empty] | ETCAP NES CS MN 08 LLC | 100 | Novel Energy Solutions | 100 | Non-regulated
Johnson Solar CSG | 61380_G_JOHN2 | 61380 | G | JOHN2 |  | Solar PV |  | MIS_MNWI | Minnesota | 27 | Pipestone | 117 | 27117 | 1 | 0 | 2018 | 9999 |  |  | N | Solar | [13 empty] | 0 | 0 | 0 | 0 | [11 empty] | ETCAP NES CS MN 08 LLC | 100 | Novel Energy Solutions | 100 | Non-regulated
Johnson Solar CSG | 61380_G_JOHN3 | 61380 | G | JOHN3 |  | Solar PV |  | MIS_MNWI | Minnesota | 27 | Pipestone | 117 | 27117 | 1 | 0 | 2018 | 9999 |  |  | N | Solar | [13 empty] | 0 | 0 | 0 | 0 | [11 empty] | ETCAP NES CS MN 08 LLC | 100 | Novel Energy Solutions | 100 | Non-regulated
Johnson Solar CSG | 61380_G_JOHN4 | 61380 | G | JOHN4 |  | Solar PV |  | MIS_MNWI | Minnesota | 27 | Pipestone | 117 | 27117 | 1 | 0 | 2018 | 9999 |  |  | N | Solar | [13 empty] | 0 | 0 | 0 | 0 | [11 empty] | ETCAP NES CS MN 08 LLC | 100 | Novel Energy Solutions | 100 | Non-regulated
Johnson Solar CSG | 61380_G_JOHN5 | 61380 | G | JOHN5 |  | Solar PV |  | MIS_MNWI | Minnesota | 27 | Pipestone | 117 | 27117 | 1 | 0 | 2018 | 9999 |  |  | N | Solar | [13 empty] | 0 | 0 | 0 | 0 | [11 empty] | ETCAP NES CS MN 08 LLC | 100 | Novel Energy Solutions | 100 | Non-regulated
Koppelman Sun CSG | 61381_G_KOPP1 | 61381 | G | KOPP1 |  | Solar PV |  | MIS_MNWI | Minnesota | 27 | Blue Earth | 13 | 27013 | 1 | 0 | 2017 | 9999 |  |  | N | Solar | [13 empty] | 0 | 0 | 0 | 0 | [11 empty] | SunE Koppelman 1 LLC | 100 | SunEdison | 100 | Non-regulated
Koppelman Sun CSG | 61381_G_KOPP2 | 61381 | G | KOPP2 |  | Solar PV |  | MIS_MNWI | Minnesota | 27 | Blue Earth | 13 | 27013 | 1 | 0 | 2017 | 9999 |  |  | N | Solar | [13 empty] | 0 | 0 | 0 | 0 | [11 empty] | SunE Koppelman 1 LLC | 100 | SunEdison | 100 | Non-regulated
Koppelman Sun CSG | 61381_G_KOPP3 | 61381 | G | KOPP3 |  | Solar PV |  | MIS_MNWI | Minnesota | 27 | Blue Earth | 13 | 27013 | 1 | 0 | 2017 | 9999 |  |  | N | Solar | [13 empty] | 0 | 0 | 0 | 0 | [11 empty] | SunE Koppelman 1 LLC | 100 | SunEdison | 100 | Non-regulated
Koppelman Sun CSG | 61381_G_KOPP4 | 61381 | G | KOPP4 |  | Solar PV |  | MIS_MNWI | Minnesota | 27 | Blue Earth | 13 | 27013 | 1 | 0 | 2017 | 9999 |  |  | N | Solar | [13 empty] | 0 | 0 | 0 | 0 | [11 empty] | SunE Koppelman 1 LLC | 100 | SunEdison | 100 | Non-regulated
Koppelman Sun CSG | 61381_G_KOPP5 | 61381 | G | KOPP5 |  | Solar PV |  | MIS_MNWI | Minnesota | 27 | Blue Earth | 13 | 27013 | 1 | 0 | 2017 | 9999 |  |  | N | Solar | [13 empty] | 0 | 0 | 0 | 0 | [11 empty] | SunE Koppelman 1 LLC | 100 | SunEdison | 100 | Non-regulated
Lindstrom Solar CSG | 61382_G_LIND1 | 61382 | G | LIND1 |  | Solar PV |  | MIS_MNWI | Minnesota | 27 | Chisago | 25 | 27025 | 1 | 0 | 2018 | 9999 |  |  | N | Solar | [13 empty] | 0 | 0 | 0 | 0 | [11 empty] | Lindstrom CSG 1 LLC | 100 | Lindstrom CSG 1 LLC | 100 | Non-regulated
Lindstrom Solar CSG | 61382_G_LIND2 | 61382 | G | LIND2 |  | Solar PV |  | MIS_MNWI | Minnesota | 27 | Chisago | 25 | 27025 | 1 | 0 | 2018 | 9999 |  |  | N | Solar | [13 empty] | 0 | 0 | 0 | 0 | [11 empty] | Lindstrom CSG 1 LLC | 100 | Lindstrom CSG 1 LLC | 100 | Non-regulated
Lindstrom Solar CSG | 61382_G_LIND3 | 61382 | G | LIND3 |  | Solar PV |  | MIS_MNWI | Minnesota | 27 | Chisago | 25 | 27025 | 1 | 0 | 2018 | 9999 |  |  | N | Solar | [13 empty] | 0 | 0 | 0 | 0 | [11 empty] | Lindstrom CSG 1 LLC | 100 | Lindstrom CSG 1 LLC | 100 | Non-regulated
Rengstorf Solar CSG | 61383_G_RENG1 | 61383 | G | RENG1 |  | Solar PV |  | MIS_MNWI | Minnesota | 27 | Nicollet | 103 | 27103 | 1 | 0 | 2017 | 9999 |  |  | N | Solar | [13 empty] | 0 | 0 | 0 | 0 | [11 empty] | SunE Rengstorf 1 LLC | 100 | SunEdison | 100 | Non-regulated
Rengstorf Solar CSG | 61383_G_RENG2 | 61383 | G | RENG2 |  | Solar PV |  | MIS_MNWI | Minnesota | 27 | Nicollet | 103 | 27103 | 1 | 0 | 2017 | 9999 |  |  | N | Solar | [13 empty] | 0 | 0 | 0 | 0 | [11 empty] | SunE Rengstorf 1 LLC | 100 | SunEdison | 100 | Non-regulated
Rengstorf Solar CSG | 61383_G_RENG3 | 61383 | G | RENG3 |  | Solar PV |  | MIS_MNWI | Minnesota | 27 | Nicollet | 103 | 27103 | 1 | 0 | 2017 | 9999 |  |  | N | Solar | [13 empty] | 0 | 0 | 0 | 0 | [11 empty] | SunE Rengstorf 1 LLC | 100 | SunEdison | 100 | Non-regulated
Rengstorf Solar CSG | 61383_G_RENG4 | 61383 | G | RENG4 |  | Solar PV |  | MIS_MNWI | Minnesota | 27 | Nicollet | 103 | 27103 | 1 | 0 | 2017 | 9999 |  |  | N | Solar | [13 empty] | 0 | 0 | 0 | 0 | [11 empty] | SunE Rengstorf 1 LLC | 100 | SunEdison | 100 | Non-regulated
Rengstorf Solar CSG | 61383_G_RENG5 | 61383 | G | RENG5 |  | Solar PV |  | MIS_MNWI | Minnesota | 27 | Nicollet | 103 | 27103 | 1 | 0 | 2017 | 9999 |  |  | N | Solar | [13 empty] | 0 | 0 | 0 | 0 | [11 empty] | SunE Rengstorf 1 LLC | 100 | SunEdison | 100 | Non-regulated
St. Cloud Solar CSG | 61384_G_STCL1 | 61384 | G | STCL1 |  | Solar PV |  | MIS_MNWI | Minnesota | 27 | Stearns | 145 | 27145 | 1 | 0 | 2018 | 9999 |  |  | N | Solar | [13 empty] | 0 | 0 | 0 | 0 | [11 empty] | SunE St Cloud 1 LLC | 100 | SunEdison | 100 | Non-regulated
St. Cloud Solar CSG | 61384_G_STCL2 | 61384 | G | STCL2 |  | Solar PV |  | MIS_MNWI | Minnesota | 27 | Stearns | 145 | 27145 | 1 | 0 | 2018 | 9999 |  |  | N | Solar | [13 empty] | 0 | 0 | 0 | 0 | [11 empty] | SunE St Cloud 1 LLC | 100 | SunEdison | 100 | Non-regulated
St. Cloud Solar CSG | 61384_G_STCL3 | 61384 | G | STCL3 |  | Solar PV |  | MIS_MNWI | Minnesota | 27 | Stearns | 145 | 27145 | 1 | 0 | 2018 | 9999 |  |  | N | Solar | [13 empty] | 0 | 0 | 0 | 0 | [11 empty] | SunE St Cloud 1 LLC | 100 | SunEdison | 100 | Non-regulated
St. Cloud Solar CSG | 61384_G_STCL4 | 61384 | G | STCL4 |  | Solar PV |  | MIS_MNWI | Minnesota | 27 | Stearns | 145 | 27145 | 1 | 0 | 2018 | 9999 |  |  | N | Solar | [13 empty] | 0 | 0 | 0 | 0 | [11 empty] | SunE St Cloud 1 LLC | 100 | SunEdison | 100 | Non-regulated
St. Cloud Solar CSG | 61384_G_STCL5 | 61384 | G | STCL5 |  | Solar PV |  | MIS_MNWI | Minnesota | 27 | Stearns | 145 | 27145 | 1 | 0 | 2018 | 9999 |  |  | N | Solar | [13 empty] | 0 | 0 | 0 | 0 | [11 empty] | SunE St Cloud 1 LLC | 100 | SunEdison | 100 | Non-regulated
Georgia LFG Oak Grove Plant | 61385_G_GM01 | 61385 | G | GM01 |  | Landfill Gas |  | S_SOU | Georgia | 13 | Barrow | 13 | 13013 | 2.1 | 13500 | 2016 | 9999 |  |  | N | Landfill Gas | [13 empty] | 0.22117 | 0.22117 | 0.22117 | 0.22117 | [11 empty] | Mas Georgia LFG LLC | 100 | Mas Energy | 100 | Non-regulated
Georgia LFG Oak Grove Plant | 61385_G_GM02 | 61385 | G | GM02 |  | Landfill Gas |  | S_SOU | Georgia | 13 | Barrow | 13 | 13013 | 2.1 | 13500 | 2016 | 9999 |  |  | N | Landfill Gas | [13 empty] | 0.22117 | 0.22117 | 0.22117 | 0.22117 | [11 empty] | Mas Georgia LFG LLC | 100 | Mas Energy | 100 | Non-regulated
Georgia LFG Oak Grove Plant | 61385_G_GM03 | 61385 | G | GM03 |  | Landfill Gas |  | S_SOU | Georgia | 13 | Barrow | 13 | 13013 | 2.1 | 13500 | 2016 | 9999 |  |  | N | Landfill Gas | [13 empty] | 0.22117 | 0.22117 | 0.22117 | 0.22117 | [11 empty] | Mas Georgia LFG LLC | 100 | Mas Energy | 100 | Non-regulated
Georgia LFG Pine Ridge Plant | 61386_G_GM01 | 61386 | G | GM01 |  | Landfill Gas |  | S_SOU | Georgia | 13 | Spalding | 255 | 13255 | 2.1 | 13500 | 2016 | 9999 |  |  | N | Landfill Gas | [13 empty] | 0.22117 | 0.22117 | 0.22117 | 0.22117 | [11 empty] | Mas Georgia LFG LLC | 100 | Mas Energy | 100 | Non-regulated
Georgia LFG Pine Ridge Plant | 61386_G_GM02 | 61386 | G | GM02 |  | Landfill Gas |  | S_SOU | Georgia | 13 | Spalding | 255 | 13255 | 2.1 | 13500 | 2016 | 9999 |  |  | N | Landfill Gas | [13 empty] | 0.22117 | 0.22117 | 0.22117 | 0.22117 | [11 empty] | Mas Georgia LFG LLC | 100 | Mas Energy | 100 | Non-regulated
Georgia LFG Pine Ridge Plant | 61386_G_GM03 | 61386 | G | GM03 |  | Landfill Gas |  | S_SOU | Georgia | 13 | Spalding | 255 | 13255 | 2.1 | 13500 | 2016 | 9999 |  |  | N | Landfill Gas | [13 empty] | 0.22117 | 0.22117 | 0.22117 | 0.22117 | [11 empty] | Mas Georgia LFG LLC | 100 | Mas Energy | 100 | Non-regulated
Georgia LFG Richland Creek Plant | 61387_G_GM01 | 61387 | G | GM01 |  | Landfill Gas |  | S_SOU | Georgia | 13 | Gwinnett | 135 | 13135 | 2.4 | 13500 | 2016 | 9999 |  |  | N | Landfill Gas | [13 empty] | 0.22117 | 0.22117 | 0.22117 | 0.22117 | [11 empty] | Energy Development Group | 100 | Energy Development Group | 100 | Non-regulated
Georgia LFG Richland Creek Plant | 61387_G_GM02 | 61387 | G | GM02 |  | Landfill Gas |  | S_SOU | Georgia | 13 | Gwinnett | 135 | 13135 | 2.1 | 13500 | 2016 | 9999 |  |  | N | Landfill Gas | [13 empty] | 0.22117 | 0.22117 | 0.22117 | 0.22117 | [11 empty] | Energy Development Group | 100 | Energy Development Group | 100 | Non-regulated
Georgia LFG Richland Creek Plant | 61387_G_GM03 | 61387 | G | GM03 |  | Landfill Gas |  | S_SOU | Georgia | 13 | Gwinnett | 135 | 13135 | 2.1 | 13500 | 2016 | 9999 |  |  | N | Landfill Gas | [13 empty] | 0.22117 | 0.22117 | 0.22117 | 0.22117 | [11 empty] | Energy Development Group | 100 | Energy Development Group | 100 | Non-regulated
Georgia LFG Richland Creek Plant | 61387_G_GM04 | 61387 | G | GM04 |  | Landfill Gas |  | S_SOU | Georgia | 13 | Gwinnett | 135 | 13135 | 2.1 | 13500 | 2016 | 9999 |  |  | N | Landfill Gas | [13 empty] | 0.22117 | 0.22117 | 0.22117 | 0.22117 | [11 empty] | Energy Development Group | 100 | Energy Development Group | 100 | Non-regulated
Georgia LFG Richland Creek Plant | 61387_G_GM05 | 61387 | G | GM05 |  | Landfill Gas |  | S_SOU | Georgia | 13 | Gwinnett | 135 | 13135 | 2.1 | 13500 | 2016 | 9999 |  |  | N | Landfill Gas | [13 empty] | 0.22117 | 0.22117 | 0.22117 | 0.22117 | [11 empty] | Energy Development Group | 100 | Energy Development Group | 100 | Non-regulated
AEP Jacksonville Solar Project | 61388_G_PV1 | 61388 | G | PV1 |  | Solar PV |  | FRCC | Florida | 12 | Duval | 31 | 12031 | 7.1 | 0 | 2017 | 9999 |  |  | N | Solar | [13 empty] | 0 | 0 | 0 | 0 | [11 empty] | AEP OnSite Partners LLC | 100 | American Electric Power Co Inc | 100 | Non-regulated
Letchworth Solar Project | 61389_G_PV1 | 61389 | G | PV1 |  | Solar PV |  | NY_Z_A | New York | 36 | Wyoming | 121 | 36121 | 1.2 | 0 | 2017 | 9999 |  |  | N | Solar | [13 empty] | 0 | 0 | 0 | 0 | [11 empty] | AEP OnSite Partners LLC | 100 | American Electric Power Co Inc | 100 | Non-regulated
A.J. Mihm Generating Station | 61391_G_M1 | 61391 | G | M1 |  | Combustion Turbine | IC Engine | MIS_WUMS | Michigan | 26 | Baraga | 13 | 26013 | 18.9 | 10745 | 2019 | 9999 |  |  | N | Natural Gas | [13 empty] | 1.061 | 1.061 | 1.061 | 1.061 | [11 empty] | Upper Michigan Energy Resources Corp | 100 | WEC Energy Group Inc | 100 | Regulated
A.J. Mihm Generating Station | 61391_G_M2 | 61391 | G | M2 |  | Combustion Turbine | IC Engine | MIS_WUMS | Michigan | 26 | Baraga | 13 | 26013 | 18.8 | 10745 | 2019 | 9999 |  |  | N | Natural Gas | [13 empty] | 1.061 | 1.061 | 1.061 | 1.061 | [11 empty] | Upper Michigan Energy Resources Corp | 100 | WEC Energy Group Inc | 100 | Regulated
A.J. Mihm Generating Station | 61391_G_M3 | 61391 | G | M3 |  | Combustion Turbine | IC Engine | MIS_WUMS | Michigan | 26 | Baraga | 13 | 26013 | 18.8 | 10745 | 2019 | 9999 |  |  | N | Natural Gas | [13 empty] | 1.061 | 1.061 | 1.061 | 1.061 | [11 empty] | Upper Michigan Energy Resources Corp | 100 | WEC Energy Group Inc | 100 | Regulated
F.D. Kuester Generating Station | 61392_G_K1 | 61392 | G | K1 |  | Combustion Turbine | IC Engine | MIS_WUMS | Michigan | 26 | Marquette | 103 | 26103 | 18.8 | 10745 | 2019 | 9999 |  |  | N | Natural Gas | [13 empty] | 1.061 | 1.061 | 1.061 | 1.061 | [11 empty] | Upper Michigan Energy Resources Corp | 100 | WEC Energy Group Inc | 100 | Regulated
F.D. Kuester Generating Station | 61392_G_K2 | 61392 | G | K2 |  | Combustion Turbine | IC Engine | MIS_WUMS | Michigan | 26 | Marquette | 103 | 26103 | 18.8 | 10745 | 2019 | 9999 |  |  | N | Natural Gas | [13 empty] | 1.061 | 1.061 | 1.061 | 1.061 | [11 empty] | Upper Michigan Energy Resources Corp | 100 | WEC Energy Group Inc | 100 | Regulated
F.D. Kuester Generating Station | 61392_G_K3 | 61392 | G | K3 |  | Combustion Turbine | IC Engine | MIS_WUMS | Michigan | 26 | Marquette | 103 | 26103 | 18.8 | 10745 | 2019 | 9999 |  |  | N | Natural Gas | [13 empty] | 1.061 | 1.061 | 1.061 | 1.061 | [11 empty] | Upper Michigan Energy Resources Corp | 100 | WEC Energy Group Inc | 100 | Regulated
F.D. Kuester Generating Station | 61392_G_K4 | 61392 | G | K4 |  | Combustion Turbine | IC Engine | MIS_WUMS | Michigan | 26 | Marquette | 103 | 26103 | 18.8 | 10745 | 2019 | 9999 |  |  | N | Natural Gas | [13 empty] | 1.061 | 1.061 | 1.061 | 1.061 | [11 empty] | Upper Michigan Energy Resources Corp | 100 | WEC Energy Group Inc | 100 | Regulated
F.D. Kuester Generating Station | 61392_G_K5 | 61392 | G | K5 |  | Combustion Turbine | IC Engine | MIS_WUMS | Michigan | 26 | Marquette | 103 | 26103 | 18.8 | 10745 | 2019 | 9999 |  |  | N | Natural Gas | [13 empty] | 1.061 | 1.061 | 1.061 | 1.061 | [11 empty] | Upper Michigan Energy Resources Corp | 100 | WEC Energy Group Inc | 100 | Regulated
F.D. Kuester Generating Station | 61392_G_K6 | 61392 | G | K6 |  | Combustion Turbine | IC Engine | MIS_WUMS | Michigan | 26 | Marquette | 103 | 26103 | 18.8 | 10745 | 2019 | 9999 |  |  | N | Natural Gas | [13 empty] | 1.061 | 1.061 | 1.061 | 1.061 | [11 empty] | Upper Michigan Energy Resources Corp | 100 | WEC Energy Group Inc | 100 | Regulated
F.D. Kuester Generating Station | 61392_G_K7 | 61392 | G | K7 |  | Combustion Turbine | IC Engine | MIS_WUMS | Michigan | 26 | Marquette | 103 | 26103 | 18.8 | 10745 | 2019 | 9999 |  |  | N | Natural Gas | [13 empty] | 1.061 | 1.061 | 1.061 | 1.061 | [11 empty] | Upper Michigan Energy Resources Corp | 100 | WEC Energy Group Inc | 100 | Regulated
Georgia Power at Jakin GA PV | 61397_G_PV1 | 61397 | G | PV1 |  | Solar PV |  | S_SOU | Georgia | 13 | Early | 99 | 13099 | 1.5 | 0 | 2017 | 9999 |  |  | N | Solar | [13 empty] | 0 | 0 | 0 | 0 | [11 empty] | Constellation Solar Georgia 2 LLC | 100 | Exelon Corp | 100 | Non-regulated
Canis Major Solar Farm | 61398_G_S1980 | 61398 | G | S1980 |  | Solar PV |  | NENG_CT | Connecticut | 9 | Hartford | 3 | 09003 | 2 | 0 | 2016 | 9999 |  |  | N | Solar | [13 empty] | 0 | 0 | 0 | 0 | [11 empty] | LSE Canis Major LLC | 100 | Lodestar Energy LLC | 100 | Non-regulated
Ashby Duffy CSG Solar Farm | 61399_G_DU183 | 61399 | G | DU183 |  | Solar PV |  | NENGREST | Massachusetts | 25 | Middlesex | 17 | 25017 | 1.8 | 0 | 2017 | 9999 |  |  | N | Solar | [13 empty] | 0 | 0 | 0 | 0 | [11 empty] | LSE Cassiopeia LLC | 100 | Lodestar Energy LLC | 100 | Non-regulated
Clarence Cannon | 6140_G_1 | 6140 | G | 1 |  | Hydro |  | S_D_AECI | Missouri | 29 | Ralls | 173 | 29173 | 27 | 0 | 1984 | 9999 |  |  | N | Hydro | [13 empty] | 0 | 0 | 0 | 0 | [11 empty] | USACE St Louis District | 100 | U S Army Corps of Engineers | 100 | Regulated
Clarence Cannon | 6140_G_2 | 6140 | G | 2 |  | Pumped Storage |  | S_D_AECI | Missouri | 29 | Ralls | 173 | 29173 | 31 | 0 | 1984 | 9999 |  |  | N | Pumped Storage | [13 empty] | 0 | 0 | 0 | 0 | [11 empty] | USACE St Louis District | 100 | U S Army Corps of Engineers | 100 | Regulated
Foard City Wind | 61402_G_FOARD | 61402 | G | FOARD |  | Onshore Wind |  | ERC_WEST | Texas | 48 | Foard | 155 | 48155 | 350.3 | 0 | 2019 | 9999 |  |  | N | Wind | [13 empty] | 0 | 0 | 0 | 0 | [11 empty] | Foard City Wind LLC | 100 | Innergex Renewable Energy Inc | 100 | Non-regulated
Deep Branch Farm | 61403_G_1 | 61403 | G | 1 |  | Solar PV |  | S_VACA | North Carolina | 37 | Robeson | 155 | 37155 | 5 | 0 | 2017 | 9999 |  |  | N | Solar | [13 empty] | 0 | 0 | 0 | 0 | [11 empty] | Deep Branch Farm LLC | 100 | Strata Solar LLC | 100 | Non-regulated
Pikeville Farm | 61404_G_1 | 61404 | G | 1 |  | Solar PV |  | S_VACA | North Carolina | 37 | Wayne | 191 | 37191 | 5 | 0 | 2017 | 9999 |  |  | N | Solar | [13 empty] | 0 | 0 | 0 | 0 | [11 empty] | Pikeville Farm LLC | 100 | Strata Solar LLC | 100 | Non-regulated
Moorings Farm 2, LLC | 61405_G_1 | 61405 | G | 1 |  | Solar PV |  | S_VACA | North Carolina | 37 | Lenoir | 107 | 37107 | 5 | 0 | 2017 | 9999 |  |  | N | Solar | [13 empty] | 0 | 0 | 0 | 0 | [11 empty] | Moorings Farm 2 LLC | 100 | Dominion Energy Inc | 100 | Non-regulated
Essex Solar Center | 61406_G_ESSEX | 61406 | G | ESSEX |  | Solar PV |  | PJM_Dom | Virginia | 51 | Essex | 57 | 51057 | 20 | 0 | 2017 | 9999 |  |  | N | Solar | [13 empty] | 0 | 0 | 0 | 0 | [11 empty] | Coronal Development Services LLC | 100 | Coronal Group LLC | 100 | Non-regulated
Cottonwood Wind Energy Center | 61407_G_CTNWD | 61407 | G | CTNWD |  | Onshore Wind |  | SPP_NEBR | Nebraska | 31 | Webster | 181 | 31181 | 89.7 | 0 | 2017 | 9999 |  |  | N | Wind | [13 empty] | 0 | 0 | 0 | 0 | [11 empty] | Cottonwood Wind Project LLC | 100 | NextEra Energy Inc | 100 | Non-regulated
Canis Minor Solar Farm | 61408_G_B1000 | 61408 | G | B1000 |  | Solar PV |  | NENG_CT | Connecticut | 9 | Litchfield | 5 | 09005 | 1 | 0 | 2016 | 9999 |  |  | N | Solar | [13 empty] | 0 | 0 | 0 | 0 | [11 empty] | LSE Canis Minor LLC | 100 | Lse Canis Minor LLC | 100 | Non-regulated
Highway 56 Solar | 61409_G_GEN1 | 61409 | G | GEN1 |  | Solar PV |  | ERC_REST | Texas | 48 | Grayson | 181 | 48181 | 5.3 | 0 | 2017 | 9999 |  |  | N | Solar | [13 empty] | 0 | 0 | 0 | 0 | [11 empty] | Cypress Creek Renewables LLC | 100 | Cypress Creek Holdings LLC | 100 | Non-regulated
Harry Truman | 6141_G_1 | 6141 | G | 1 |  | Pumped Storage |  | SPP_WEST | Missouri | 29 | Benton | 15 | 29015 | 31 | 0 | 1982 | 9999 |  |  | N | Pumped Storage | [13 empty] | 0 | 0 | 0 | 0 | [11 empty] | USACE Kansas City District | 100 | U S Army Corps of Engineers | 100 | Regulated
Harry Truman | 6141_G_2 | 6141 | G | 2 |  | Pumped Storage |  | SPP_WEST | Missouri | 29 | Benton | 15 | 29015 | 31 | 0 | 1982 | 9999 |  |  | N | Pumped Storage | [13 empty] | 0 | 0 | 0 | 0 | [11 empty] | USACE Kansas City District | 100 | U S Army Corps of Engineers | 100 | Regulated
Harry Truman | 6141_G_3 | 6141 | G | 3 |  | Pumped Storage |  | SPP_WEST | Missouri | 29 | Benton | 15 | 29015 | 31 | 0 | 1982 | 9999 |  |  | N | Pumped Storage | [13 empty] | 0 | 0 | 0 | 0 | [11 empty] | USACE Kansas City District | 100 | U S Army Corps of Engineers | 100 | Regulated
Harry Truman | 6141_G_4 | 6141 | G | 4 |  | Pumped Storage |  | SPP_WEST | Missouri | 29 | Benton | 15 | 29015 | 31 | 0 | 1982 | 9999 |  |  | N | Pumped Storage | [13 empty] | 0 | 0 | 0 | 0 | [11 empty] | USACE Kansas City District | 100 | U S Army Corps of Engineers | 100 | Regulated
Harry Truman | 6141_G_5 | 6141 | G | 5 |  | Pumped Storage |  | SPP_WEST | Missouri | 29 | Benton | 15 | 29015 | 31 | 0 | 1981 | 9999 |  |  | N | Pumped Storage | [13 empty] | 0 | 0 | 0 | 0 | [11 empty] | USACE Kansas City District | 100 | U S Army Corps of Engineers | 100 | Regulated
Harry Truman | 6141_G_6 | 6141 | G | 6 |  | Pumped Storage |  | SPP_WEST | Missouri | 29 | Benton | 15 | 29015 | 31 | 0 | 1979 | 9999 |  |  | N | Pumped Storage | [13 empty] | 0 | 0 | 0 | 0 | [11 empty] | USACE Kansas City District | 100 | U S Army Corps of Engineers | 100 | Regulated
Whitesboro Solar | 61410_G_GEN1 | 61410 | G | GEN1 |  | Solar PV |  | ERC_REST | Texas | 48 | Grayson | 181 | 48181 | 5 | 0 | 2017 | 9999 |  |  | N | Solar | [13 empty] | 0 | 0 | 0 | 0 | [11 empty] | Whitesboro Solar LLC | 100 | Cypress Creek Holdings LLC | 100 | Non-regulated
Whitesboro Solar II | 61411_G_GEN1 | 61411 | G | GEN1 |  | Solar PV |  | ERC_REST | Texas | 48 | Grayson | 181 | 48181 | 5 | 0 | 2017 | 9999 |  |  | N | Solar | [13 empty] | 0 | 0 | 0 | 0 | [11 empty] | Whitesboro Solar II LLC | 100 | Cypress Creek Holdings LLC | 100 | Non-regulated
Latitude Solar Center | 61412_G_LATSC | 61412 | G | LATSC |  | Solar PV |  | S_C_TVA | Tennessee | 47 | Hardeman | 69 | 47069 | 15 | 0 | 2018 | 9999 |  |  | N | Solar | [13 empty] | 0 | 0 | 0 | 0 | [11 empty] | Latitude Solar Center LLC | 100 | Coronal Development Services LLC | 100 | Non-regulated
West Boylston Community Shared Solar | 61415_G_CS1 | 61415 | G | CS1 |  | Solar PV |  | NENGREST | Massachusetts | 25 | Worcester | 27 | 25027 | 1.5 | 0 | 2016 | 9999 |  |  | N | Solar | [13 empty] | 0 | 0 | 0 | 0 | [11 empty] | West Boylston MA (Town of) | 100 | West Boylston MA (Town of) | 100 | Regulated
Gopher Creek Wind Farm | 61417_G_GCWF | 61417 | G | GCWF |  | Onshore Wind |  | ERC_WEST | Texas | 48 | Borden | 33 | 48033 | 158 | 0 | 2019 | 9999 |  |  | N | Wind | [13 empty] | 0 | 0 | 0 | 0 | [11 empty] | Fluvanna Wind Energy 2 LLC | 100 | Terna SpA | 100 | Non-regulated
Valencia 1 Solar CA | 61418_G_VAL1 | 61418 | G | VAL1 |  | Solar PV |  | WECC_IID | California | 6 | Imperial | 25 | 06025 | 3 | 0 | 2017 | 9999 |  |  | N | Solar | [13 empty] | 0 | 0 | 0 | 0 | [11 empty] | Green Light FIT 2 LLC | 100 | Alaywan Trust | 100 | Non-regulated
One Ten Partners PV | 61419_G_OTP | 61419 | G | OTP |  | Solar PV |  | WEC_LADW | California | 6 | Los Angeles | 37 | 06037 | 2 | 0 | 2017 | 9999 |  |  | N | Solar | [13 empty] | 0 | 0 | 0 | 0 | [11 empty] | One Ten Partners LLC | 100 | One Ten Partners LLC | 100 | Non-regulated
Ozark | 6142_G_1 | 6142 | G | 1 |  | Hydro |  | SPP_WEST | Arkansas | 5 | Franklin | 47 | 05047 | 23 | 0 | 1972 | 9999 |  |  | N | Hydro | [13 empty] | 0 | 0 | 0 | 0 | [11 empty] | USACE Little Rock District | 100 | U S Army Corps of Engineers | 100 | Regulated
Ozark | 6142_G_2 | 6142 | G | 2 |  | Hydro |  | SPP_WEST | Arkansas | 5 | Franklin | 47 | 05047 | 23 | 0 | 1973 | 9999 |  |  | N | Hydro | [13 empty] | 0 | 0 | 0 | 0 | [11 empty] | USACE Little Rock District | 100 | U S Army Corps of Engineers | 100 | Regulated
Ozark | 6142_G_3 | 6142 | G | 3 |  | Hydro |  | SPP_WEST | Arkansas | 5 | Franklin | 47 | 05047 | 23 | 0 | 1973 | 9999 |  |  | N | Hydro | [13 empty] | 0 | 0 | 0 | 0 | [11 empty] | USACE Little Rock District | 100 | U S Army Corps of Engineers | 100 | Regulated
Ozark | 6142_G_5 | 6142 | G | 5 |  | Hydro |  | SPP_WEST | Arkansas | 5 | Franklin | 47 | 05047 | 23 | 0 | 1974 | 9999 |  |  | N | Hydro | [13 empty] | 0 | 0 | 0 | 0 | [11 empty] | USACE Little Rock District | 100 | U S Army Corps of Engineers | 100 | Regulated
Merced 1 PV | 61420_G_MRCD1 | 61420 | G | MRCD1 |  | Solar PV |  | WEC_CALN | California | 6 | Merced | 47 | 06047 | 3 | 0 | 2018 | 9999 |  |  | N | Solar | [13 empty] | 0 | 0 | 0 | 0 | [11 empty] | ZGlobal Inc | 100 | Alaywan Trust | 100 | Non-regulated
Madera 1 PV | 61421_G_MDRA1 | 61421 | G | MDRA1 |  | Solar PV |  | WEC_CALN | California | 6 | Madera | 39 | 06039 | 1.5 | 0 | 2017 | 9999 |  |  | N | Solar | [13 empty] | 0 | 0 | 0 | 0 | [11 empty] | ZGlobal Inc | 100 | Alaywan Trust | 100 | Non-regulated
Southampton Solar, LLC | 61422_G_PV1 | 61422 | G | PV1 |  | Solar PV |  | PJM_Dom | Virginia | 51 | Southampton | 175 | 51175 | 103.6 | 0 | 2017 | 9999 |  |  | N | Solar | [13 empty] | 0 | 0 | 0 | 0 | [11 empty] | Southampton Solar LLC | 100 | Southampton Solar LLC | 100 | Non-regulated
OR Solar 5, LLC | 61423_G_PV1 | 61423 | G | PV1 |  | Solar PV |  | WECC_PNW | Oregon | 41 | Klamath | 35 | 41035 | 8 | 0 | 2018 | 9999 |  |  | N | Solar | [13 empty] | 0 | 0 | 0 | 0 | [11 empty] | Merrill Solar LLC | 100 | Cypress Creek Holdings LLC | 100 | Non-regulated
OR Solar 8, LLC | 61424_G_PV1 | 61424 | G | PV1 |  | Solar PV |  | WECC_PNW | Oregon | 41 | Klamath | 35 | 41035 | 10 | 0 | 2018 | 9999 |  |  | N | Solar | [13 empty] | 0 | 0 | 0 | 0 | [11 empty] | OR Holdings LLC | 100 | Origis Energy | 100 | Non-regulated
Coyote Ridge Community Solar | 61425_G_COYCS | 61425 | G | COYCS |  | Solar PV |  | WECC_CO | Colorado | 8 | Larimer | 69 | 08069 | 1.5 | 0 | 2017 | 9999 |  |  | N | Solar | [13 empty] | 0 | 0 | 0 | 0 | [11 empty] | Poudre Valley Rural Electric Association Inc | 100 | Poudre Valley Rural Electric Association Inc | 100 | Regulated
Gopher CSG | 61426_G_PV1 | 61426 | G | PV1 |  | Solar PV |  | MIS_MNWI | Minnesota | 27 | Chisago | 25 | 27025 | 5 | 0 | 2018 | 9999 |  |  | N | Solar | [13 empty] | 0 | 0 | 0 | 0 | [11 empty] | Gopher CSG 1 LLC | 100 | SoCore Energy | 100 | Non-regulated
Richmond CSG | 61427_G_PV1 | 61427 | G | PV1 |  | Solar PV |  | MIS_MNWI | Minnesota | 27 | Stearns | 145 | 27145 | 5 | 0 | 2017 | 9999 |  |  | N | Solar | [13 empty] | 0 | 0 | 0 | 0 | [11 empty] | SoCore Energy LLC | 100 | SoCore Energy | 100 | Non-regulated
Taylors Falls CSG | 61428_G_PV1 | 61428 | G | PV1 |  | Solar PV |  | MIS_MNWI | Minnesota | 27 | Chisago | 25 | 27025 | 5 | 0 | 2018 | 9999 |  |  | N | Solar | [13 empty] | 0 | 0 | 0 | 0 | [11 empty] | Taylor Falls 1 CSG 1 LLC | 100 | SoCore Energy | 100 | Non-regulated
Big George PV CSG | 61429_G_12344 | 61429 | G | 12344 |  | Solar PV |  | NENGREST | Massachusetts | 25 | Plymouth | 23 | 25023 | 1 | 0 | 2018 | 9999 |  |  | N | Solar | [13 empty] | 0 | 0 | 0 | 0 | [11 empty] | Altus Power America Management LLC | 100 | Altus Power America Management LLC | 100 | Non-regulated
OR Solar 6, LLC | 61430_G_PV6 | 61430 | G | PV6 |  | Solar PV |  | WECC_PNW | Oregon | 41 | Lake | 37 | 41037 | 10 | 0 | 2017 | 9999 |  |  | N | Solar | [13 empty] | 0 | 0 | 0 | 0 | [11 empty] | et Capital Inc | 100 | et Solar Group | 100 | Non-regulated
Beacon BESS 1 | 61431_G_BCNB1 | 61431 | G | BCNB1 |  | Energy Storage |  | WEC_LADW | California | 6 | Kern | 29 | 06029 | 20 | 0 | 2018 | 9999 |  |  | N | Energy Storage | [13 empty] | 0 | 0 | 0 | 0 | [11 empty] | Los Angeles Dept of Water & Power | 100 | Los Angeles Dept of Water & Power | 100 | Regulated
SCE&G Curie CSG | 61432_G_SCCU1 | 61432 | G | SCCU1 |  | Solar PV |  | S_VACA | South Carolina | 45 | Hampton | 49 | 45049 | 2 | 0 | 2019 | 9999 |  |  | N | Solar | [13 empty] | 0 | 0 | 0 | 0 | [11 empty] | Clean Energy Collective LLC | 100 | Clean Energy Collective LLC | 100 | Non-regulated
SCE&G Nimitz CSG | 61433_G_SCNM1 | 61433 | G | SCNM1 |  | Solar PV |  | S_VACA | South Carolina | 45 | Jasper | 53 | 45053 | 8 | 0 | 2018 | 9999 |  |  | N | Solar | [13 empty] | 0 | 0 | 0 | 0 | [11 empty] | Southern Current LLC | 100 | Southern Current LLC | 100 | Non-regulated
SCE&G Springfield CSG | 61434_G_SCSP1 | 61434 | G | SCSP1 |  | Solar PV |  | S_VACA | South Carolina | 45 | Orangeburg | 75 | 45075 | 6.1 | 0 | 2018 | 9999 |  |  | N | Solar | [13 empty] | 0 | 0 | 0 | 0 | [11 empty] | Springfield Solar LLC | 100 | Tangent Energy Solutions Inc | 100 | Non-regulated
DG AMP Solar Coldwater | 61435_G_AMPCW | 61435 | G | AMPCW |  | Solar PV |  | MIS_LMI | Michigan | 26 | Branch | 23 | 26023 | 1.3 | 0 | 2018 | 9999 |  |  | N | Solar | [13 empty] | 0 | 0 | 0 | 0 | [11 empty] | DG AMP Solar LLC | 100 | NextEra Energy Inc | 100 | Non-regulated
DG AMP Solar Orrville 3 | 61436_G_AMPO3 | 61436 | G | AMPO3 |  | Solar PV |  | PJM_ATSI | Ohio | 39 | Wayne | 169 | 39169 | 2.3 | 0 | 2018 | 9999 |  |  | N | Solar | [13 empty] | 0 | 0 | 0 | 0 | [11 empty] | DG AMP Solar LLC | 100 | NextEra Energy Inc | 100 | Non-regulated
DG AMP Solar Versailles | 61437_G_AMPVS | 61437 | G | AMPVS |  | Solar PV |  | PJM_West | Ohio | 39 | Darke | 37 | 39037 | 1.8 | 0 | 2018 | 9999 |  |  | N | Solar | [13 empty] | 0 | 0 | 0 | 0 | [11 empty] | DG AMP Solar LLC | 100 | NextEra Energy Inc | 100 | Non-regulated
DG AMP Solar Jackson Center | 61438_G_AMPJC | 61438 | G | AMPJC |  | Solar PV |  | PJM_West | Ohio | 39 | Shelby | 149 | 39149 | 1.6 | 0 | 2018 | 9999 |  |  | N | Solar | [13 empty] | 0 | 0 | 0 | 0 | [11 empty] | DG AMP Solar LLC | 100 | NextEra Energy Inc | 100 | Non-regulated
Panasonic Carport Solar Hybrid | 61439_G_PANBS | 61439 | G | PANBS |  | Energy Storage |  | WECC_CO | Colorado | 8 | Adams | 1 | 08001 | 1 | 0 | 2017 | 9999 |  |  | N | Energy Storage | [13 empty] | 0 | 0 | 0 | 0 | [11 empty] | Xcel Energy Inc | 100 | Xcel Energy Inc | 100 | Regulated
Panasonic Carport Solar Hybrid | 61439_G_PANPV | 61439 | G | PANPV |  | Solar PV |  | WECC_CO | Colorado | 8 | Adams | 1 | 08001 | 1.3 | 0 | 2017 | 9999 |  |  | N | Solar | [13 empty] | 0 | 0 | 0 | 0 | [11 empty] | Panasonic Battery Project | 100 | Xcel Energy Inc | 100 | Regulated
Denver Braswell PV | 61441_G_GPDB1 | 61441 | G | GPDB1 |  | Solar PV |  | S_SOU | Georgia | 13 | Colquitt | 71 | 13071 | 1.6 | 0 | 2017 | 9999 |  |  | N | Solar | [13 empty] | 0 | 0 | 0 | 0 | [11 empty] | IGS ORIX Solar I LLC | 100 | ORIX Corp | 100 | Non-regulated
Foundation California Training Facility | 61442_G_WTG1 | 61442 | G | WTG1 |  | Onshore Wind |  | WEC_CALN | California | 6 | Monterey | 53 | 06053 | 1.8 | 0 | 2018 | 9999 |  |  | N | Wind | [13 empty] | 0 | 0 | 0 | 0 | [11 empty] | Foundation CA Fund IX Owner LLC | 100 | Foundation Windpower | 100 | Non-regulated
Foundation Mann Packing | 61443_G_WTG1 | 61443 | G | WTG1 |  | Onshore Wind |  | WEC_CALN | California | 6 | Monterey | 53 | 06053 | 1.8 | 0 | 2019 | 9999 |  |  | N | Wind | [13 empty] | 0 | 0 | 0 | 0 | [11 empty] | Foundation CA Fund IX Owner LLC | 100 | Foundation Windpower | 100 | Non-regulated
Foundation SaIinas Valley State Prison | 61444_G_WTG1 | 61444 | G | WTG1 |  | Onshore Wind |  | WEC_CALN | California | 6 | Monterey | 53 | 06053 | 1.8 | 0 | 2018 | 9999 |  |  | N | Wind | [13 empty] | 0 | 0 | 0 | 0 | [11 empty] | Foundation CA Fund IX Owner LLC | 100 | Foundation Windpower | 100 | Non-regulated
Gaskell West 1 Solar Facility | 61445_G_PV1 | 61445 | G | PV1 |  | Solar PV |  | WECC_SCE | California | 6 | Kern | 29 | 06029 | 20 | 0 | 2018 | 9999 |  |  | N | Solar | [13 empty] | 0 | 0 | 0 | 0 | [11 empty] | RE Gaskell West 1 LLC | 100 | Canadian Solar Inc | 100 | Non-regulated
RE Gaskell West 2 LLC | 61446_G_PV2 | 61446 | G | PV2 |  | Solar PV |  | WECC_SCE | California | 6 | Kern | 29 | 06029 | 45 | 0 | 2023 | 9999 |  |  | N | Solar | [13 empty] | 0 | 0 | 0 | 0 | [11 empty] | RE Gaskell West LLC | 100 | RE Gaskell West LLC | 100 | Non-regulated
RE Gaskell West 3 LLC | 61447_G_PV3 | 61447 | G | PV3 |  | Solar PV |  | WECC_SCE | California | 6 | Kern | 29 | 06029 | 20 | 0 | 2023 | 9999 |  |  | N | Solar | [13 empty] | 0 | 0 | 0 | 0 | [11 empty] | RE Gaskell West LLC | 100 | RE Gaskell West LLC | 100 | Non-regulated
RE Gaskell West 4 LLC | 61448_G_PV4 | 61448 | G | PV4 |  | Solar PV |  | WECC_SCE | California | 6 | Kern | 29 | 06029 | 20 | 0 | 2023 | 9999 |  |  | N | Solar | [13 empty] | 0 | 0 | 0 | 0 | [11 empty] | RE Gaskell West LLC | 100 | RE Gaskell West LLC | 100 | Non-regulated
RE Gaskell West 5 LLC | 61449_G_PV5 | 61449 | G | PV5 |  | Solar PV |  | WECC_SCE | California | 6 | Kern | 29 | 06029 | 20 | 0 | 2023 | 9999 |  |  | N | Solar | [13 empty] | 0 | 0 | 0 | 0 | [11 empty] | RE Gaskell West LLC | 100 | RE Gaskell West LLC | 100 | Non-regulated
Comanche Peak | 6145_G_1 | 6145 | G | 1 |  | Nuclear |  | ERC_REST | Texas | 48 | Somervell | 425 | 48425 | 1205 | 10456 | 1990 | 9999 |  |  | N | Nuclear Fuel | [13 empty] | 0 | 0 | 0 | 0 | [11 empty] | Luminant | 100 | Vistra Energy | 100 | Non-regulated
Comanche Peak | 6145_G_2 | 6145 | G | 2 |  | Nuclear |  | ERC_REST | Texas | 48 | Somervell | 425 | 48425 | 1195 | 10456 | 1993 | 9999 |  |  | N | Nuclear Fuel | [13 empty] | 0 | 0 | 0 | 0 | [11 empty] | Luminant | 100 | Vistra Energy | 100 | Non-regulated
Farmington Solar Farm | 61450_G_FSF1 | 61450 | G | FSF1 |  | Solar PV |  | MIS_MO | Missouri | 29 | St Francois | 187 | 29187 | 2.5 | 0 | 2018 | 9999 |  |  | N | Solar | [13 empty] | 0 | 0 | 0 | 0 | [11 empty] | MC Power Companies Inc | 100 | MC Power Companies | 100 | Non-regulated
Northfield Holdco CSG | 61451_G_NORTH | 61451 | G | NORTH |  | Solar PV |  | MIS_MNWI | Minnesota | 27 | Rice | 131 | 27131 | 5 | 0 | 2017 | 9999 |  |  | N | Solar | [13 empty] | 0 | 0 | 0 | 0 | [11 empty] | Northfield Holdco | 100 | Global Infrastructure Partners | 100 | Non-regulated
Waterford Holdco CSG | 61452_G_WATER | 61452 | G | WATER |  | Solar PV |  | MIS_MNWI | Minnesota | 27 | Rice | 131 | 27131 | 2.7 | 0 | 2017 | 9999 |  |  | N | Solar | [13 empty] | 0 | 0 | 0 | 0 | [11 empty] | Waterford Holdco LLC | 100 | Waterford Holdco LLC | 100 | Non-regulated
B.R. Corcoran CSG | 61453_G_42278 | 61453 | G | 42278 |  | Solar PV |  | MIS_MNWI | Minnesota | 27 | Hennepin | 53 | 27053 | 1 | 0 | 2017 | 9999 |  |  | N | Solar | [13 empty] | 0 | 0 | 0 | 0 | [11 empty] | Minnesota Solar CSG 19 LLC | 100 | Minnesota Solar LLC | 100 | Non-regulated
B.R. Corcoran CSG | 61453_G_42279 | 61453 | G | 42279 |  | Solar PV |  | MIS_MNWI | Minnesota | 27 | Hennepin | 53 | 27053 | 1 | 0 | 2017 | 9999 |  |  | N | Solar | [13 empty] | 0 | 0 | 0 | 0 | [11 empty] | Minnesota Solar CSG 19 LLC | 100 | Minnesota Solar LLC | 100 | Non-regulated
B.R. Corcoran CSG | 61453_G_42280 | 61453 | G | 42280 |  | Solar PV |  | MIS_MNWI | Minnesota | 27 | Hennepin | 53 | 27053 | 1 | 0 | 2017 | 9999 |  |  | N | Solar | [13 empty] | 0 | 0 | 0 | 0 | [11 empty] | Minnesota Solar CSG 19 LLC | 100 | Minnesota Solar LLC | 100 | Non-regulated
B.R. Corcoran CSG | 61453_G_42281 | 61453 | G | 42281 |  | Solar PV |  | MIS_MNWI | Minnesota | 27 | Hennepin | 53 | 27053 | 1 | 0 | 2017 | 9999 |  |  | N | Solar | [13 empty] | 0 | 0 | 0 | 0 | [11 empty] | Minnesota Solar CSG 19 LLC | 100 | Minnesota Solar LLC | 100 | Non-regulated
B.R. Corcoran CSG | 61453_G_42282 | 61453 | G | 42282 |  | Solar PV |  | MIS_MNWI | Minnesota | 27 | Hennepin | 53 | 27053 | 1 | 0 | 2017 | 9999 |  |  | N | Solar | [13 empty] | 0 | 0 | 0 | 0 | [11 empty] | Minnesota Solar CSG 19 LLC | 100 | Minnesota Solar LLC | 100 | Non-regulated
B.R. Sartell CSG | 61454_G_42286 | 61454 | G | 42286 |  | Solar PV |  | MIS_MNWI | Minnesota | 27 | Stearns | 145 | 27145 | 1 | 0 | 2017 | 9999 |  |  | N | Solar | [13 empty] | 0 | 0 | 0 | 0 | [11 empty] | Minnesota Solar LLC | 100 | Minnesota Solar LLC | 100 | Non-regulated
B.R. Sartell CSG | 61454_G_42287 | 61454 | G | 42287 |  | Solar PV |  | MIS_MNWI | Minnesota | 27 | Stearns | 145 | 27145 | 1 | 0 | 2017 | 9999 |  |  | N | Solar | [13 empty] | 0 | 0 | 0 | 0 | [11 empty] | Minnesota Solar LLC | 100 | Minnesota Solar LLC | 100 | Non-regulated
B.R. Sartell CSG | 61454_G_42288 | 61454 | G | 42288 |  | Solar PV |  | MIS_MNWI | Minnesota | 27 | Stearns | 145 | 27145 | 1 | 0 | 2017 | 9999 |  |  | N | Solar | [13 empty] | 0 | 0 | 0 | 0 | [11 empty] | Minnesota Solar LLC | 100 | Minnesota Solar LLC | 100 | Non-regulated
B.R. Sauk Rapids CSG | 61455_G_42292 | 61455 | G | 42292 |  | Solar PV |  | MIS_MNWI | Minnesota | 27 | Benton | 9 | 27009 | 1 | 0 | 2017 | 9999 |  |  | N | Solar | [13 empty] | 0 | 0 | 0 | 0 | [11 empty] | Minnesota Solar CSG 9 LLC | 100 | Minnesota Solar LLC | 100 | Non-regulated
B.R. Sauk Rapids CSG | 61455_G_42294 | 61455 | G | 42294 |  | Solar PV |  | MIS_MNWI | Minnesota | 27 | Benton | 9 | 27009 | 1 | 0 | 2017 | 9999 |  |  | N | Solar | [13 empty] | 0 | 0 | 0 | 0 | [11 empty] | Minnesota Solar CSG 9 LLC | 100 | Minnesota Solar LLC | 100 | Non-regulated
B.R. Sauk Rapids CSG | 61455_G_42295 | 61455 | G | 42295 |  | Solar PV |  | MIS_MNWI | Minnesota | 27 | Benton | 9 | 27009 | 1 | 0 | 2017 | 9999 |  |  | N | Solar | [13 empty] | 0 | 0 | 0 | 0 | [11 empty] | Minnesota Solar CSG 9 LLC | 100 | Minnesota Solar LLC | 100 | Non-regulated
B.R. Sauk Rapids CSG | 61455_G_42296 | 61455 | G | 42296 |  | Solar PV |  | MIS_MNWI | Minnesota | 27 | Benton | 9 | 27009 | 1 | 0 | 2017 | 9999 |  |  | N | Solar | [13 empty] | 0 | 0 | 0 | 0 | [11 empty] | Minnesota Solar CSG 9 LLC | 100 | Minnesota Solar LLC | 100 | Non-regulated
B.R. Sauk Rapids CSG | 61455_G_42297 | 61455 | G | 42297 |  | Solar PV |  | MIS_MNWI | Minnesota | 27 | Benton | 9 | 27009 | 1 | 0 | 2017 | 9999 |  |  | N | Solar | [13 empty] | 0 | 0 | 0 | 0 | [11 empty] | Minnesota Solar CSG 9 LLC | 100 | Minnesota Solar LLC | 100 | Non-regulated
Montgomery Winsted CSG | 61456_G_41620 | 61456 | G | 41620 |  | Solar PV |  | MIS_MNWI | Minnesota | 27 | McLeod | 85 | 27085 | 1 | 0 | 2017 | 9999 |  |  | N | Solar | [13 empty] | 0 | 0 | 0 | 0 | [11 empty] | Minnesota Solar CSG 4 LLC | 100 | Minnesota Solar LLC | 100 | Non-regulated
Montgomery Winsted CSG | 61456_G_41621 | 61456 | G | 41621 |  | Solar PV |  | MIS_MNWI | Minnesota | 27 | McLeod | 85 | 27085 | 1 | 0 | 2017 | 9999 |  |  | N | Solar | [13 empty] | 0 | 0 | 0 | 0 | [11 empty] | Minnesota Solar CSG 4 LLC | 100 | Minnesota Solar LLC | 100 | Non-regulated
Montgomery Winsted CSG | 61456_G_41622 | 61456 | G | 41622 |  | Solar PV |  | MIS_MNWI | Minnesota | 27 | McLeod | 85 | 27085 | 1 | 0 | 2017 | 9999 |  |  | N | Solar | [13 empty] | 0 | 0 | 0 | 0 | [11 empty] | Minnesota Solar CSG 4 LLC | 100 | Minnesota Solar LLC | 100 | Non-regulated
Palmer Solar Center | 61457_G_PALM | 61457 | G | PALM |  | Solar PV |  | PJM_Dom | Virginia | 51 | Fluvanna | 65 | 51065 | 5 | 0 | 2017 | 9999 |  |  | N | Solar | [13 empty] | 0 | 0 | 0 | 0 | [11 empty] | Coronal Development Services LLC | 100 | Coronal Group LLC | 100 | Non-regulated
Martin Solar Center | 61458_G_MARTN | 61458 | G | MARTN |  | Solar PV |  | PJM_Dom | Virginia | 51 | Goochland | 75 | 51075 | 5 | 0 | 2017 | 9999 |  |  | N | Solar | [13 empty] | 0 | 0 | 0 | 0 | [11 empty] | Coronal Development Services LLC | 100 | Coronal Group LLC | 100 | Non-regulated
Georgia Power at Swainsboro | 61459_G_PV1 | 61459 | G | PV1 |  | Solar PV |  | S_SOU | Georgia | 13 | Emanuel | 107 | 13107 | 2.9 | 0 | 2017 | 9999 |  |  | N | Solar | [13 empty] | 0 | 0 | 0 | 0 | [11 empty] | Constellation Solar Georgia 2 LLC | 100 | Exelon Corp | 100 | Non-regulated
IOS - MEW Phase 1 | 61460_G_MEW1 | 61460 | G | MEW1 |  | Solar PV |  | NENG_ME | Maine | 23 | Somerset | 25 | 23025 | 4.1 | 0 | 2017 | 9999 |  |  | N | Solar | [13 empty] | 0 | 0 | 0 | 0 | [11 empty] | IGS ORIX Solar I LLC | 100 | ORIX Corp | 100 | Non-regulated
North Smithfield Solar Power 1 | 61461_G_NSS01 | 61461 | G | NSS01 |  | Solar PV |  | NENGREST | Rhode Island | 44 | Providence | 7 | 44007 | 2 | 0 | 2018 | 9999 |  |  | N | Solar | [13 empty] | 0 | 0 | 0 | 0 | [11 empty] | North Smithfield Solar Power I LLC | 100 | Half Moon Ventures LLC | 100 | Non-regulated
SR Platte Solar Farm | 61462_G_PV1 | 61462 | G | PV1 |  | Solar PV |  | WECC_CO | Colorado | 8 | Weld | 123 | 08123 | 16 | 0 | 2017 | 9999 |  |  | N | Solar | [13 empty] | 0 | 0 | 0 | 0 | [11 empty] | SR Platte LLC | 100 | Silicon Ranch Corp | 100 | Non-regulated
Vandenberg Solar Project | 61463_G_VBERG | 61463 | G | VBERG |  | Solar PV |  | WECC_SCE | California | 6 | Santa Barbara | 83 | 06083 | 25.3 | 0 | 2017 | 9999 |  |  | N | Solar | [13 empty] | 0 | 0 | 0 | 0 | [11 empty] | Vandenberg Solar I LLC | 100 | Vandenberg Solar I LLC | 100 | Non-regulated
CoreSite Real Estate 2972 Stender, L.P. | 61464_G_G-1 | 61464 | G | G-1 |  | Combustion Turbine | IC Engine | WEC_CALN | California | 6 | Santa Clara | 85 | 06085 | 2 | 12283 | 2011 | 9999 |  |  | N | Distillate Fuel Oil | [13 empty] | 1.6498 | 1.6498 | 1.6498 | 1.6498 | [11 empty] | Coresite Real Estate 2972 Stender LP | 100 | Coresite | 100 | Non-regulated
CoreSite Real Estate 2972 Stender, L.P. | 61464_G_G-2 | 61464 | G | G-2 |  | Combustion Turbine | IC Engine | WEC_CALN | California | 6 | Santa Clara | 85 | 06085 | 2 | 12283 | 2011 | 9999 |  |  | N | Distillate Fuel Oil | [13 empty] | 1.6498 | 1.6498 | 1.6498 | 1.6498 | [11 empty] | Coresite Real Estate 2972 Stender LP | 100 | Coresite | 100 | Non-regulated
CoreSite Real Estate 2972 Stender, L.P. | 61464_G_G-3 | 61464 | G | G-3 |  | Combustion Turbine | IC Engine | WEC_CALN | California | 6 | Santa Clara | 85 | 06085 | 2 | 12283 | 2011 | 9999 |  |  | N | Distillate Fuel Oil | [13 empty] | 1.6498 | 1.6498 | 1.6498 | 1.6498 | [11 empty] | Coresite Real Estate 2972 Stender LP | 100 | Coresite | 100 | Non-regulated
CoreSite Real Estate 2972 Stender, L.P. | 61464_G_G-4 | 61464 | G | G-4 |  | Combustion Turbine | IC Engine | WEC_CALN | California | 6 | Santa Clara | 85 | 06085 | 2 | 12283 | 2011 | 9999 |  |  | N | Distillate Fuel Oil | [13 empty] | 1.6498 | 1.6498 | 1.6498 | 1.6498 | [11 empty] | Coresite Real Estate 2972 Stender LP | 100 | Coresite | 100 | Non-regulated
CoreSite Real Estate 2972 Stender, L.P. | 61464_G_G-5 | 61464 | G | G-5 |  | Combustion Turbine | IC Engine | WEC_CALN | California | 6 | Santa Clara | 85 | 06085 | 2 | 12283 | 2011 | 9999 |  |  | N | Distillate Fuel Oil | [13 empty] | 1.6498 | 1.6498 | 1.6498 | 1.6498 | [11 empty] | Coresite Real Estate 2972 Stender LP | 100 | Coresite | 100 | Non-regulated
CoreSite Real Estate 2972 Stender, L.P. | 61464_G_G-6 | 61464 | G | G-6 |  | Combustion Turbine | IC Engine | WEC_CALN | California | 6 | Santa Clara | 85 | 06085 | 2 | 12283 | 2011 | 9999 |  |  | N | Distillate Fuel Oil | [13 empty] | 1.6498 | 1.6498 | 1.6498 | 1.6498 | [11 empty] | Coresite Real Estate 2972 Stender LP | 100 | Coresite | 100 | Non-regulated
IGS Solar I - BWI2 | 61465_G_BWI2 | 61465 | G | BWI2 |  | Solar PV |  | PJM_SMAC | Maryland | 24 | Baltimore | 5 | 24005 | 1.4 | 0 | 2017 | 9999 |  |  | N | Solar | [13 empty] | 0 | 0 | 0 | 0 | [11 empty] | IGS ORIX Solar I LLC | 100 | ORIX Corp | 100 | Non-regulated
IOS - ERW9 | 61466_G_EWR9 | 61466 | G | EWR9 |  | Solar PV |  | PJM_EMAC | New Jersey | 34 | Middlesex | 23 | 34023 | 5 | 0 | 2017 | 9999 |  |  | N | Solar | [13 empty] | 0 | 0 | 0 | 0 | [11 empty] | IGS ORIX Solar I LLC | 100 | ORIX Corp | 100 | Non-regulated
City of Lexington | 61467_G_LXNE1 | 61467 | G | LXNE1 |  | Solar PV |  | SPP_NEBR | Nebraska | 31 | Dawson | 47 | 31047 | 3.6 | 0 | 2017 | 9999 |  |  | N | Solar | [13 empty] | 0 | 0 | 0 | 0 | [11 empty] | IGS ORIX Solar I LLC | 100 | ORIX Corp | 100 | Non-regulated
Valdosta Prison | 61468_G_GPVP1 | 61468 | G | GPVP1 |  | Solar PV |  | S_SOU | Georgia | 13 | Lowndes | 185 | 13185 | 1.2 | 0 | 2017 | 9999 |  |  | N | Solar | [13 empty] | 0 | 0 | 0 | 0 | [11 empty] | IGS ORIX Solar I LLC | 100 | ORIX Corp | 100 | Non-regulated
Lichtenthal | 61469_G_LIC01 | 61469 | G | LIC01 |  | Solar PV |  | NY_Z_B | New York | 36 | Genesee | 37 | 36037 | 2 | 0 | 2018 | 9999 |  |  | N | Solar | [13 empty] | 0 | 0 | 0 | 0 | [11 empty] | AES Distributed Energy Inc | 100 | AES Corp (The) | 100 | Non-regulated
Call Farms 1 | 61470_G_CFM11 | 61470 | G | CFM11 |  | Solar PV |  | NY_Z_B | New York | 36 | Genesee | 37 | 36037 | 2 | 0 | 2018 | 9999 |  |  | N | Solar | [13 empty] | 0 | 0 | 0 | 0 | [11 empty] | AES Distributed Energy Inc | 100 | AES Corp (The) | 100 | Non-regulated
Call Farms 3 | 61471_G_CFM31 | 61471 | G | CFM31 |  | Solar PV |  | NY_Z_B | New York | 36 | Genesee | 37 | 36037 | 2 | 0 | 2018 | 9999 |  |  | N | Solar | [13 empty] | 0 | 0 | 0 | 0 | [11 empty] | AES Distributed Energy Inc | 100 | AES Corp (The) | 100 | Non-regulated
San Luis Solar Garden | 61472_G_ANTO2 | 61472 | G | ANTO2 |  | Solar PV |  | WECC_CO | Colorado | 8 | Conejos | 21 | 08021 | 1.2 | 0 | 2017 | 9999 |  |  | N | Solar | [13 empty] | 0 | 0 | 0 | 0 | [11 empty] | San Luis Solar Garden LLC | 100 | San Luis Solar Garden LLC | 100 | Non-regulated
Hopewell Valley High School Hybrid | 61473_G_BA1 | 61473 | G | BA1 |  | Energy Storage |  | PJM_EMAC | New Jersey | 34 | Mercer | 21 | 34021 | 1 | 0 | 2015 | 9999 |  |  | N | Energy Storage | [13 empty] | 0 | 0 | 0 | 0 | [11 empty] | Public Service Electric & Gas Co | 100 | Public Service Enterprise Group Inc | 100 | Non-regulated
Hopewell Valley High School Hybrid | 61473_G_HWVHS | 61473 | G | HWVHS |  | Solar PV |  | PJM_EMAC | New Jersey | 34 | Mercer | 21 | 34021 | 0.9 | 0 | 2015 | 9999 |  |  | N | Solar | [13 empty] | 0 | 0 | 0 | 0 | [11 empty] | Public Service Electric & Gas Co | 100 | Public Service Enterprise Group Inc | 100 | Non-regulated
SunE Feely 1 CSG, LLC | 61478_G_FELY1 | 61478 | G | FELY1 |  | Solar PV |  | MIS_MNWI | Minnesota | 27 | Dakota | 37 | 27037 | 1 | 0 | 2018 | 9999 |  |  | N | Solar | [13 empty] | 0 | 0 | 0 | 0 | [11 empty] | Ecoplexus Inc | 100 | Ecoplexus Inc | 100 | Non-regulated
SunE Feely 1 CSG, LLC | 61478_G_FELY2 | 61478 | G | FELY2 |  | Solar PV |  | MIS_MNWI | Minnesota | 27 | Dakota | 37 | 27037 | 1 | 0 | 2018 | 9999 |  |  | N | Solar | [13 empty] | 0 | 0 | 0 | 0 | [11 empty] | Ecoplexus Inc | 100 | Ecoplexus Inc | 100 | Non-regulated
SunE Feely 1 CSG, LLC | 61478_G_FELY3 | 61478 | G | FELY3 |  | Solar PV |  | MIS_MNWI | Minnesota | 27 | Dakota | 37 | 27037 | 1 | 0 | 2018 | 9999 |  |  | N | Solar | [13 empty] | 0 | 0 | 0 | 0 | [11 empty] | Ecoplexus Inc | 100 | Ecoplexus Inc | 100 | Non-regulated
SunE Feely 1 CSG, LLC | 61478_G_FELY4 | 61478 | G | FELY4 |  | Solar PV |  | MIS_MNWI | Minnesota | 27 | Dakota | 37 | 27037 | 1 | 0 | 2018 | 9999 |  |  | N | Solar | [13 empty] | 0 | 0 | 0 | 0 | [11 empty] | Ecoplexus Inc | 100 | Ecoplexus Inc | 100 | Non-regulated
SunE Feely 1 CSG, LLC | 61478_G_FELY5 | 61478 | G | FELY5 |  | Solar PV |  | MIS_MNWI | Minnesota | 27 | Dakota | 37 | 27037 | 1 | 0 | 2018 | 9999 |  |  | N | Solar | [13 empty] | 0 | 0 | 0 | 0 | [11 empty] | Ecoplexus Inc | 100 | Ecoplexus Inc | 100 | Non-regulated
Cottage Grove CSG, LLC | 61483_G_CTGR1 | 61483 | G | CTGR1 |  | Solar PV |  | MIS_MNWI | Minnesota | 27 | Washington | 163 | 27163 | 1 | 0 | 2018 | 9999 |  |  | N | Solar | [13 empty] | 0 | 0 | 0 | 0 | [11 empty] | Cottage Grove CSG 1 LLC | 100 | Cottage Grove CSG 1 LLC | 100 | Non-regulated
Cottage Grove CSG, LLC | 61483_G_CTGR2 | 61483 | G | CTGR2 |  | Solar PV |  | MIS_MNWI | Minnesota | 27 | Washington | 163 | 27163 | 1 | 0 | 2018 | 9999 |  |  | N | Solar | [13 empty] | 0 | 0 | 0 | 0 | [11 empty] | Cottage Grove CSG 1 LLC | 100 | Cottage Grove CSG 1 LLC | 100 | Non-regulated
Cottage Grove CSG, LLC | 61483_G_CTGR3 | 61483 | G | CTGR3 |  | Solar PV |  | MIS_MNWI | Minnesota | 27 | Washington | 163 | 27163 | 1 | 0 | 2018 | 9999 |  |  | N | Solar | [13 empty] | 0 | 0 | 0 | 0 | [11 empty] | Cottage Grove CSG 1 LLC | 100 | Cottage Grove CSG 1 LLC | 100 | Non-regulated
Cottage Grove CSG, LLC | 61483_G_CTGR4 | 61483 | G | CTGR4 |  | Solar PV |  | MIS_MNWI | Minnesota | 27 | Washington | 163 | 27163 | 1 | 0 | 2018 | 9999 |  |  | N | Solar | [13 empty] | 0 | 0 | 0 | 0 | [11 empty] | Cottage Grove CSG 1 LLC | 100 | Cottage Grove CSG 1 LLC | 100 | Non-regulated
Cottage Grove CSG, LLC | 61483_G_CTGR5 | 61483 | G | CTGR5 |  | Solar PV |  | MIS_MNWI | Minnesota | 27 | Washington | 163 | 27163 | 1 | 0 | 2018 | 9999 |  |  | N | Solar | [13 empty] | 0 | 0 | 0 | 0 | [11 empty] | Cottage Grove CSG 1 LLC | 100 | Cottage Grove CSG 1 LLC | 100 | Non-regulated
Fox CSG, LLC | 61484_G_FOX1 | 61484 | G | FOX1 |  | Solar PV |  | MIS_MNWI | Minnesota | 27 | Chisago | 25 | 27025 | 1 | 0 | 2018 | 9999 |  |  | N | Solar | [13 empty] | 0 | 0 | 0 | 0 | [11 empty] | Fox CSG 1 LLC | 100 | Fox CSG 1 LLC | 100 | Non-regulated
Fox CSG, LLC | 61484_G_FOX2 | 61484 | G | FOX2 |  | Solar PV |  | MIS_MNWI | Minnesota | 27 | Chisago | 25 | 27025 | 1 | 0 | 2018 | 9999 |  |  | N | Solar | [13 empty] | 0 | 0 | 0 | 0 | [11 empty] | Fox CSG 1 LLC | 100 | Fox CSG 1 LLC | 100 | Non-regulated
Fox CSG, LLC | 61484_G_FOX3 | 61484 | G | FOX3 |  | Solar PV |  | MIS_MNWI | Minnesota | 27 | Chisago | 25 | 27025 | 1 | 0 | 2018 | 9999 |  |  | N | Solar | [13 empty] | 0 | 0 | 0 | 0 | [11 empty] | Fox CSG 1 LLC | 100 | Fox CSG 1 LLC | 100 | Non-regulated
Fox CSG, LLC | 61484_G_FOX4 | 61484 | G | FOX4 |  | Solar PV |  | MIS_MNWI | Minnesota | 27 | Chisago | 25 | 27025 | 1 | 0 | 2018 | 9999 |  |  | N | Solar | [13 empty] | 0 | 0 | 0 | 0 | [11 empty] | Fox CSG 1 LLC | 100 | Fox CSG 1 LLC | 100 | Non-regulated
Fox CSG, LLC | 61484_G_FOX5 | 61484 | G | FOX5 |  | Solar PV |  | MIS_MNWI | Minnesota | 27 | Chisago | 25 | 27025 | 1 | 0 | 2018 | 9999 |  |  | N | Solar | [13 empty] | 0 | 0 | 0 | 0 | [11 empty] | Fox CSG 1 LLC | 100 | Fox CSG 1 LLC | 100 | Non-regulated
SunE Stolee CSG, LLC | 61485_G_STOL1 | 61485 | G | STOL1 |  | Solar PV |  | MIS_MNWI | Minnesota | 27 | Rice | 131 | 27131 | 1 | 0 | 2018 | 9999 |  |  | N | Solar | [13 empty] | 0 | 0 | 0 | 0 | [11 empty] | Ecoplexus Inc | 100 | Ecoplexus Inc | 100 | Non-regulated
SunE Stolee CSG, LLC | 61485_G_STOL2 | 61485 | G | STOL2 |  | Solar PV |  | MIS_MNWI | Minnesota | 27 | Rice | 131 | 27131 | 1 | 0 | 2018 | 9999 |  |  | N | Solar | [13 empty] | 0 | 0 | 0 | 0 | [11 empty] | Ecoplexus Inc | 100 | Ecoplexus Inc | 100 | Non-regulated
SunE Stolee CSG, LLC | 61485_G_STOL3 | 61485 | G | STOL3 |  | Solar PV |  | MIS_MNWI | Minnesota | 27 | Rice | 131 | 27131 | 1 | 0 | 2018 | 9999 |  |  | N | Solar | [13 empty] | 0 | 0 | 0 | 0 | [11 empty] | Ecoplexus Inc | 100 | Ecoplexus Inc | 100 | Non-regulated
Wyoming 2 CSG, LLC | 61486_G_WY01 | 61486 | G | WY01 |  | Solar PV |  | MIS_MNWI | Minnesota | 27 | Chisago | 25 | 27025 | 1 | 0 | 2018 | 9999 |  |  | N | Solar | [13 empty] | 0 | 0 | 0 | 0 | [11 empty] | Ecoplexus Inc | 100 | Ecoplexus Inc | 100 | Non-regulated
Wyoming 2 CSG, LLC | 61486_G_WY02 | 61486 | G | WY02 |  | Solar PV |  | MIS_MNWI | Minnesota | 27 | Chisago | 25 | 27025 | 1 | 0 | 2018 | 9999 |  |  | N | Solar | [13 empty] | 0 | 0 | 0 | 0 | [11 empty] | Ecoplexus Inc | 100 | Ecoplexus Inc | 100 | Non-regulated
Wyoming 2 CSG, LLC | 61486_G_WY03 | 61486 | G | WY03 |  | Solar PV |  | MIS_MNWI | Minnesota | 27 | Chisago | 25 | 27025 | 1 | 0 | 2018 | 9999 |  |  | N | Solar | [13 empty] | 0 | 0 | 0 | 0 | [11 empty] | Ecoplexus Inc | 100 | Ecoplexus Inc | 100 | Non-regulated
Wyoming 2 CSG, LLC | 61486_G_WY04 | 61486 | G | WY04 |  | Solar PV |  | MIS_MNWI | Minnesota | 27 | Chisago | 25 | 27025 | 1 | 0 | 2018 | 9999 |  |  | N | Solar | [13 empty] | 0 | 0 | 0 | 0 | [11 empty] | Ecoplexus Inc | 100 | Ecoplexus Inc | 100 | Non-regulated
Wyoming 2 CSG, LLC | 61486_G_WY05 | 61486 | G | WY05 |  | Solar PV |  | MIS_MNWI | Minnesota | 27 | Chisago | 25 | 27025 | 1 | 0 | 2018 | 9999 |  |  | N | Solar | [13 empty] | 0 | 0 | 0 | 0 | [11 empty] | Ecoplexus Inc | 100 | Ecoplexus Inc | 100 | Non-regulated
SL Babylon | 61487_G_SLBAB | 61487 | G | SLBAB |  | Solar PV |  | NY_Z_K | New York | 36 | Suffolk | 103 | 36103 | 9 | 0 | 2017 | 9999 |  |  | N | Solar | [13 empty] | 0 | 0 | 0 | 0 | [11 empty] | PSEG Solar Source LLC | 100 | LS Power Group | 100 | Non-regulated
Cameron Solar | 61489_G_CAM | 61489 | G | CAM |  | Solar PV |  | S_VACA | South Carolina | 45 | Calhoun | 17 | 45017 | 20 | 0 | 2017 | 9999 |  |  | N | Solar | [13 empty] | 0 | 0 | 0 | 0 | [11 empty] | Cameron Solar LLC | 100 | Energias de Portugal SA | 100 | Non-regulated
Davis Besse | 6149_G_1 | 6149 | G | 1 |  | Nuclear |  | PJM_ATSI | Ohio | 39 | Ottawa | 123 | 39123 | 894 | 10456 | 1977 | 9999 |  |  | N | Nuclear Fuel | [13 empty] | 0 | 0 | 0 | 0 | [11 empty] | Energy Harbor Nuclear Generation LLC | 100 | FirstEnergy Corp | 100 | Non-regulated
Estill Solar | 61490_G_EST1 | 61490 | G | EST1 |  | Solar PV |  | S_VACA | South Carolina | 45 | Hampton | 49 | 45049 | 20 | 0 | 2017 | 9999 |  |  | N | Solar | [13 empty] | 0 | 0 | 0 | 0 | [11 empty] | Estill Solar I LLC | 100 | Energias de Portugal SA | 100 | Non-regulated
E-Volve Energy Holdings LLC | 61493_G_SEALY | 61493 | G | SEALY |  | Solar PV |  | ERC_REST | Texas | 48 | Austin | 15 | 48015 | 1.6 | 0 | 2015 | 9999 |  |  | N | Solar | [13 empty] | 0 | 0 | 0 | 0 | [11 empty] | Harvest Moon Renewable Energy Co | 100 | Harvest Moon Renewable Energy Co | 100 | Non-regulated
Wright Cuddyer CSG | 61494_G_41327 | 61494 | G | 41327 |  | Solar PV |  | MIS_MNWI | Minnesota | 27 | Wright | 171 | 27171 | 1 | 0 | 2018 | 9999 |  |  | N | Solar | [13 empty] | 0 | 0 | 0 | 0 | [11 empty] | Minnesota Solar CSG 1 LLC | 100 | Minnesota Solar LLC | 100 | Non-regulated
Wright Cuddyer CSG | 61494_G_41328 | 61494 | G | 41328 |  | Solar PV |  | MIS_MNWI | Minnesota | 27 | Wright | 171 | 27171 | 1 | 0 | 2018 | 9999 |  |  | N | Solar | [13 empty] | 0 | 0 | 0 | 0 | [11 empty] | Minnesota Solar CSG 1 LLC | 100 | Minnesota Solar LLC | 100 | Non-regulated
Wright Cuddyer CSG | 61494_G_41329 | 61494 | G | 41329 |  | Solar PV |  | MIS_MNWI | Minnesota | 27 | Wright | 171 | 27171 | 1 | 0 | 2018 | 9999 |  |  | N | Solar | [13 empty] | 0 | 0 | 0 | 0 | [11 empty] | Minnesota Solar CSG 1 LLC | 100 | Minnesota Solar LLC | 100 | Non-regulated
Wright Cuddyer CSG | 61494_G_41330 | 61494 | G | 41330 |  | Solar PV |  | MIS_MNWI | Minnesota | 27 | Wright | 171 | 27171 | 1 | 0 | 2018 | 9999 |  |  | N | Solar | [13 empty] | 0 | 0 | 0 | 0 | [11 empty] | Minnesota Solar CSG 1 LLC | 100 | Minnesota Solar LLC | 100 | Non-regulated
Carver Gladden CSG | 61495_G_42254 | 61495 | G | 42254 |  | Solar PV |  | MIS_MNWI | Minnesota | 27 | Carver | 19 | 27019 | 1 | 0 | 2018 | 9999 |  |  | N | Solar | [13 empty] | 0 | 0 | 0 | 0 | [11 empty] | Minnesota Solar CSG 8 LLC | 100 | Minnesota Solar LLC | 100 | Non-regulated
Carver Gladden CSG | 61495_G_42255 | 61495 | G | 42255 |  | Solar PV |  | MIS_MNWI | Minnesota | 27 | Carver | 19 | 27019 | 1 | 0 | 2018 | 9999 |  |  | N | Solar | [13 empty] | 0 | 0 | 0 | 0 | [11 empty] | Minnesota Solar CSG 8 LLC | 100 | Minnesota Solar LLC | 100 | Non-regulated
Carver Gladden CSG | 61495_G_42256 | 61495 | G | 42256 |  | Solar PV |  | MIS_MNWI | Minnesota | 27 | Carver | 19 | 27019 | 1 | 0 | 2018 | 9999 |  |  | N | Solar | [13 empty] | 0 | 0 | 0 | 0 | [11 empty] | Minnesota Solar CSG 8 LLC | 100 | Minnesota Solar LLC | 100 | Non-regulated
Adams Solar Center | 61496_G_ADAMS | 61496 | G | ADAMS |  | Solar PV |  | WECC_PNW | Oregon | 41 | Jefferson | 31 | 41031 | 10 | 0 | 2018 | 9999 |  |  | N | Solar | [13 empty] | 0 | 0 | 0 | 0 | [11 empty] | Adams Solar Center LLC | 100 | Heliosage Energy LLC | 100 | Non-regulated
Elbe Solar Center | 61497_G_ELBE | 61497 | G | ELBE |  | Solar PV |  | WECC_PNW | Oregon | 41 | Jefferson | 31 | 41031 | 10 | 0 | 2018 | 9999 |  |  | N | Solar | [13 empty] | 0 | 0 | 0 | 0 | [11 empty] | Elbe Solar Center LLC | 100 | GCL New Energy Holdings Limited | 100 | Non-regulated
Hampton Solar 2 | 61498_G_HAM2 | 61498 | G | HAM2 |  | Solar PV |  | S_VACA | South Carolina | 45 | Hampton | 49 | 45049 | 20 | 0 | 2017 | 9999 |  |  | N | Solar | [13 empty] | 0 | 0 | 0 | 0 | [11 empty] | Hampton Solar II LLC | 100 | Energias de Portugal SA | 100 | Non-regulated
CED Foster | 61499_G_FORI | 61499 | G | FORI |  | Solar PV |  | NENGREST | Rhode Island | 44 | Providence | 7 | 44007 | 2 | 0 | 2017 | 9999 |  |  | N | Solar | [13 empty] | 0 | 0 | 0 | 0 | [11 empty] | CED Foster Solar LLC | 100 | Consolidated Edison Inc | 100 | Non-regulated
Porter Way Community Solar Garden | 61500_G_PV1 | 61500 | G | PV1 |  | Solar PV |  | MIS_MNWI | Minnesota | 27 | Carver | 19 | 27019 | 3 | 0 | 2018 | 9999 |  |  | N | Solar | [13 empty] | 0 | 0 | 0 | 0 | [11 empty] | AEP OnSite Partners LLC | 100 | American Electric Power Co Inc | 100 | Non-regulated
ABEC #2 dba West-Star Dairy | 61501_G_GEN1 | 61501 | G | GEN1 |  | Non-Fossil Waste |  | WECC_SCE | California | 6 | Kern | 29 | 06029 | 1 | 13500 | 2018 | 9999 |  |  | N | Non-Fossil Waste | [13 empty] | 0 | 0 | 0 | 0 | [11 empty] | ABEC No 2 LLC | 100 | Es Alternatives LP | 100 | Non-regulated
ABEC #3 dba Lakeview Dairy | 61502_G_GEN1 | 61502 | G | GEN1 |  | Non-Fossil Waste |  | WECC_SCE | California | 6 | Kern | 29 | 06029 | 1 | 13500 | 2018 | 9999 |  |  | N | Non-Fossil Waste | [13 empty] | 0 | 0 | 0 | 0 | [11 empty] | ABEC No 3 LLC | 100 | Es Alternatives LP | 100 | Non-regulated
ABEC #4 dba CE&S Dairy | 61503_G_GEN1 | 61503 | G | GEN1 |  | Non-Fossil Waste |  | WECC_SCE | California | 6 | Kern | 29 | 06029 | 1 | 13500 | 2018 | 9999 |  |  | N | Non-Fossil Waste | [13 empty] | 0 | 0 | 0 | 0 | [11 empty] | ABEC No 4 LLC | 100 | Es Alternatives LP | 100 | Non-regulated
RJC I CSG | 61504_G_RCJ1 | 61504 | G | RCJ1 |  | Solar PV |  | MIS_MNWI | Minnesota | 27 | Steele | 147 | 27147 | 1 | 0 | 2018 | 9999 |  |  | N | Solar | [13 empty] | 0 | 0 | 0 | 0 | [11 empty] | RJC I CSG LLC | 100 | RJC I CSG LLC | 100 | Non-regulated
Huneke I CSG | 61505_G_HUNE1 | 61505 | G | HUNE1 |  | Solar PV |  | MIS_MNWI | Minnesota | 27 | Goodhue | 49 | 27049 | 1 | 0 | 2018 | 9999 |  |  | N | Solar | [13 empty] | 0 | 0 | 0 | 0 | [11 empty] | Huneke I CSG LLC | 100 | Huneke I CSG LLC | 100 | Non-regulated
Krause CSG | 61506_G_KRAUS | 61506 | G | KRAUS |  | Solar PV |  | MIS_MNWI | Minnesota | 27 | Renville | 129 | 27129 | 1 | 0 | 2018 | 9999 |  |  | N | Solar | [13 empty] | 0 | 0 | 0 | 0 | [11 empty] | Krause CSG LLC | 100 | Krause CSG LLC | 100 | Non-regulated
DG New Jersey Solar RLS Logistics | 61507_G_RLSNJ | 61507 | G | RLSNJ |  | Solar PV |  | PJM_EMAC | New Jersey | 34 | Gloucester | 15 | 34015 | 4 | 0 | 2018 | 9999 |  |  | N | Solar | [13 empty] | 0 | 0 | 0 | 0 | [11 empty] | DG New Jersey Solar LLC | 100 | DG Power LLC | 100 | Non-regulated
Provo Power Plant | 61508_G_1 | 61508 | G | 1 |  | Combustion Turbine | IC Engine | WECC_UT | Utah | 49 | Utah | 49 | 49049 | 2.4 | 10745 | 2018 | 9999 |  |  | N | Natural Gas | [13 empty] | 1.061 | 1.061 | 1.061 | 1.061 | [11 empty] | Utah Municipal Power Agency | 100 | Utah Municipal Power Agency | 100 | Regulated
Provo Power Plant | 61508_G_2 | 61508 | G | 2 |  | Combustion Turbine | IC Engine | WECC_UT | Utah | 49 | Utah | 49 | 49049 | 2.4 | 10745 | 2018 | 9999 |  |  | N | Natural Gas | [13 empty] | 1.061 | 1.061 | 1.061 | 1.061 | [11 empty] | Utah Municipal Power Agency | 100 | Utah Municipal Power Agency | 100 | Regulated
Provo Power Plant | 61508_G_3 | 61508 | G | 3 |  | Combustion Turbine | IC Engine | WECC_UT | Utah | 49 | Utah | 49 | 49049 | 2.4 | 10745 | 2018 | 9999 |  |  | N | Natural Gas | [13 empty] | 1.061 | 1.061 | 1.061 | 1.061 | [11 empty] | Utah Municipal Power Agency | 100 | Utah Municipal Power Agency | 100 | Regulated
Provo Power Plant | 61508_G_4 | 61508 | G | 4 |  | Combustion Turbine | IC Engine | WECC_UT | Utah | 49 | Utah | 49 | 49049 | 2.4 | 10745 | 2018 | 9999 |  |  | N | Natural Gas | [13 empty] | 1.061 | 1.061 | 1.061 | 1.061 | [11 empty] | Utah Municipal Power Agency | 100 | Utah Municipal Power Agency | 100 | Regulated
Provo Power Plant | 61508_G_5 | 61508 | G | 5 |  | Combustion Turbine | IC Engine | WECC_UT | Utah | 49 | Utah | 49 | 49049 | 2.4 | 10745 | 2018 | 9999 |  |  | N | Natural Gas | [13 empty] | 1.061 | 1.061 | 1.061 | 1.061 | [11 empty] | Utah Municipal Power Agency | 100 | Utah Municipal Power Agency | 100 | Regulated
Monroe County Sites A & B | 61509_G_MONA | 61509 | G | MONA |  | Solar PV |  | NY_Z_B | New York | 36 | Monroe | 55 | 36055 | 1.7 | 0 | 2017 | 9999 |  |  | N | Solar | [13 empty] | 0 | 0 | 0 | 0 | [11 empty] | AES DE DevCo NC LLC | 100 | AES Corp (The) | 100 | Non-regulated
Monroe County Sites A & B | 61509_G_MONB | 61509 | G | MONB |  | Solar PV |  | NY_Z_B | New York | 36 | Monroe | 55 | 36055 | 1.7 | 0 | 2017 | 9999 |  |  | N | Solar | [13 empty] | 0 | 0 | 0 | 0 | [11 empty] | AES DE DevCo NC LLC | 100 | AES Corp (The) | 100 | Non-regulated
Raccoon Mountain | 6151_G_1 | 6151 | G | 1 |  | Pumped Storage |  | S_C_TVA | Tennessee | 47 | Hamilton | 65 | 47065 | 404.7 | 0 | 1979 | 9999 |  |  | N | Pumped Storage | [13 empty] | 0 | 0 | 0 | 0 | [11 empty] | Tennessee Valley Authority | 100 | Tennessee Valley Authority | 100 | Regulated
Raccoon Mountain | 6151_G_2 | 6151 | G | 2 |  | Pumped Storage |  | S_C_TVA | Tennessee | 47 | Hamilton | 65 | 47065 | 404.1 | 0 | 1978 | 9999 |  |  | N | Pumped Storage | [13 empty] | 0 | 0 | 0 | 0 | [11 empty] | Tennessee Valley Authority | 100 | Tennessee Valley Authority | 100 | Regulated
Raccoon Mountain | 6151_G_3 | 6151 | G | 3 |  | Pumped Storage |  | S_C_TVA | Tennessee | 47 | Hamilton | 65 | 47065 | 403.5 | 0 | 1979 | 9999 |  |  | N | Pumped Storage | [13 empty] | 0 | 0 | 0 | 0 | [11 empty] | Tennessee Valley Authority | 100 | Tennessee Valley Authority | 100 | Regulated
Raccoon Mountain | 6151_G_4 | 6151 | G | 4 |  | Pumped Storage |  | S_C_TVA | Tennessee | 47 | Hamilton | 65 | 47065 | 404 | 0 | 1979 | 9999 |  |  | N | Pumped Storage | [13 empty] | 0 | 0 | 0 | 0 | [11 empty] | Tennessee Valley Authority | 100 | Tennessee Valley Authority | 100 | Regulated
Monroe County Sites C, D, & E | 61510_G_MONC | 61510 | G | MONC |  | Solar PV |  | NY_Z_B | New York | 36 | Monroe | 55 | 36055 | 2 | 0 | 2017 | 9999 |  |  | N | Solar | [13 empty] | 0 | 0 | 0 | 0 | [11 empty] | AES Distributed Energy Inc | 100 | AES Corp (The) | 100 | Non-regulated
Monroe County Sites C, D, & E | 61510_G_MOND | 61510 | G | MOND |  | Solar PV |  | NY_Z_B | New York | 36 | Monroe | 55 | 36055 | 2 | 0 | 2017 | 9999 |  |  | N | Solar | [13 empty] | 0 | 0 | 0 | 0 | [11 empty] | AES Distributed Energy Inc | 100 | AES Corp (The) | 100 | Non-regulated
Monroe County Sites C, D, & E | 61510_G_MONE | 61510 | G | MONE |  | Solar PV |  | NY_Z_B | New York | 36 | Monroe | 55 | 36055 | 2 | 0 | 2017 | 9999 |  |  | N | Solar | [13 empty] | 0 | 0 | 0 | 0 | [11 empty] | AES Distributed Energy Inc | 100 | AES Corp (The) | 100 | Non-regulated
Burt County Wind | 61511_G_BCNE | 61511 | G | BCNE |  | Onshore Wind |  | SPP_NEBR | Nebraska | 31 | Burt | 21 | 31021 | 75 | 0 | 2025 | 9999 |  |  | N | Wind | [13 empty] | 0 | 0 | 0 | 0 | [11 empty] | Consolidated Edison Development Inc. | 100 | Consolidated Edison Development Inc. | 100 | Non-regulated
Bullock Solar, LLC | 61512_G_GEN1 | 61512 | G | GEN1 |  | Solar PV |  | S_VACA | North Carolina | 37 | Vance | 181 | 37181 | 50 | 0 | 2017 | 9999 |  |  | N | Solar | [13 empty] | 0 | 0 | 0 | 0 | [11 empty] | Bullock Solar LLC | 100 | Cypress Creek Holdings LLC | 100 | Non-regulated
Marlin Solar | 61513_G_GEN1 | 61513 | G | GEN1 |  | Solar PV |  | ERC_REST | Texas | 48 | Limestone | 293 | 48293 | 5.3 | 0 | 2017 | 9999 |  |  | N | Solar | [13 empty] | 0 | 0 | 0 | 0 | [11 empty] | Marlin Solar LLC | 100 | Cypress Creek Holdings LLC | 100 | Non-regulated
North Gainesville Solar | 61514_G_GEN1 | 61514 | G | GEN1 |  | Solar PV |  | ERC_REST | Texas | 48 | Cooke | 97 | 48097 | 5.2 | 0 | 2017 | 9999 |  |  | N | Solar | [13 empty] | 0 | 0 | 0 | 0 | [11 empty] | North Gainesville Solar LLC | 100 | Cypress Creek Holdings LLC | 100 | Non-regulated
DG Camden LLC Holtec | 61515_G_HOLTC | 61515 | G | HOLTC |  | Solar PV |  | PJM_EMAC | New Jersey | 34 | Camden | 7 | 34007 | 2.2 | 0 | 2017 | 9999 |  |  | N | Solar | [13 empty] | 0 | 0 | 0 | 0 | [11 empty] | DG Camden LLC | 100 | NextEra Energy Inc | 100 | Non-regulated
School Sisters CSG | 61516_G_SCHOO | 61516 | G | SCHOO |  | Solar PV |  | MIS_MNWI | Minnesota | 27 | Blue Earth | 13 | 27013 | 1 | 0 | 2018 | 9999 |  |  | N | Solar | [13 empty] | 0 | 0 | 0 | 0 | [11 empty] | School Sisters CSG LLC | 100 | School Sisters CSG LLC | 100 | Non-regulated
301 Chestnut Solar NG | 61518_G_3010 | 61518 | G | 3010 |  | Solar PV |  | NENGREST | Massachusetts | 25 | Hampden | 13 | 25013 | 2 | 0 | 2017 | 9999 |  |  | N | Solar | [13 empty] | 0 | 0 | 0 | 0 | [11 empty] | Mass Solar 1 LLC | 100 | Brookfield Asset Management Inc | 100 | Non-regulated
Baker Point | 61519_G_GEN1 | 61519 | G | GEN1 |  | Solar PV |  | PJM_AP | Maryland | 24 | Frederick | 21 | 24021 | 9 | 0 | 2016 | 9999 |  |  | N | Solar | [13 empty] | 0 | 0 | 0 | 0 | [11 empty] | OneEnergy Baker Point Solar LLC | 100 | OneEnergy Inc | 100 | Non-regulated
Sequoyah | 6152_G_1 | 6152 | G | 1 |  | Nuclear |  | S_C_TVA | Tennessee | 47 | Hamilton | 65 | 47065 | 1152 | 10456 | 1981 | 9999 |  |  | N | Nuclear Fuel | [13 empty] | 0 | 0 | 0 | 0 | [11 empty] | Tennessee Valley Authority | 100 | Tennessee Valley Authority | 100 | Regulated
Sequoyah | 6152_G_2 | 6152 | G | 2 |  | Nuclear |  | S_C_TVA | Tennessee | 47 | Hamilton | 65 | 47065 | 1125.7 | 10456 | 1982 | 9999 |  |  | N | Nuclear Fuel | [13 empty] | 0 | 0 | 0 | 0 | [11 empty] | Tennessee Valley Authority | 100 | Tennessee Valley Authority | 100 | Regulated
Rosewood Solar | 61520_G_GEN1 | 61520 | G | GEN1 |  | Solar PV |  | S_VACA | North Carolina | 37 | Wayne | 191 | 37191 | 2 | 0 | 2016 | 9999 |  |  | N | Solar | [13 empty] | 0 | 0 | 0 | 0 | [11 empty] | Rosewood Solar LLC | 100 | Cypress Creek Holdings LLC | 100 | Non-regulated
Swamp Fox Solar | 61521_G_PGRD2 | 61521 | G | PGRD2 |  | Solar PV |  | S_VACA | South Carolina | 45 | Lexington | 63 | 45063 | 10.8 | 0 | 2017 | 9999 |  |  | N | Solar | [13 empty] | 0 | 0 | 0 | 0 | [11 empty] | Swamp Fox Solar LLC | 100 | Cypress Creek Holdings LLC | 100 | Non-regulated
Champion Solar | 61522_G_PGRD3 | 61522 | G | PGRD3 |  | Solar PV |  | S_VACA | South Carolina | 45 | Lexington | 63 | 45063 | 10.8 | 0 | 2017 | 9999 |  |  | N | Solar | [13 empty] | 0 | 0 | 0 | 0 | [11 empty] | Champion Solar LLC | 100 | Pine Gate Renewables LLC | 100 | Non-regulated
Haley Solar | 61523_G_PGRD1 | 61523 | G | PGRD1 |  | Solar PV |  | S_VACA | South Carolina | 45 | Allendale | 5 | 45005 | 8.2 | 0 | 2017 | 9999 |  |  | N | Solar | [13 empty] | 0 | 0 | 0 | 0 | [11 empty] | Haley Solar LLC | 100 | Cypress Creek Holdings LLC | 100 | Non-regulated
Whitewright Solar | 61524_G_GEN1 | 61524 | G | GEN1 |  | Solar PV |  | ERC_REST | Texas | 48 | Fannin | 147 | 48147 | 10 | 0 | 2017 | 9999 |  |  | N | Solar | [13 empty] | 0 | 0 | 0 | 0 | [11 empty] | Whitewright Solar LLC | 100 | Cypress Creek Holdings LLC | 100 | Non-regulated
ABD Farms | 61525_G_GEN1 | 61525 | G | GEN1 |  | Solar PV |  | S_VACA | North Carolina | 37 | Randolph | 151 | 37151 | 5 | 0 | 2017 | 9999 |  |  | N | Solar | [13 empty] | 0 | 0 | 0 | 0 | [11 empty] | Carolina Solar Energy II LLC | 100 | Carolina Solar Energy | 100 | Non-regulated
Antanavica Solar | 61526_G_GEN1 | 61526 | G | GEN1 |  | Solar PV |  | NENGREST | Massachusetts | 25 | Worcester | 27 | 25027 | 1 | 0 | 2018 | 9999 |  |  | N | Solar | [13 empty] | 0 | 0 | 0 | 0 | [11 empty] | Cypress Creek Renewables LLC | 100 | Cypress Creek Holdings LLC | 100 | Non-regulated
Bakatsias Solar | 61527_G_GEN1 | 61527 | G | GEN1 |  | Solar PV |  | S_VACA | North Carolina | 37 | Alamance | 1 | 37001 | 5 | 0 | 2017 | 9999 |  |  | N | Solar | [13 empty] | 0 | 0 | 0 | 0 | [11 empty] | Bakatsias Solar Farm LLC | 100 | ESA Renewables LLC | 100 | Non-regulated
Bayboro Solar Farm | 61528_G_GEN1 | 61528 | G | GEN1 |  | Solar PV |  | S_VACA | North Carolina | 37 | Pamlico | 137 | 37137 | 5 | 0 | 2017 | 9999 |  |  | N | Solar | [13 empty] | 0 | 0 | 0 | 0 | [11 empty] | Bayboro Solar Farm LLC | 100 | ESA Renewables LLC | 100 | Non-regulated
Estill Solar II | 61529_G_GEN1 | 61529 | G | GEN1 |  | Solar PV |  | S_VACA | South Carolina | 45 | Allendale | 5 | 45005 | 10.2 | 0 | 2017 | 9999 |  |  | N | Solar | [13 empty] | 0 | 0 | 0 | 0 | [11 empty] | Cypress Creek Renewables LLC | 100 | Cypress Creek Holdings LLC | 100 | Non-regulated
Callaway | 6153_G_1 | 6153 | G | 1 |  | Nuclear |  | MIS_MO | Missouri | 29 | Callaway | 27 | 29027 | 1247 | 10456 | 1984 | 9999 |  |  | N | Nuclear Fuel | [13 empty] | 0 | 0 | 0 | 0 | [11 empty] | Ameren Missouri | 100 | Ameren Corp | 100 | Regulated
Gaston Solar I - SC | 61530_G_GEN1 | 61530 | G | GEN1 |  | Solar PV |  | S_VACA | South Carolina | 45 | Lexington | 63 | 45063 | 10.2 | 0 | 2018 | 9999 |  |  | N | Solar | [13 empty] | 0 | 0 | 0 | 0 | [11 empty] | Cypress Creek Renewables LLC | 100 | Cypress Creek Holdings LLC | 100 | Non-regulated
Leon Solar | 61532_G_GEN1 | 61532 | G | GEN1 |  | Solar PV |  | ERC_REST | Texas | 48 | Hunt | 231 | 48231 | 10 | 0 | 2017 | 9999 |  |  | N | Solar | [13 empty] | 0 | 0 | 0 | 0 | [11 empty] | Leon Solar LLC | 100 | Cypress Creek Holdings LLC | 100 | Non-regulated
Mustang Solar | 61533_G_GEN1 | 61533 | G | GEN1 |  | Solar PV |  | S_VACA | North Carolina | 37 | Moore | 125 | 37125 | 5 | 0 | 2018 | 9999 |  |  | N | Solar | [13 empty] | 0 | 0 | 0 | 0 | [11 empty] | Mustang Solar LLC | 100 | Cypress Creek Holdings LLC | 100 | Non-regulated
Old Caroleen Solar Farm | 61534_G_GEN1 | 61534 | G | GEN1 |  | Solar PV |  | S_VACA | North Carolina | 37 | Rutherford | 161 | 37161 | 2 | 0 | 2018 | 9999 |  |  | N | Solar | [13 empty] | 0 | 0 | 0 | 0 | [11 empty] | Old Caroleen Solar Farm LLC | 100 | ESA Renewables LLC | 100 | Non-regulated
Statesville Solar | 61535_G_GEN1 | 61535 | G | GEN1 |  | Solar PV |  | S_VACA | North Carolina | 37 | Rowan | 159 | 37159 | 5 | 0 | 2017 | 9999 |  |  | N | Solar | [13 empty] | 0 | 0 | 0 | 0 | [11 empty] | Statesville Solar LLC | 100 | Cypress Creek Holdings LLC | 100 | Non-regulated
Wakefield Solar | 61536_G_GEN1 | 61536 | G | GEN1 |  | Solar PV |  | S_VACA | North Carolina | 37 | Wake | 183 | 37183 | 5 | 0 | 2017 | 9999 |  |  | N | Solar | [13 empty] | 0 | 0 | 0 | 0 | [11 empty] | Wakefield Solar LLC | 100 | Cypress Creek Holdings LLC | 100 | Non-regulated
Weston Landfill Solar | 61537_G_WESTO | 61537 | G | WESTO |  | Solar PV |  | NENGREST | Massachusetts | 25 | Middlesex | 17 | 25017 | 1.8 | 0 | 2016 | 9999 |  |  | N | Solar | [13 empty] | 0 | 0 | 0 | 0 | [11 empty] | Ameresco Inc Weston | 100 | Ameresco Inc | 100 | Non-regulated
Braintree Landfill Solar | 61538_G_BRAIN | 61538 | G | BRAIN |  | Solar PV |  | NENGREST | Massachusetts | 25 | Norfolk | 21 | 25021 | 1 | 0 | 2014 | 9999 |  |  | N | Solar | [13 empty] | 0 | 0 | 0 | 0 | [11 empty] | Ameresco Inc Braintree | 100 | Ameresco Inc | 100 | Non-regulated
GELD Solar Farm | 61539_G_GELD | 61539 | G | GELD |  | Solar PV |  | NENGREST | Massachusetts | 25 | Middlesex | 17 | 25017 | 2.3 | 0 | 2016 | 9999 |  |  | N | Solar | [13 empty] | 0 | 0 | 0 | 0 | [11 empty] | Ameresco Inc Geld | 100 | Ameresco Inc | 100 | Non-regulated
Town of Rocky Hill PV CSG | 61541_G_PV1 | 61541 | G | PV1 |  | Solar PV |  | NENG_CT | Connecticut | 9 | Hartford | 3 | 09003 | 1 | 0 | 2018 | 9999 |  |  | N | Solar | [13 empty] | 0 | 0 | 0 | 0 | [11 empty] | Tesla Inc | 100 | Tesla Inc | 100 | Non-regulated
Town of Rocky Hill PV CSG | 61541_G_PV2 | 61541 | G | PV2 |  | Solar PV |  | NENG_CT | Connecticut | 9 | Hartford | 3 | 09003 | 1 | 0 | 2018 | 9999 |  |  | N | Solar | [13 empty] | 0 | 0 | 0 | 0 | [11 empty] | Tesla Inc | 100 | Tesla Inc | 100 | Non-regulated
Town of Rocky Hill PV CSG | 61541_G_PV3 | 61541 | G | PV3 |  | Solar PV |  | NENG_CT | Connecticut | 9 | Hartford | 3 | 09003 | 1 | 0 | 2018 | 9999 |  |  | N | Solar | [13 empty] | 0 | 0 | 0 | 0 | [11 empty] | Tesla Inc | 100 | Tesla Inc | 100 | Non-regulated
PopeSun CSG, LLC | 61542_G_GEN1 | 61542 | G | GEN1 |  | Solar PV |  | MIS_MNWI | Minnesota | 27 | Pope | 121 | 27121 | 5 | 0 | 2017 | 9999 |  |  | N | Solar | [13 empty] | 0 | 0 | 0 | 0 | [11 empty] | PopeSun LLC | 100 | Cypress Creek Holdings LLC | 100 | Non-regulated
CF Novel Solar CSG Gardens Five, LLC | 61543_G_GEN1 | 61543 | G | GEN1 |  | Solar PV |  | MIS_MNWI | Minnesota | 27 | Steele | 147 | 27147 | 3.4 | 0 | 2017 | 9999 |  |  | N | Solar | [13 empty] | 0 | 0 | 0 | 0 | [11 empty] | CCP EC Tenant LLC | 100 | Cypress Creek Holdings LLC | 100 | Non-regulated
LeSun CSG, LLC | 61544_G_GEN1 | 61544 | G | GEN1 |  | Solar PV |  | MIS_MNWI | Minnesota | 27 | Le Sueur | 79 | 27079 | 5 | 0 | 2018 | 9999 |  |  | N | Solar | [13 empty] | 0 | 0 | 0 | 0 | [11 empty] | LeSun LLC | 100 | Cypress Creek Holdings LLC | 100 | Non-regulated
CGSun, LLC Community Solar | 61545_G_GEN1 | 61545 | G | GEN1 |  | Solar PV |  | MIS_MNWI | Minnesota | 27 | Washington | 163 | 27163 | 4 | 0 | 2017 | 9999 |  |  | N | Solar | [13 empty] | 0 | 0 | 0 | 0 | [11 empty] | CGSun LLC | 100 | Cypress Creek Holdings LLC | 100 | Non-regulated
WrightSun CSG, LLC | 61547_G_GEN1 | 61547 | G | GEN1 |  | Solar PV |  | MIS_MNWI | Minnesota | 27 | Wright | 171 | 27171 | 5 | 0 | 2018 | 9999 |  |  | N | Solar | [13 empty] | 0 | 0 | 0 | 0 | [11 empty] | WrightSun LLC | 100 | Cypress Creek Holdings LLC | 100 | Non-regulated
CF Novel Solar CSG Gardens Seven, LLC | 61548_G_GEN1 | 61548 | G | GEN1 |  | Solar PV |  | MIS_MNWI | Minnesota | 27 | Sherburne | 141 | 27141 | 3.3 | 0 | 2017 | 9999 |  |  | N | Solar | [13 empty] | 0 | 0 | 0 | 0 | [11 empty] | CF Novel Solar Gardens Seven LLC | 100 | Cypress Creek Holdings LLC | 100 | Non-regulated
DG Haverhill CSG | 61550_G_HAVER | 61550 | G | HAVER |  | Solar PV |  | NENGREST | Massachusetts | 25 | Essex | 9 | 25009 | 3 | 0 | 2017 | 9999 |  |  | N | Solar | [13 empty] | 0 | 0 | 0 | 0 | [11 empty] | DG Haverhill LLC | 100 | Global Infrastructure Partners | 100 | Non-regulated
Fort Detrick Solar PV | 61552_G_FDSBS | 61552 | G | FDSBS |  | Energy Storage |  | PJM_AP | Maryland | 24 | Frederick | 21 | 24021 | 6 | 0 | 2023 | 9999 |  |  | N | Energy Storage | [11 empty] | 0 |  | 0 | 0 | 0 | 0 | [11 empty] | Montevue Lane Solar, LLC | 100 | Montevue Lane Solar, LLC | 100 | Non-regulated
Fort Detrick Solar PV | 61552_G_FDSPV | 61552 | G | FDSPV |  | Solar PV |  | PJM_AP | Maryland | 24 | Frederick | 21 | 24021 | 15.7 | 0 | 2016 | 9999 |  |  | N | Solar | [13 empty] | 0 | 0 | 0 | 0 | [11 empty] | Ameresco Inc | 100 | Ameresco Inc | 100 | Non-regulated
Klamath Falls Solar 2 CSG | 61553_G_1 | 61553 | G | 1 |  | Solar PV |  | WECC_PNW | Oregon | 41 | Klamath | 35 | 41035 | 2.9 | 0 | 2017 | 9999 |  |  | N | Solar | [13 empty] | 0 | 0 | 0 | 0 | [11 empty] | Klamath Falls Solar 2 LLC | 100 | Klamath Falls Solar 2 LLC | 100 | Non-regulated
Comer Solar | 61554_G_1 | 61554 | G | 1 |  | Solar PV |  | S_SOU | Georgia | 13 | Madison | 195 | 13195 | 2.2 | 0 | 2018 | 9999 |  |  | N | Solar | [13 empty] | 0 | 0 | 0 | 0 | [11 empty] | Georgia Power Co | 100 | Southern Co | 100 | Regulated
DG Crystal Spring CSG | 61555_G_SPRIN | 61555 | G | SPRIN |  | Solar PV |  | NENGREST | Massachusetts | 25 | Plymouth | 23 | 25023 | 4.2 | 0 | 2017 | 9999 |  |  | N | Solar | [13 empty] | 0 | 0 | 0 | 0 | [11 empty] | DG Crystal Spring LLC | 100 | Global Infrastructure Partners | 100 | Non-regulated
Facebook 1 Solar Energy Center | 61556_G_FB1 | 61556 | G | FB1 |  | Solar PV |  | WECC_NM | New Mexico | 35 | Valencia | 61 | 35061 | 10 | 0 | 2017 | 9999 |  |  | N | Solar | [13 empty] | 0 | 0 | 0 | 0 | [11 empty] | PNMR Development & Management Co | 100 | PNM Resources Inc | 100 | Non-regulated
Facebook 2 Solar Energy Center | 61557_G_FB2 | 61557 | G | FB2 |  | Solar PV |  | WECC_NM | New Mexico | 35 | Bernalillo | 1 | 35001 | 10 | 0 | 2018 | 9999 |  |  | N | Solar | [13 empty] | 0 | 0 | 0 | 0 | [11 empty] | PNMR Development & Management Co | 100 | PNM Resources Inc | 100 | Non-regulated
Facebook 3 Solar Energy Center | 61558_G_FB3 | 61558 | G | FB3 |  | Solar PV |  | WECC_NM | New Mexico | 35 | Bernalillo | 1 | 35001 | 10 | 0 | 2018 | 9999 |  |  | N | Solar | [13 empty] | 0 | 0 | 0 | 0 | [11 empty] | PNMR Development & Management Co | 100 | PNM Resources Inc | 100 | Non-regulated
Woodline Solar | 61559_G_PGRD5 | 61559 | G | PGRD5 |  | Solar PV |  | WECC_PNW | Oregon | 41 | Klamath | 35 | 41035 | 8 | 0 | 2017 | 9999 |  |  | N | Solar | [13 empty] | 0 | 0 | 0 | 0 | [11 empty] | Woodline LLC | 100 | OneEnergy Renewables | 100 | Non-regulated
New Haven Harbor | 6156_G_2 | 6156 | G | 2 | 90569 | Combustion Turbine |  | NENG_CT | Connecticut | 9 | New Haven | 9 | 09009 | 43.2 | 13513 | 2012 | 9999 |  |  | N | Natural Gas, Distillate Fuel Oil |  |  |  | H2O | SCR | [7 empty] | 0.002 | 0.05681 | 0.05681 | 0.05681 | 0.05681 | [11 empty] | PSEG New Haven LLC | 100 | Public Service Enterprise Group Inc | 100 | Non-regulated
New Haven Harbor | 6156_G_3 | 6156 | G | 3 | 90570 | Combustion Turbine |  | NENG_CT | Connecticut | 9 | New Haven | 9 | 09009 | 43.2 | 13512 | 2012 | 9999 |  |  | N | Natural Gas, Distillate Fuel Oil |  |  |  | H2O | SCR | [7 empty] | 0.002 | 0.03754 | 0.03754 | 0.03754 | 0.03754 | [11 empty] | PSEG New Haven LLC | 100 | Public Service Enterprise Group Inc | 100 | Non-regulated
New Haven Harbor | 6156_G_4 | 6156 | G | 4 | 90571 | Combustion Turbine |  | NENG_CT | Connecticut | 9 | New Haven | 9 | 09009 | 43.2 | 13512 | 2012 | 9999 |  |  | N | Natural Gas, Distillate Fuel Oil |  |  |  | H2O | SCR | [7 empty] | 0.002 | 0.02806 | 0.02806 | 0.02806 | 0.02806 | [11 empty] | PSEG New Haven LLC | 100 | Public Service Enterprise Group Inc | 100 | Non-regulated
Eagle Point Solar | 61560_G_PGRD4 | 61560 | G | PGRD4 |  | Solar PV |  | WECC_PNW | Oregon | 41 | Jackson | 29 | 41029 | 9.9 | 0 | 2017 | 9999 |  |  | N | Solar | [13 empty] | 0 | 0 | 0 | 0 | [11 empty] | NorWest Energy 7 LLC | 100 | Cypress Creek Holdings LLC | 100 | Non-regulated
Bladen Solar | 61561_G_GEN1 | 61561 | G | GEN1 |  | Solar PV |  | S_VACA | North Carolina | 37 | Bladen | 17 | 37017 | 50 | 0 | 2017 | 9999 |  |  | N | Solar | [13 empty] | 0 | 0 | 0 | 0 | [11 empty] | Bladen Solar Farm LLC | 100 | Bladen Solar Farm LLC | 100 | Non-regulated
Falmouth Landfill Solar | 61562_G_FAL1 | 61562 | G | FAL1 |  | Solar PV |  | NENGREST | Massachusetts | 25 | Barnstable | 1 | 25001 | 3 | 0 | 2017 | 9999 |  |  | N | Solar | [13 empty] | 0 | 0 | 0 | 0 | [11 empty] | Citizens Enterprises Corp | 100 | Citizens Enterprises Corp | 100 | Non-regulated
Denver Metro Solar | 61563_G_53962 | 61563 | G | 53962 |  | Solar PV |  | WECC_CO | Colorado | 8 | Adams | 1 | 08001 | 1.6 | 0 | 2017 | 9999 |  |  | N | Solar | [13 empty] | 0 | 0 | 0 | 0 | [11 empty] | DHA Metro Solar LLC | 100 | DHA Metro Solar LLC | 100 | Non-regulated
Upland Prairie | 61564_G_1 | 61564 | G | 1 |  | Onshore Wind |  | MIS_MIDA | Iowa | 19 | Clay | 41 | 19041 | 299.3 | 0 | 2019 | 9999 |  |  | N | Wind | [13 empty] | 0 | 0 | 0 | 0 | [11 empty] | Upland Prairie LLC | 100 | Alliant Energy Corp | 100 | Regulated
English Farms | 61565_G_1 | 61565 | G | 1 |  | Onshore Wind |  | MIS_IA | Iowa | 19 | Poweshiek | 157 | 19157 | 171.5 | 0 | 2019 | 9999 |  |  | N | Wind | [13 empty] | 0 | 0 | 0 | 0 | [11 empty] | English Farms Wind Project LLC | 100 | Enel SpA | 100 | Regulated
El Dorado Springs Solar Farm | 61566_G_EDSF1 | 61566 | G | EDSF1 |  | Solar PV |  | SPP_N | Missouri | 29 | Cedar | 39 | 29039 | 2.5 | 0 | 2018 | 9999 |  |  | N | Solar | [13 empty] | 0 | 0 | 0 | 0 | [11 empty] | MCP El Dorado Springs LLC | 100 | MC Power Companies | 100 | Non-regulated
Veseli Community Solar Garden | 61570_G_40921 | 61570 | G | 40921 |  | Solar PV |  | MIS_MNWI | Minnesota | 27 | Rice | 131 | 27131 | 1 | 0 | 2018 | 9999 |  |  | N | Solar | [13 empty] | 0 | 0 | 0 | 0 | [11 empty] | Veseli Solar I LLC | 100 | Veseli Solar I LLC | 100 | Non-regulated
New Germany Community Solar Garden | 61571_G_39062 | 61571 | G | 39062 |  | Solar PV |  | MIS_MNWI | Minnesota | 27 | Carver | 19 | 27019 | 1 | 0 | 2018 | 9999 |  |  | N | Solar | [13 empty] | 0 | 0 | 0 | 0 | [11 empty] | New Germany Solar I LLC | 100 | New Germany Solar I LLC | 100 | Non-regulated
Lake Waconia Community Solar Garden | 61572_G_38610 | 61572 | G | 38610 |  | Solar PV |  | MIS_MNWI | Minnesota | 27 | Carver | 19 | 27019 | 1 | 0 | 2018 | 9999 |  |  | N | Solar | [13 empty] | 0 | 0 | 0 | 0 | [11 empty] | Lake Waconia Solar LLC | 100 | Lake Waconia Solar LLC | 100 | Non-regulated
Lake Waconia IV Community Solar Garden | 61573_G_40926 | 61573 | G | 40926 |  | Solar PV |  | MIS_MNWI | Minnesota | 27 | Carver | 19 | 27019 | 1 | 0 | 2018 | 9999 |  |  | N | Solar | [13 empty] | 0 | 0 | 0 | 0 | [11 empty] | Lake Waconia Solar IV LLC | 100 | Lake Waconia Solar IV LLC | 100 | Non-regulated
Zumbro Community Solar Garden | 61574_G_38674 | 61574 | G | 38674 |  | Solar PV |  | MIS_MNWI | Minnesota | 27 | Goodhue | 49 | 27049 | 1 | 0 | 2018 | 9999 |  |  | N | Solar | [13 empty] | 0 | 0 | 0 | 0 | [11 empty] | Zumbro Solar LLC | 100 | Zumbro Solar LLC | 100 | Non-regulated
Anheuser-Busch Baldwinsville | 61575_G_BAL01 | 61575 | G | BAL01 |  | Solar PV |  | NY_Z_C&E | New York | 36 | Onondaga | 67 | 36067 | 2 | 0 | 2018 | 9999 |  |  | N | Solar | [13 empty] | 0 | 0 | 0 | 0 | [11 empty] | AES Distributed Energy Inc | 100 | AES Corp (The) | 100 | Non-regulated
Columbia University - Johnson Farms | 61576_G_JF01 | 61576 | G | JF01 |  | Solar PV |  | NY_Z_G-I | New York | 36 | Orange | 71 | 36071 | 2 | 0 | 2018 | 9999 |  |  | N | Solar | [13 empty] | 0 | 0 | 0 | 0 | [11 empty] | AES Distributed Energy Inc | 100 | AES Corp (The) | 100 | Non-regulated
Time Warner Cable Enterprises - Martino | 61577_G_MRT01 | 61577 | G | MRT01 |  | Solar PV |  | NY_Z_C&E | New York | 36 | Oneida | 65 | 36065 | 2 | 0 | 2018 | 9999 |  |  | N | Solar | [13 empty] | 0 | 0 | 0 | 0 | [11 empty] | AES Distributed Energy Inc | 100 | AES Corp (The) | 100 | Non-regulated
Columbia University - Minisink | 61578_G_MIN01 | 61578 | G | MIN01 |  | Solar PV |  | NY_Z_G-I | New York | 36 | Orange | 71 | 36071 | 2 | 0 | 2018 | 9999 |  |  | N | Solar | [13 empty] | 0 | 0 | 0 | 0 | [11 empty] | AES Distributed Energy Inc | 100 | AES Corp (The) | 100 | Non-regulated
St. Lawrence University - Sutton | 61579_G_SUT01 | 61579 | G | SUT01 |  | Solar PV |  | NY_Z_C&E | New York | 36 | Jefferson | 45 | 36045 | 2 | 0 | 2018 | 9999 |  |  | N | Solar | [13 empty] | 0 | 0 | 0 | 0 | [11 empty] | AES Distributed Energy Inc | 100 | AES Corp (The) | 100 | Non-regulated
New Melones | 6158_G_1 | 6158 | G | 1 |  | Hydro |  | WEC_CALN | California | 6 | Tuolumne | 109 | 06109 | 191 | 0 | 1979 | 9999 |  |  | N | Hydro | [13 empty] | 0 | 0 | 0 | 0 | [11 empty] | U S Bureau of Reclamation | 100 | U S Bureau of Reclamation | 100 | Regulated
New Melones | 6158_G_2 | 6158 | G | 2 |  | Hydro |  | WEC_CALN | California | 6 | Tuolumne | 109 | 06109 | 191 | 0 | 1979 | 9999 |  |  | N | Hydro | [13 empty] | 0 | 0 | 0 | 0 | [11 empty] | U S Bureau of Reclamation | 100 | U S Bureau of Reclamation | 100 | Regulated
Tumbleweed Solar, LLC | 61580_G_TUMBL | 61580 | G | TUMBL |  | Solar PV |  | WECC_PNW | Oregon | 41 | Deschutes | 17 | 41017 | 9.9 | 0 | 2017 | 9999 |  |  | N | Solar | [13 empty] | 0 | 0 | 0 | 0 | [11 empty] | Tumbleweed Solar LLC (OR) | 100 | Saturn Power Corp | 100 | Non-regulated
Davis Lane Solar, LLC | 61581_G_DAVIS | 61581 | G | DAVIS |  | Solar PV |  | PJM_Dom | North Carolina | 37 | Perquimans | 143 | 37143 | 5 | 0 | 2017 | 9999 |  |  | N | Solar | [13 empty] | 0 | 0 | 0 | 0 | [11 empty] | Davis Lane Solar LLC | 100 | Davis Lane Solar LLC | 100 | Non-regulated
Voyager Wind II | 61582_G_VYGR2 | 61582 | G | VYGR2 |  | Onshore Wind |  | WECC_SCE | California | 6 | Kern | 29 | 06029 | 128.7 | 0 | 2018 | 9999 |  |  | N | Wind | [13 empty] | 0 | 0 | 0 | 0 | [11 empty] | Voyager Wind II LLC | 100 | ArcLight Capital Partners LLC | 100 | Non-regulated
Voyager Wind III | 61583_G_VYGR3 | 61583 | G | VYGR3 |  | Onshore Wind |  | WECC_SCE | California | 6 | Kern | 29 | 06029 | 43.2 | 0 | 2018 | 9999 |  |  | N | Wind | [13 empty] | 0 | 0 | 0 | 0 | [11 empty] | Terra Gen Power LLC | 100 | Energy Capital Partners | 100 | Non-regulated
Voyager Wind IV | 61584_G_VYGR4 | 61584 | G | VYGR4 |  | Onshore Wind |  | WECC_SCE | California | 6 | Kern | 29 | 06029 | 21.6 | 0 | 2018 | 9999 |  |  | N | Wind | [13 empty] | 0 | 0 | 0 | 0 | [11 empty] | Voyager Wind IV Expansion LLC | 100 | Energy Capital Partners | 100 | Non-regulated
Scandia CSG | 61585_G_40802 | 61585 | G | 40802 |  | Solar PV |  | MIS_MNWI | Minnesota | 27 | Washington | 163 | 27163 | 1 | 0 | 2018 | 9999 |  |  | N | Solar | [13 empty] | 0 | 0 | 0 | 0 | [11 empty] | DG Minnesota CSG LLC | 100 | NextEra Energy Inc | 100 | Non-regulated
Scandia CSG | 61585_G_40803 | 61585 | G | 40803 |  | Solar PV |  | MIS_MNWI | Minnesota | 27 | Washington | 163 | 27163 | 1 | 0 | 2018 | 9999 |  |  | N | Solar | [13 empty] | 0 | 0 | 0 | 0 | [11 empty] | DG Minnesota CSG LLC | 100 | NextEra Energy Inc | 100 | Non-regulated
Scandia CSG | 61585_G_40804 | 61585 | G | 40804 |  | Solar PV |  | MIS_MNWI | Minnesota | 27 | Washington | 163 | 27163 | 1 | 0 | 2018 | 9999 |  |  | N | Solar | [13 empty] | 0 | 0 | 0 | 0 | [11 empty] | DG Minnesota CSG LLC | 100 | NextEra Energy Inc | 100 | Non-regulated
Scandia CSG | 61585_G_40805 | 61585 | G | 40805 |  | Solar PV |  | MIS_MNWI | Minnesota | 27 | Washington | 163 | 27163 | 1 | 0 | 2018 | 9999 |  |  | N | Solar | [13 empty] | 0 | 0 | 0 | 0 | [11 empty] | DG Minnesota CSG LLC | 100 | NextEra Energy Inc | 100 | Non-regulated
Scandia CSG | 61585_G_40806 | 61585 | G | 40806 |  | Solar PV |  | MIS_MNWI | Minnesota | 27 | Washington | 163 | 27163 | 1 | 0 | 2018 | 9999 |  |  | N | Solar | [13 empty] | 0 | 0 | 0 | 0 | [11 empty] | DG Minnesota CSG LLC | 100 | NextEra Energy Inc | 100 | Non-regulated
MontSun Community Solar | 61586_G_1 | 61586 | G | 1 |  | Solar PV |  | MIS_MNWI | Minnesota | 27 | Wright | 171 | 27171 | 5 | 0 | 2017 | 9999 |  |  | N | Solar | [13 empty] | 0 | 0 | 0 | 0 | [11 empty] | Generate Capital | 100 | Generate Capital | 100 | Non-regulated
WaveSun Community Solar | 61587_G_1 | 61587 | G | 1 |  | Solar PV |  | MIS_MNWI | Minnesota | 27 | Wright | 171 | 27171 | 5 | 0 | 2017 | 9999 |  |  | N | Solar | [13 empty] | 0 | 0 | 0 | 0 | [11 empty] | Generate Capital | 100 | Generate Capital | 100 | Non-regulated
Independence II Solar Farm | 61588_G_1 | 61588 | G | 1 |  | Solar PV |  | SPP_N | Missouri | 29 | Jackson | 95 | 29095 | 4.1 | 0 | 2018 | 9999 |  |  | N | Solar | [13 empty] | 0 | 0 | 0 | 0 | [11 empty] | MCP Independence II LLC | 100 | MC Power Companies | 100 | Non-regulated
Independence II Solar Farm | 61588_G_2 | 61588 | G | 2 |  | Solar PV |  | SPP_N | Missouri | 29 | Jackson | 95 | 29095 | 4.4 | 0 | 2018 | 9999 |  |  | N | Solar | [13 empty] | 0 | 0 | 0 | 0 | [11 empty] | MCP Independence II LLC | 100 | MC Power Companies | 100 | Non-regulated
UL Advanced Wind Turbine Test Facility | 61589_G_MT-1 | 61589 | G | MT-1 |  | Onshore Wind |  | ERC_PHDL | Texas | 48 | Randall | 381 | 48381 | 0.1 | 0 | 2016 | 9999 |  |  | N | Wind | [13 empty] | 0 | 0 | 0 | 0 | [11 empty] | West Texas A & M University | 100 | West Texas A & M University | 100 | Non-regulated
UL Advanced Wind Turbine Test Facility | 61589_G_UT-1 | 61589 | G | UT-1 |  | Onshore Wind |  | ERC_PHDL | Texas | 48 | Randall | 381 | 48381 | 3.4 | 0 | 2018 | 9999 |  |  | N | Wind | [13 empty] | 0 | 0 | 0 | 0 | [11 empty] | West Texas A & M University | 100 | West Texas A & M University | 100 | Non-regulated
Crystal | 6159_G_1 | 6159 | G | 1 |  | Hydro |  | WECC_CO | Colorado | 8 | Montrose | 85 | 08085 | 35 | 0 | 1978 | 9999 |  |  | N | Hydro | [13 empty] | 0 | 0 | 0 | 0 | [11 empty] | U S Bureau of Reclamation | 100 | U S Bureau of Reclamation | 100 | Regulated
DG Foxborough Elm CSG | 61590_G_FOXEL | 61590 | G | FOXEL |  | Solar PV |  | NENGREST | Massachusetts | 25 | Norfolk | 21 | 25021 | 2 | 0 | 2017 | 9999 |  |  | N | Solar | [13 empty] | 0 | 0 | 0 | 0 | [11 empty] | NRG DG Foxborough Elm LLC | 100 | NRG Energy Inc | 100 | Non-regulated
Town of Foxborough - Landfill (SREC II) CSG | 61591_G_FOXLA | 61591 | G | FOXLA |  | Solar PV |  | NENGREST | Massachusetts | 25 | Norfolk | 21 | 25021 | 1.2 | 0 | 2017 | 9999 |  |  | N | Solar | [13 empty] | 0 | 0 | 0 | 0 | [11 empty] | NRG DG Foxborough Landfill LLC | 100 | NRG Energy Inc | 100 | Non-regulated
Cody Road Wind Farm | 61592_G_WT1 | 61592 | G | WT1 |  | Onshore Wind |  | NY_Z_C&E | New York | 36 | Madison | 53 | 36053 | 2.4 | 0 | 2024 | 9999 |  |  | N | Wind | [13 empty] | 0 | 0 | 0 | 0 | [11 empty] | Green Power LLC | 100 | Green Power LLC | 100 | Non-regulated
Cody Road Wind Farm | 61592_G_WT2 | 61592 | G | WT2 |  | Onshore Wind |  | NY_Z_C&E | New York | 36 | Madison | 53 | 36053 | 2.4 | 0 | 2024 | 9999 |  |  | N | Wind | [13 empty] | 0 | 0 | 0 | 0 | [11 empty] | Green Power LLC | 100 | Green Power LLC | 100 | Non-regulated
Cody Road Wind Farm | 61592_G_WT3 | 61592 | G | WT3 |  | Onshore Wind |  | NY_Z_C&E | New York | 36 | Madison | 53 | 36053 | 2.4 | 0 | 2024 | 9999 |  |  | N | Wind | [13 empty] | 0 | 0 | 0 | 0 | [11 empty] | Green Power LLC | 100 | Green Power LLC | 100 | Non-regulated
Cody Road Wind Farm | 61592_G_WT4 | 61592 | G | WT4 |  | Onshore Wind |  | NY_Z_C&E | New York | 36 | Madison | 53 | 36053 | 2.4 | 0 | 2024 | 9999 |  |  | N | Wind | [13 empty] | 0 | 0 | 0 | 0 | [11 empty] | Green Power LLC | 100 | Green Power LLC | 100 | Non-regulated
Cody Road Wind Farm | 61592_G_WT5 | 61592 | G | WT5 |  | Onshore Wind |  | NY_Z_C&E | New York | 36 | Madison | 53 | 36053 | 2.4 | 0 | 2024 | 9999 |  |  | N | Wind | [13 empty] | 0 | 0 | 0 | 0 | [11 empty] | Green Power LLC | 100 | Green Power LLC | 100 | Non-regulated
Westmont 301 | 61593_G_W5791 | 61593 | G | W5791 |  | Solar PV |  | WEC_LADW | California | 6 | Los Angeles | 37 | 06037 | 1.8 | 0 | 2017 | 9999 |  |  | N | Solar | [13 empty] | 0 | 0 | 0 | 0 | [11 empty] | TGC Westmont Holdings LLC | 100 | True Green Capital Management LLC | 100 | Non-regulated
Westmont 401 | 61594_G_W5792 | 61594 | G | W5792 |  | Solar PV |  | WEC_LADW | California | 6 | Los Angeles | 37 | 06037 | 2 | 0 | 2017 | 9999 |  |  | N | Solar | [13 empty] | 0 | 0 | 0 | 0 | [11 empty] | TGC Westmont Holdings LLC | 100 | True Green Capital Management LLC | 100 | Non-regulated
Flambeau Solar Partners | 61595_G_FLAMB | 61595 | G | FLAMB |  | Solar PV |  | MIS_MNWI | Wisconsin | 55 | Price | 99 | 55099 | 2.5 | 0 | 2017 | 9999 |  |  | N | Solar | [13 empty] | 0 | 0 | 0 | 0 | [11 empty] | Flambeau Solar Partners LLC | 100 | CMS Energy Corp | 100 | Non-regulated
Citizens Agawam Landfill Solar | 61596_G_PV1 | 61596 | G | PV1 |  | Solar PV |  | NENGREST | Massachusetts | 25 | Hampden | 13 | 25013 | 1.8 | 0 | 2017 | 9999 |  |  | N | Solar | [13 empty] | 0 | 0 | 0 | 0 | [11 empty] | Citizens Enterprises Corp | 100 | Citizens Enterprises Corp | 100 | Non-regulated
Norton Landfill Solar | 61597_G_PV1 | 61597 | G | PV1 |  | Solar PV |  | NENGREST | Massachusetts | 25 | Bristol | 5 | 25005 | 1.5 | 0 | 2017 | 9999 |  |  | N | Solar | [13 empty] | 0 | 0 | 0 | 0 | [11 empty] | Citizens Enterprises Corp | 100 | Citizens Enterprises Corp | 100 | Non-regulated
Tyngsborough Solar | 61598_G_PV1 | 61598 | G | PV1 |  | Solar PV |  | NENGREST | Massachusetts | 25 | Middlesex | 17 | 25017 | 2.6 | 0 | 2017 | 9999 |  |  | N | Solar | [13 empty] | 0 | 0 | 0 | 0 | [11 empty] | Citizens Enterprises Corp | 100 | Citizens Enterprises Corp | 100 | Non-regulated
New Road Solar, LLC | 61599_G_NEWRD | 61599 | G | NEWRD |  | Solar PV |  | PJM_EMAC | New Jersey | 34 | Monmouth | 25 | 34025 | 10 | 0 | 2018 | 9999 |  |  | N | Solar | [13 empty] | 0 | 0 | 0 | 0 | [11 empty] | New Road Solar LLC | 100 | New Road Solar LLC | 100 | Non-regulated
Old Bridge Solar Farm | 61600_G_OLDBR | 61600 | G | OLDBR |  | Solar PV |  | PJM_EMAC | New Jersey | 34 | Monmouth | 25 | 34025 | 8.8 | 0 | 2018 | 9999 |  |  | N | Solar | [13 empty] | 0 | 0 | 0 | 0 | [11 empty] | NJR Clean Energy Ventures Corp | 100 | New Jersey Resources Corp | 100 | Non-regulated
Raritan Solar - 53 Highway | 61601_G_RARIT | 61601 | G | RARIT |  | Solar PV |  | PJM_EMAC | New Jersey | 34 | Hunterdon | 19 | 34019 | 8.4 | 0 | 2018 | 9999 |  |  | N | Solar | [13 empty] | 0 | 0 | 0 | 0 | [11 empty] | GSRP Project Holdings II LLC | 100 | Goldman Sachs Group Inc (The) | 100 | Non-regulated
CED Chicopee Solar | 61602_G_CSMA | 61602 | G | CSMA |  | Solar PV |  | NENGREST | Massachusetts | 25 | Hampden | 13 | 25013 | 3 | 0 | 2017 | 9999 |  |  | N | Solar | [13 empty] | 0 | 0 | 0 | 0 | [11 empty] | CED Chicopee Solar LLC | 100 | Consolidated Edison Inc | 100 | Non-regulated
UMASS | 61603_G_UMASS | 61603 | G | UMASS |  | Solar PV |  | NENGREST | Massachusetts | 25 | Hampshire | 15 | 25015 | 4 | 0 | 2016 | 9999 |  |  | N | Solar | [13 empty] | 0 | 0 | 0 | 0 | [11 empty] | University of Massachusetts | 100 | University of Massachusetts | 100 | Non-regulated
Camden CSD Solar Array | 61604_G_1 | 61604 | G | 1 |  | Solar PV |  | NY_Z_C&E | New York | 36 | Oneida | 65 | 36065 | 1.8 | 0 | 2017 | 9999 |  |  | N | Solar | [13 empty] | 0 | 0 | 0 | 0 | [11 empty] | AEP OnSite Partners LLC | 100 | American Electric Power Co Inc | 100 | Non-regulated
San Luis Valley Solar Array | 61605_G_1 | 61605 | G | 1 |  | Solar PV |  | WECC_CO | Colorado | 8 | Saguache | 109 | 08109 | 2.7 | 0 | 2017 | 9999 |  |  | N | Solar | [13 empty] | 0 | 0 | 0 | 0 | [11 empty] | AEP OnSite Partners LLC | 100 | American Electric Power Co Inc | 100 | Non-regulated
Vilas Solar Array | 61606_G_1 | 61606 | G | 1 |  | Solar PV |  | WECC_CO | Colorado | 8 | Baca | 9 | 08009 | 4 | 0 | 2017 | 9999 |  |  | N | Solar | [13 empty] | 0 | 0 | 0 | 0 | [11 empty] | AEP OnSite Partners LLC | 100 | American Electric Power Co Inc | 100 | Non-regulated
Stenner Creek Solar | 61607_G_CPOLY | 61607 | G | CPOLY |  | Solar PV |  | WEC_CALN | California | 6 | San Luis Obispo | 79 | 06079 | 4.5 | 0 | 2018 | 9999 |  |  | N | Solar | [13 empty] | 0 | 0 | 0 | 0 | [11 empty] | Stenner Creek Solar LLC | 100 | Duke Energy Corp | 100 | Non-regulated
Montgomery County Solar | 61608_G_1 | 61608 | G | 1 |  | Solar PV |  | PJM_SMAC | Maryland | 24 | Montgomery | 31 | 24031 | 1.9 | 0 | 2018 | 9999 |  |  | N | Solar | [13 empty] | 0 | 0 | 0 | 0 | [11 empty] | Duke Energy Renewables Commercial LLC | 100 | Duke Energy Corp | 100 | Non-regulated
Heartland Divide Wind Project, LLC | 61609_G_1 | 61609 | G | 1 |  | Onshore Wind |  | MIS_MIDA | Iowa | 19 | Audubon | 9 | 19009 | 103.5 | 0 | 2018 | 9999 |  |  | N | Wind | [13 empty] | 0 | 0 | 0 | 0 | [11 empty] | Heartland Divide Wind Project LLC | 100 | NextEra Energy Inc | 100 | Non-regulated
NC 102 Project LLC | 61610_G_NC102 | 61610 | G | NC102 |  | Solar PV |  | S_VACA | North Carolina | 37 | Cabarrus | 25 | 37025 | 74.8 | 0 | 2018 | 9999 |  |  | N | Solar | [13 empty] | 0 | 0 | 0 | 0 | [11 empty] | NC 102 Project LLC | 100 | Canadian Solar Inc | 100 | Non-regulated
Techren Solar I LLC | 61611_G_TECH1 | 61611 | G | TECH1 |  | Solar PV |  | WECC_SNV | Nevada | 32 | Clark | 3 | 32003 | 100 | 0 | 2019 | 9999 |  |  | N | Solar | [13 empty] | 0 | 0 | 0 | 0 | [11 empty] | Techren Solar I LLC | 100 | Hanwha Group | 100 | Non-regulated
WED Kingstown Solar I, LLC - West | 61612_G_KTNEA | 61612 | G | KTNEA |  | Solar PV |  | NENGREST | Rhode Island | 44 | Washington | 9 | 44009 | 1.5 | 0 | 2017 | 9999 |  |  | N | Solar | [13 empty] | 0 | 0 | 0 | 0 | [11 empty] | Wed Kingstown Solar I LLC | 100 | Wind Energy Development | 100 | Non-regulated
WED Stilson Solar | 61613_G_STILS | 61613 | G | STILS |  | Solar PV |  | NENGREST | Rhode Island | 44 | Washington | 9 | 44009 | 2 | 0 | 2017 | 9999 |  |  | N | Solar | [13 empty] | 0 | 0 | 0 | 0 | [11 empty] | Wed Stilson Solar LLC | 100 | Wind Energy Development | 100 | Non-regulated
Cyril | 61614_G_1 | 61614 | G | 1 |  | Solar PV |  | SPP_WEST | Oklahoma | 40 | Caddo | 15 | 40015 | 5 | 0 | 2017 | 9999 |  |  | N | Solar | [13 empty] | 0 | 0 | 0 | 0 | [11 empty] | Western Farmers Electric Coop | 100 | Western Farmers Electric Coop | 100 | Regulated
Hinton | 61615_G_1 | 61615 | G | 1 |  | Solar PV |  | SPP_WEST | Oklahoma | 40 | Caddo | 15 | 40015 | 3 | 0 | 2017 | 9999 |  |  | N | Solar | [13 empty] | 0 | 0 | 0 | 0 | [11 empty] | Western Farmers Electric Coop | 100 | Western Farmers Electric Coop | 100 | Regulated
Marietta | 61616_G_1 | 61616 | G | 1 |  | Solar PV |  | SPP_WEST | Oklahoma | 40 | Love | 85 | 40085 | 3 | 0 | 2017 | 9999 |  |  | N | Solar | [13 empty] | 0 | 0 | 0 | 0 | [11 empty] | Western Farmers Electric Coop | 100 | Western Farmers Electric Coop | 100 | Regulated
Pine Ridge | 61617_G_1 | 61617 | G | 1 |  | Solar PV |  | SPP_WEST | Oklahoma | 40 | Caddo | 15 | 40015 | 3 | 0 | 2017 | 9999 |  |  | N | Solar | [13 empty] | 0 | 0 | 0 | 0 | [11 empty] | Western Farmers Electric Coop | 100 | Western Farmers Electric Coop | 100 | Regulated
Tuttle | 61618_G_1 | 61618 | G | 1 |  | Solar PV |  | SPP_WEST | Oklahoma | 40 | Grady | 51 | 40051 | 4 | 0 | 2017 | 9999 |  |  | N | Solar | [13 empty] | 0 | 0 | 0 | 0 | [11 empty] | Western Farmers Electric Coop | 100 | Western Farmers Electric Coop | 100 | Regulated
CDCR (CA) - Solano State Prison | 61619_G_SOLSP | 61619 | G | SOLSP |  | Solar PV |  | WEC_CALN | California | 6 | Solano | 95 | 06095 | 1.1 | 0 | 2013 | 9999 |  |  | N | Solar | [13 empty] | 0 | 0 | 0 | 0 | [11 empty] | SunE Solano SP Owner LLC | 100 | SunEdison | 100 | Non-regulated
CDCR (CA) - Corcoran State Prison | 61620_G_CORSP | 61620 | G | CORSP |  | Solar PV |  | WEC_CALN | California | 6 | Kings | 31 | 06031 | 5 | 0 | 2013 | 9999 |  |  | N | Solar | [13 empty] | 0 | 0 | 0 | 0 | [11 empty] | SunE Corcoran SP Owner LLC | 100 | SunEdison | 100 | Non-regulated
CDCR (CA) - Wasco State Prison | 61621_G_WASCO | 61621 | G | WASCO |  | Solar PV |  | WECC_SCE | California | 6 | Kern | 29 | 06029 | 1.5 | 0 | 2013 | 9999 |  |  | N | Solar | [13 empty] | 0 | 0 | 0 | 0 | [11 empty] | SunE Wasco SP Ower LLC | 100 | SunEdison | 100 | Non-regulated
WED Kingstown Solar I - East Array | 61622_G_KTNWA | 61622 | G | KTNWA |  | Solar PV |  | NENGREST | Rhode Island | 44 | Washington | 9 | 44009 | 3 | 0 | 2017 | 9999 |  |  | N | Solar | [13 empty] | 0 | 0 | 0 | 0 | [11 empty] | Wed Kingstown Solar I LLC | 100 | Wind Energy Development | 100 | Non-regulated
West Moore Solar II | 61625_G_GEN1 | 61625 | G | GEN1 |  | Solar PV |  | ERC_REST | Texas | 48 | Grayson | 181 | 48181 | 5 | 0 | 2018 | 9999 |  |  | N | Solar | [13 empty] | 0 | 0 | 0 | 0 | [11 empty] | Cypress Creek Renewables LLC | 100 | Cypress Creek Holdings LLC | 100 | Non-regulated
Dundas Solar Holdings LLC CSG | 61626_G_DU | 61626 | G | DU |  | Solar PV |  | MIS_MNWI | Minnesota | 27 | Rice | 131 | 27131 | 5 | 0 | 2018 | 9999 |  |  | N | Solar | [13 empty] | 0 | 0 | 0 | 0 | [11 empty] | Dundas Solar Holdings LLC | 100 | Nautilus Energy LLC | 100 | Non-regulated
Waterville CSG Solar Holdings LLC | 61627_G_WA | 61627 | G | WA |  | Solar PV |  | MIS_MNWI | Minnesota | 27 | Le Sueur | 79 | 27079 | 5 | 0 | 2018 | 9999 |  |  | N | Solar | [13 empty] | 0 | 0 | 0 | 0 | [11 empty] | Waterville Solar Holdings LLC | 100 | Nautilus Energy LLC | 100 | Non-regulated
Kilroy Solar | 61628_G_KILRO | 61628 | G | KILRO |  | Solar PV |  | WEC_SDGE | California | 6 | San Diego | 73 | 06073 | 1.1 | 0 | 2018 | 9999 |  |  | N | Solar | [13 empty] | 0 | 0 | 0 | 0 | [11 empty] | Nautilus Solar Solutions LLC | 100 | Nautilus Energy LLC | 100 | Non-regulated
West Brookfield Solar - Gilbertsville Rd (CSG) | 61629_G_WB | 61629 | G | WB |  | Solar PV |  | NENGREST | Massachusetts | 25 | Worcester | 27 | 25027 | 4 | 0 | 2017 | 9999 |  |  | N | Solar | [13 empty] | 0 | 0 | 0 | 0 | [11 empty] | VH West Brookfield LLC | 100 | Virgo Helios LLC | 100 | Non-regulated
Grand Coulee | 6163_G_1 | 6163 | G | 1 |  | Hydro |  | WECC_PNW | Washington | 53 | Grant | 25 | 53025 | 125 | 0 | 1942 | 9999 |  |  | N | Hydro | [13 empty] | 0 | 0 | 0 | 0 | [11 empty] | U S Bureau of Reclamation | 100 | U S Bureau of Reclamation | 100 | Regulated
Grand Coulee | 6163_G_10 | 6163 | G | 10 |  | Hydro |  | WECC_PNW | Washington | 53 | Grant | 25 | 53025 | 125 | 0 | 1951 | 9999 |  |  | N | Hydro | [13 empty] | 0 | 0 | 0 | 0 | [11 empty] | U S Bureau of Reclamation | 100 | U S Bureau of Reclamation | 100 | Regulated
Grand Coulee | 6163_G_11 | 6163 | G | 11 |  | Hydro |  | WECC_PNW | Washington | 53 | Grant | 25 | 53025 | 125 | 0 | 1951 | 9999 |  |  | N | Hydro | [13 empty] | 0 | 0 | 0 | 0 | [11 empty] | U S Bureau of Reclamation | 100 | U S Bureau of Reclamation | 100 | Regulated
Grand Coulee | 6163_G_12 | 6163 | G | 12 |  | Hydro |  | WECC_PNW | Washington | 53 | Grant | 25 | 53025 | 125 | 0 | 1951 | 9999 |  |  | N | Hydro | [13 empty] | 0 | 0 | 0 | 0 | [11 empty] | U S Bureau of Reclamation | 100 | U S Bureau of Reclamation | 100 | Regulated
Grand Coulee | 6163_G_13 | 6163 | G | 13 |  | Hydro |  | WECC_PNW | Washington | 53 | Grant | 25 | 53025 | 125 | 0 | 1950 | 9999 |  |  | N | Hydro | [13 empty] | 0 | 0 | 0 | 0 | [11 empty] | U S Bureau of Reclamation | 100 | U S Bureau of Reclamation | 100 | Regulated
Grand Coulee | 6163_G_14 | 6163 | G | 14 |  | Hydro |  | WECC_PNW | Washington | 53 | Grant | 25 | 53025 | 125 | 0 | 1950 | 9999 |  |  | N | Hydro | [13 empty] | 0 | 0 | 0 | 0 | [11 empty] | U S Bureau of Reclamation | 100 | U S Bureau of Reclamation | 100 | Regulated
Grand Coulee | 6163_G_15 | 6163 | G | 15 |  | Hydro |  | WECC_PNW | Washington | 53 | Grant | 25 | 53025 | 125 | 0 | 1950 | 9999 |  |  | N | Hydro | [13 empty] | 0 | 0 | 0 | 0 | [11 empty] | U S Bureau of Reclamation | 100 | U S Bureau of Reclamation | 100 | Regulated
Grand Coulee | 6163_G_16 | 6163 | G | 16 |  | Hydro |  | WECC_PNW | Washington | 53 | Grant | 25 | 53025 | 125 | 0 | 1949 | 9999 |  |  | N | Hydro | [13 empty] | 0 | 0 | 0 | 0 | [11 empty] | U S Bureau of Reclamation | 100 | U S Bureau of Reclamation | 100 | Regulated
Grand Coulee | 6163_G_17 | 6163 | G | 17 |  | Hydro |  | WECC_PNW | Washington | 53 | Grant | 25 | 53025 | 125 | 0 | 1949 | 9999 |  |  | N | Hydro | [13 empty] | 0 | 0 | 0 | 0 | [11 empty] | U S Bureau of Reclamation | 100 | U S Bureau of Reclamation | 100 | Regulated
Grand Coulee | 6163_G_18 | 6163 | G | 18 |  | Hydro |  | WECC_PNW | Washington | 53 | Grant | 25 | 53025 | 125 | 0 | 1949 | 9999 |  |  | N | Hydro | [13 empty] | 0 | 0 | 0 | 0 | [11 empty] | U S Bureau of Reclamation | 100 | U S Bureau of Reclamation | 100 | Regulated
Grand Coulee | 6163_G_19 | 6163 | G | 19 |  | Hydro |  | WECC_PNW | Washington | 53 | Grant | 25 | 53025 | 690 | 0 | 1975 | 9999 |  |  | N | Hydro | [13 empty] | 0 | 0 | 0 | 0 | [11 empty] | U S Bureau of Reclamation | 100 | U S Bureau of Reclamation | 100 | Regulated
Grand Coulee | 6163_G_2 | 6163 | G | 2 |  | Hydro |  | WECC_PNW | Washington | 53 | Grant | 25 | 53025 | 125 | 0 | 1942 | 9999 |  |  | N | Hydro | [13 empty] | 0 | 0 | 0 | 0 | [11 empty] | U S Bureau of Reclamation | 100 | U S Bureau of Reclamation | 100 | Regulated
Grand Coulee | 6163_G_20 | 6163 | G | 20 |  | Hydro |  | WECC_PNW | Washington | 53 | Grant | 25 | 53025 | 690 | 0 | 1976 | 9999 |  |  | N | Hydro | [13 empty] | 0 | 0 | 0 | 0 | [11 empty] | U S Bureau of Reclamation | 100 | U S Bureau of Reclamation | 100 | Regulated
Grand Coulee | 6163_G_21 | 6163 | G | 21 |  | Hydro |  | WECC_PNW | Washington | 53 | Grant | 25 | 53025 | 690 | 0 | 1976 | 9999 |  |  | N | Hydro | [13 empty] | 0 | 0 | 0 | 0 | [11 empty] | U S Bureau of Reclamation | 100 | U S Bureau of Reclamation | 100 | Regulated
Grand Coulee | 6163_G_22 | 6163 | G | 22 |  | Hydro |  | WECC_PNW | Washington | 53 | Grant | 25 | 53025 | 805 | 0 | 1978 | 9999 |  |  | N | Hydro | [13 empty] | 0 | 0 | 0 | 0 | [11 empty] | U S Bureau of Reclamation | 100 | U S Bureau of Reclamation | 100 | Regulated
Grand Coulee | 6163_G_23 | 6163 | G | 23 |  | Hydro |  | WECC_PNW | Washington | 53 | Grant | 25 | 53025 | 805 | 0 | 1979 | 9999 |  |  | N | Hydro | [13 empty] | 0 | 0 | 0 | 0 | [11 empty] | U S Bureau of Reclamation | 100 | U S Bureau of Reclamation | 100 | Regulated
Grand Coulee | 6163_G_24 | 6163 | G | 24 |  | Hydro |  | WECC_PNW | Washington | 53 | Grant | 25 | 53025 | 805 | 0 | 1980 | 9999 |  |  | N | Hydro | [13 empty] | 0 | 0 | 0 | 0 | [11 empty] | U S Bureau of Reclamation | 100 | U S Bureau of Reclamation | 100 | Regulated
Grand Coulee | 6163_G_3 | 6163 | G | 3 |  | Hydro |  | WECC_PNW | Washington | 53 | Grant | 25 | 53025 | 125 | 0 | 1941 | 9999 |  |  | N | Hydro | [13 empty] | 0 | 0 | 0 | 0 | [11 empty] | U S Bureau of Reclamation | 100 | U S Bureau of Reclamation | 100 | Regulated
Grand Coulee | 6163_G_4 | 6163 | G | 4 |  | Hydro |  | WECC_PNW | Washington | 53 | Grant | 25 | 53025 | 125 | 0 | 1944 | 9999 |  |  | N | Hydro | [13 empty] | 0 | 0 | 0 | 0 | [11 empty] | U S Bureau of Reclamation | 100 | U S Bureau of Reclamation | 100 | Regulated
Grand Coulee | 6163_G_5 | 6163 | G | 5 |  | Hydro |  | WECC_PNW | Washington | 53 | Grant | 25 | 53025 | 125 | 0 | 1943 | 9999 |  |  | N | Hydro | [13 empty] | 0 | 0 | 0 | 0 | [11 empty] | U S Bureau of Reclamation | 100 | U S Bureau of Reclamation | 100 | Regulated
Grand Coulee | 6163_G_6 | 6163 | G | 6 |  | Hydro |  | WECC_PNW | Washington | 53 | Grant | 25 | 53025 | 125 | 0 | 1943 | 9999 |  |  | N | Hydro | [13 empty] | 0 | 0 | 0 | 0 | [11 empty] | U S Bureau of Reclamation | 100 | U S Bureau of Reclamation | 100 | Regulated
Grand Coulee | 6163_G_7 | 6163 | G | 7 |  | Hydro |  | WECC_PNW | Washington | 53 | Grant | 25 | 53025 | 125 | 0 | 1947 | 9999 |  |  | N | Hydro | [13 empty] | 0 | 0 | 0 | 0 | [11 empty] | U S Bureau of Reclamation | 100 | U S Bureau of Reclamation | 100 | Regulated
Grand Coulee | 6163_G_8 | 6163 | G | 8 |  | Hydro |  | WECC_PNW | Washington | 53 | Grant | 25 | 53025 | 125 | 0 | 1943 | 9999 |  |  | N | Hydro | [13 empty] | 0 | 0 | 0 | 0 | [11 empty] | U S Bureau of Reclamation | 100 | U S Bureau of Reclamation | 100 | Regulated
Grand Coulee | 6163_G_9 | 6163 | G | 9 |  | Hydro |  | WECC_PNW | Washington | 53 | Grant | 25 | 53025 | 125 | 0 | 1948 | 9999 |  |  | N | Hydro | [13 empty] | 0 | 0 | 0 | 0 | [11 empty] | U S Bureau of Reclamation | 100 | U S Bureau of Reclamation | 100 | Regulated
Grand Coulee | 6163_G_LS1 | 6163 | G | LS1 |  | Hydro |  | WECC_PNW | Washington | 53 | Grant | 25 | 53025 | 10 | 0 | 1941 | 9999 |  |  | N | Hydro | [13 empty] | 0 | 0 | 0 | 0 | [11 empty] | U S Bureau of Reclamation | 100 | U S Bureau of Reclamation | 100 | Regulated
Grand Coulee | 6163_G_LS2 | 6163 | G | LS2 |  | Hydro |  | WECC_PNW | Washington | 53 | Grant | 25 | 53025 | 10 | 0 | 1941 | 9999 |  |  | N | Hydro | [13 empty] | 0 | 0 | 0 | 0 | [11 empty] | U S Bureau of Reclamation | 100 | U S Bureau of Reclamation | 100 | Regulated
Grand Coulee | 6163_G_LS3 | 6163 | G | LS3 |  | Hydro |  | WECC_PNW | Washington | 53 | Grant | 25 | 53025 | 10 | 0 | 1951 | 9999 |  |  | N | Hydro | [13 empty] | 0 | 0 | 0 | 0 | [11 empty] | U S Bureau of Reclamation | 100 | U S Bureau of Reclamation | 100 | Regulated
Grand Coulee | 6163_G_PG10 | 6163 | G | PG10 |  | Pumped Storage |  | WECC_PNW | Washington | 53 | Grant | 25 | 53025 | 53.5 | 0 | 1983 | 9999 |  |  | N | Pumped Storage | [13 empty] | 0 | 0 | 0 | 0 | [11 empty] | U S Bureau of Reclamation | 100 | U S Bureau of Reclamation | 100 | Regulated
Grand Coulee | 6163_G_PG11 | 6163 | G | PG11 |  | Pumped Storage |  | WECC_PNW | Washington | 53 | Grant | 25 | 53025 | 53.5 | 0 | 1983 | 9999 |  |  | N | Pumped Storage | [13 empty] | 0 | 0 | 0 | 0 | [11 empty] | U S Bureau of Reclamation | 100 | U S Bureau of Reclamation | 100 | Regulated
Grand Coulee | 6163_G_PG12 | 6163 | G | PG12 |  | Pumped Storage |  | WECC_PNW | Washington | 53 | Grant | 25 | 53025 | 53.5 | 0 | 1984 | 9999 |  |  | N | Pumped Storage | [13 empty] | 0 | 0 | 0 | 0 | [11 empty] | U S Bureau of Reclamation | 100 | U S Bureau of Reclamation | 100 | Regulated
Grand Coulee | 6163_G_PG7 | 6163 | G | PG7 |  | Pumped Storage |  | WECC_PNW | Washington | 53 | Grant | 25 | 53025 | 50 | 0 | 1973 | 9999 |  |  | N | Pumped Storage | [13 empty] | 0 | 0 | 0 | 0 | [11 empty] | U S Bureau of Reclamation | 100 | U S Bureau of Reclamation | 100 | Regulated
Grand Coulee | 6163_G_PG8 | 6163 | G | PG8 |  | Pumped Storage |  | WECC_PNW | Washington | 53 | Grant | 25 | 53025 | 50 | 0 | 1973 | 9999 |  |  | N | Pumped Storage | [13 empty] | 0 | 0 | 0 | 0 | [11 empty] | U S Bureau of Reclamation | 100 | U S Bureau of Reclamation | 100 | Regulated
Grand Coulee | 6163_G_PG9 | 6163 | G | PG9 |  | Pumped Storage |  | WECC_PNW | Washington | 53 | Grant | 25 | 53025 | 53.5 | 0 | 1983 | 9999 |  |  | N | Pumped Storage | [13 empty] | 0 | 0 | 0 | 0 | [11 empty] | U S Bureau of Reclamation | 100 | U S Bureau of Reclamation | 100 | Regulated
William G Mennen Sports Solar | 61630_G_MENN | 61630 | G | MENN |  | Solar PV |  | PJM_EMAC | New Jersey | 34 | Morris | 27 | 34027 | 1.3 | 0 | 2011 | 9999 |  |  | N | Solar | [13 empty] | 0 | 0 | 0 | 0 | [11 empty] | Nautilus Solar Solutions LLC | 100 | Nautilus Energy LLC | 100 | Non-regulated
Chiloquin Solar, LLC | 61631_G_CHILO | 61631 | G | CHILO |  | Solar PV |  | WECC_PNW | Oregon | 41 | Klamath | 35 | 41035 | 9.9 | 0 | 2018 | 9999 |  |  | N | Solar | [13 empty] | 0 | 0 | 0 | 0 | [11 empty] | Saturn Power Corp | 100 | Saturn Power Corp | 100 | Non-regulated
DG Tufts Science LLC CSG | 61633_G_SCIEN | 61633 | G | SCIEN |  | Solar PV |  | NENGREST | Massachusetts | 25 | Worcester | 27 | 25027 | 1 | 0 | 2017 | 9999 |  |  | N | Solar | [13 empty] | 0 | 0 | 0 | 0 | [11 empty] | DG Tufts Science LLC | 100 | Global Infrastructure Partners | 100 | Non-regulated
DG Dighton LLC CSG | 61634_G_DIGHT | 61634 | G | DIGHT |  | Solar PV |  | NENGREST | Massachusetts | 25 | Bristol | 5 | 25005 | 3.1 | 0 | 2017 | 9999 |  |  | N | Solar | [13 empty] | 0 | 0 | 0 | 0 | [11 empty] | DG Dighton LLC | 100 | Global Infrastructure Partners | 100 | Non-regulated
DG Tufts Knoll LLC CSG | 61635_G_KNOLL | 61635 | G | KNOLL |  | Solar PV |  | NENGREST | Massachusetts | 25 | Worcester | 27 | 25027 | 2 | 0 | 2017 | 9999 |  |  | N | Solar | [13 empty] | 0 | 0 | 0 | 0 | [11 empty] | SunE DB38 LLC | 100 | SunEdison | 100 | Non-regulated
DG Webster LLC CSG | 61636_G_WEBST | 61636 | G | WEBST |  | Solar PV |  | NENGREST | Massachusetts | 25 | Worcester | 27 | 25027 | 1.3 | 0 | 2017 | 9999 |  |  | N | Solar | [13 empty] | 0 | 0 | 0 | 0 | [11 empty] | BWC Origination 17 LLC | 100 | SunEdison | 100 | Non-regulated
Denison Solar Array | 61637_G_PV1 | 61637 | G | PV1 |  | Solar PV |  | PJM_West | Ohio | 39 | Licking | 89 | 39089 | 1.9 | 0 | 2017 | 9999 |  |  | N | Solar | [13 empty] | 0 | 0 | 0 | 0 | [11 empty] | Denison University | 100 | Denison University | 100 | Non-regulated
Turtle Creek Wind Farm LLC | 61638_G_TC1 | 61638 | G | TC1 |  | Onshore Wind |  | MIS_IA | Iowa | 19 | Mitchell | 131 | 19131 | 199.2 | 0 | 2018 | 9999 |  |  | N | Wind | [13 empty] | 0 | 0 | 0 | 0 | [11 empty] | Turtle Creek Wind Farm LLC | 100 | Energias de Portugal SA | 100 | Non-regulated
Texon Hydroelectric Project | 61640_G_1 | 61640 | G | 1 |  | Hydro |  | NENGREST | Massachusetts | 25 | Hampden | 13 | 25013 | 1.5 | 0 | 1982 | 9999 |  |  | N | Hydro | [13 empty] | 0 | 0 | 0 | 0 | [11 empty] | Gravity Renewables Inc | 100 | Gravity Renewables Inc | 100 | Non-regulated
Seneca Falls Hydroelectric Project | 61641_G_23 | 61641 | G | 23 |  | Hydro |  | NY_Z_C&E | New York | 36 | Seneca | 99 | 36099 | 1.7 | 0 | 1917 | 9999 |  |  | N | Hydro | [13 empty] | 0 | 0 | 0 | 0 | [11 empty] | Gravity Renewables Inc | 100 | Gravity Renewables Inc | 100 | Non-regulated
Seneca Falls Hydroelectric Project | 61641_G_24 | 61641 | G | 24 |  | Hydro |  | NY_Z_C&E | New York | 36 | Seneca | 99 | 36099 | 1.7 | 0 | 1917 | 9999 |  |  | N | Hydro | [13 empty] | 0 | 0 | 0 | 0 | [11 empty] | Gravity Renewables Inc | 100 | Gravity Renewables Inc | 100 | Non-regulated
Seneca Falls Hydroelectric Project | 61641_G_25 | 61641 | G | 25 |  | Hydro |  | NY_Z_C&E | New York | 36 | Seneca | 99 | 36099 | 1.7 | 0 | 1917 | 9999 |  |  | N | Hydro | [13 empty] | 0 | 0 | 0 | 0 | [11 empty] | Gravity Renewables Inc | 100 | Gravity Renewables Inc | 100 | Non-regulated
Waterloo Hydroelectric Project | 61642_G_10 | 61642 | G | 10 |  | Hydro |  | NY_Z_C&E | New York | 36 | Seneca | 99 | 36099 | 0.5 | 0 | 1915 | 9999 |  |  | N | Hydro | [13 empty] | 0 | 0 | 0 | 0 | [11 empty] | Gravity Renewables Inc | 100 | Gravity Renewables Inc | 100 | Non-regulated
Waterloo Hydroelectric Project | 61642_G_11 | 61642 | G | 11 |  | Hydro |  | NY_Z_C&E | New York | 36 | Seneca | 99 | 36099 | 0.5 | 0 | 1915 | 9999 |  |  | N | Hydro | [13 empty] | 0 | 0 | 0 | 0 | [11 empty] | Gravity Renewables Inc | 100 | Gravity Renewables Inc | 100 | Non-regulated
Waterloo Hydroelectric Project | 61642_G_12 | 61642 | G | 12 |  | Hydro |  | NY_Z_C&E | New York | 36 | Seneca | 99 | 36099 | 0.5 | 0 | 1915 | 9999 |  |  | N | Hydro | [13 empty] | 0 | 0 | 0 | 0 | [11 empty] | Gravity Renewables Inc | 100 | Gravity Renewables Inc | 100 | Non-regulated
Denton Energy Center | 61643_G_DEC1 | 61643 | G | DEC1 |  | Combustion Turbine | IC Engine | ERC_REST | Texas | 48 | Denton | 121 | 48121 | 18.8 | 10745 | 2018 | 9999 |  |  | N | Natural Gas | [13 empty] | 0.01771 | 0.01771 | 0.01771 | 0.01771 | [11 empty] | Denton Municipal Electric | 100 | Denton Municipal Electric | 100 | Regulated
Denton Energy Center | 61643_G_DEC10 | 61643 | G | DEC10 |  | Combustion Turbine | IC Engine | ERC_REST | Texas | 48 | Denton | 121 | 48121 | 18.8 | 10745 | 2018 | 9999 |  |  | N | Natural Gas | [13 empty] | 0.01459 | 0.01459 | 0.01459 | 0.01459 | [11 empty] | Denton Municipal Electric | 100 | Denton Municipal Electric | 100 | Regulated
Denton Energy Center | 61643_G_DEC11 | 61643 | G | DEC11 |  | Combustion Turbine | IC Engine | ERC_REST | Texas | 48 | Denton | 121 | 48121 | 18.8 | 10745 | 2018 | 9999 |  |  | N | Natural Gas | [13 empty] | 0.01397 | 0.01397 | 0.01397 | 0.01397 | [11 empty] | Denton Municipal Electric | 100 | Denton Municipal Electric | 100 | Regulated
Denton Energy Center | 61643_G_DEC12 | 61643 | G | DEC12 |  | Combustion Turbine | IC Engine | ERC_REST | Texas | 48 | Denton | 121 | 48121 | 18.8 | 10745 | 2018 | 9999 |  |  | N | Natural Gas | [13 empty] | 0.019 | 0.019 | 0.019 | 0.019 | [11 empty] | Denton Municipal Electric | 100 | Denton Municipal Electric | 100 | Regulated
Denton Energy Center | 61643_G_DEC2 | 61643 | G | DEC2 |  | Combustion Turbine | IC Engine | ERC_REST | Texas | 48 | Denton | 121 | 48121 | 18.8 | 10745 | 2018 | 9999 |  |  | N | Natural Gas | [13 empty] | 0.01747 | 0.01747 | 0.01747 | 0.01747 | [11 empty] | Denton Municipal Electric | 100 | Denton Municipal Electric | 100 | Regulated
Denton Energy Center | 61643_G_DEC3 | 61643 | G | DEC3 |  | Combustion Turbine | IC Engine | ERC_REST | Texas | 48 | Denton | 121 | 48121 | 18.8 | 10745 | 2018 | 9999 |  |  | N | Natural Gas | [13 empty] | 0.01589 | 0.01589 | 0.01589 | 0.01589 | [11 empty] | Denton Municipal Electric | 100 | Denton Municipal Electric | 100 | Regulated
Denton Energy Center | 61643_G_DEC4 | 61643 | G | DEC4 |  | Combustion Turbine | IC Engine | ERC_REST | Texas | 48 | Denton | 121 | 48121 | 18.8 | 10745 | 2018 | 9999 |  |  | N | Natural Gas | [13 empty] | 0.01442 | 0.01442 | 0.01442 | 0.01442 | [11 empty] | Denton Municipal Electric | 100 | Denton Municipal Electric | 100 | Regulated
Denton Energy Center | 61643_G_DEC5 | 61643 | G | DEC5 |  | Combustion Turbine | IC Engine | ERC_REST | Texas | 48 | Denton | 121 | 48121 | 18.8 | 10745 | 2018 | 9999 |  |  | N | Natural Gas | [13 empty] | 0.01639 | 0.01639 | 0.01639 | 0.01639 | [11 empty] | Denton Municipal Electric | 100 | Denton Municipal Electric | 100 | Regulated
Denton Energy Center | 61643_G_DEC6 | 61643 | G | DEC6 |  | Combustion Turbine | IC Engine | ERC_REST | Texas | 48 | Denton | 121 | 48121 | 18.8 | 10745 | 2018 | 9999 |  |  | N | Natural Gas | [13 empty] | 0.01773 | 0.01773 | 0.01773 | 0.01773 | [11 empty] | Denton Municipal Electric | 100 | Denton Municipal Electric | 100 | Regulated
Denton Energy Center | 61643_G_DEC7 | 61643 | G | DEC7 |  | Combustion Turbine | IC Engine | ERC_REST | Texas | 48 | Denton | 121 | 48121 | 18.8 | 10745 | 2018 | 9999 |  |  | N | Natural Gas | [13 empty] | 0.01607 | 0.01607 | 0.01607 | 0.01607 | [11 empty] | Denton Municipal Electric | 100 | Denton Municipal Electric | 100 | Regulated
Denton Energy Center | 61643_G_DEC8 | 61643 | G | DEC8 |  | Combustion Turbine | IC Engine | ERC_REST | Texas | 48 | Denton | 121 | 48121 | 18.8 | 10745 | 2018 | 9999 |  |  | N | Natural Gas | [13 empty] | 0.01892 | 0.01892 | 0.01892 | 0.01892 | [11 empty] | Denton Municipal Electric | 100 | Denton Municipal Electric | 100 | Regulated
Denton Energy Center | 61643_G_DEC9 | 61643 | G | DEC9 |  | Combustion Turbine | IC Engine | ERC_REST | Texas | 48 | Denton | 121 | 48121 | 18.8 | 10745 | 2018 | 9999 |  |  | N | Natural Gas | [13 empty] | 0.01706 | 0.01706 | 0.01706 | 0.01706 | [11 empty] | Denton Municipal Electric | 100 | Denton Municipal Electric | 100 | Regulated
August Wind Farm | 61644_G_AUG | 61644 | G | AUG |  | Onshore Wind |  | MIS_IA | Iowa | 19 | Taylor | 173 | 19173 | 1.8 | 0 | 2017 | 9999 |  |  | N | Wind | [13 empty] | 0 | 0 | 0 | 0 | [11 empty] | August Wind Energy LLC | 100 | August Wind Energy LLC | 100 | Non-regulated
Altair Community Solar Garden | 61645_G_ALTA | 61645 | G | ALTA |  | Solar PV |  | MIS_MNWI | Minnesota | 27 | Waseca | 161 | 27161 | 1 | 0 | 2019 | 9999 |  |  | N | Solar | [13 empty] | 0 | 0 | 0 | 0 | [11 empty] | Altair Community Solar Garden LLC | 100 | Altair Energy Trading Inc | 100 | Non-regulated
LA3 West Baton Rouge Solar Facility | 61646_G_LA3WB | 61646 | G | LA3WB |  | Solar PV |  | MIS_LA | Louisiana | 22 | West Baton Rouge | 121 | 22121 | 50 | 0 | 2020 | 9999 |  |  | N | Solar | [13 empty] | 0 | 0 | 0 | 0 | [11 empty] | Sol Systems | 100 | Sol Systems | 100 | Non-regulated
New Orleans Solar Power Plant | 61647_G_NOSPB | 61647 | G | NOSPB |  | Energy Storage |  | MIS_AMSO | Louisiana | 22 | Orleans | 71 | 22071 | 0.5 | 0 | 2016 | 9999 |  |  | N | Energy Storage | [13 empty] | 0 | 0 | 0 | 0 | [11 empty] | Entergy New Orleans Inc | 100 | Entergy Corp | 100 | Regulated
New Orleans Solar Power Plant | 61647_G_NOSPS | 61647 | G | NOSPS |  | Solar PV |  | MIS_AMSO | Louisiana | 22 | Orleans | 71 | 22071 | 1.1 | 0 | 2016 | 9999 |  |  | N | Solar | [13 empty] | 0 | 0 | 0 | 0 | [11 empty] | Entergy New Orleans Inc | 100 | Entergy Corp | 100 | Regulated
Robins Air Force Base Solar | 61648_G_1 | 61648 | G | 1 |  | Solar PV |  | S_SOU | Georgia | 13 | Bibb | 21 | 13021 | 128 | 0 | 2021 | 9999 |  |  | N | Solar | [13 empty] | 0 | 0 | 0 | 0 | [11 empty] | Georgia Power Co | 100 | Southern Co | 100 | Regulated
Blazing Star 2 Wind Farm | 61650_G_BLZS2 | 61650 | G | BLZS2 |  | Onshore Wind |  | MIS_MNWI | Minnesota | 27 | Lincoln | 81 | 27081 | 200 | 0 | 2021 | 9999 |  |  | N | Wind | [13 empty] | 0 | 0 | 0 | 0 | [11 empty] | Northern States Power Co - Minnesota | 100 | Northern States Power Co - Minnesota | 100 | Regulated
Capricornus Community Solar Garden | 61651_G_CAPR | 61651 | G | CAPR |  | Solar PV |  | MIS_MNWI | Minnesota | 27 | Stearns | 145 | 27145 | 1 | 0 | 2019 | 9999 |  |  | N | Solar | [13 empty] | 0 | 0 | 0 | 0 | [11 empty] | Capricornus Community Solar Garden LLC | 100 | Capricornus Community Solar Garden LLC | 100 | Non-regulated
Fiber Recovery, Inc. | 61652_G_ENG1 | 61652 | G | ENG1 |  | Landfill Gas |  | MIS_WUMS | Wisconsin | 55 | Marathon | 73 | 55073 | 0.8 | 10488 | 2008 | 9999 |  |  | Y | Landfill Gas | [13 empty] | 0.22117 | 0.22117 | 0.22117 | 0.22117 | [11 empty] | Fiber Recovery Inc | 100 | Fiber Recovery Inc | 100 | Non-regulated
Fiber Recovery, Inc. | 61652_G_ENG2 | 61652 | G | ENG2 |  | Landfill Gas |  | MIS_WUMS | Wisconsin | 55 | Marathon | 73 | 55073 | 0.8 | 10488 | 2008 | 9999 |  |  | Y | Landfill Gas | [13 empty] | 0.22117 | 0.22117 | 0.22117 | 0.22117 | [11 empty] | Fiber Recovery Inc | 100 | Fiber Recovery Inc | 100 | Non-regulated
Fiber Recovery, Inc. | 61652_G_ENG3 | 61652 | G | ENG3 |  | Landfill Gas |  | MIS_WUMS | Wisconsin | 55 | Marathon | 73 | 55073 | 0.8 | 10488 | 2008 | 9999 |  |  | Y | Landfill Gas | [13 empty] | 0.22117 | 0.22117 | 0.22117 | 0.22117 | [11 empty] | Fiber Recovery Inc | 100 | Fiber Recovery Inc | 100 | Non-regulated
Alafia Solar | 61653_G_PV1 | 61653 | G | PV1 |  | Solar PV |  | FRCC | Florida | 12 | Polk | 105 | 12105 | 60 | 0 | 2023 | 9999 |  |  | N | Solar | [13 empty] | 0 | 0 | 0 | 0 | [11 empty] | Tampa Electric Co | 100 | Tampa Electric Co | 100 | Regulated
Balm Solar | 61654_G_PV1 | 61654 | G | PV1 |  | Solar PV |  | FRCC | Florida | 12 | Hillsborough | 57 | 12057 | 74.4 | 0 | 2018 | 9999 |  |  | N | Solar | [13 empty] | 0 | 0 | 0 | 0 | [11 empty] | Tampa Electric Co | 100 | TECO Energy Inc | 100 | Regulated
Bonnie Mine Solar | 61655_G_PV1 | 61655 | G | PV1 |  | Solar PV |  | FRCC | Florida | 12 | Polk | 105 | 12105 | 37.5 | 0 | 2019 | 9999 |  |  | N | Solar | [13 empty] | 0 | 0 | 0 | 0 | [11 empty] | Tampa Electric Co | 100 | TECO Energy Inc | 100 | Regulated
Grange Hall Solar | 61656_G_PV1 | 61656 | G | PV1 |  | Solar PV |  | FRCC | Florida | 12 | Hillsborough | 57 | 12057 | 61.1 | 0 | 2019 | 9999 |  |  | N | Solar | [13 empty] | 0 | 0 | 0 | 0 | [11 empty] | Tampa Electric Co | 100 | TECO Energy Inc | 100 | Regulated
Lake Hancock Solar | 61657_G_PV1 | 61657 | G | PV1 |  | Solar PV |  | FRCC | Florida | 12 | Polk | 105 | 12105 | 49.5 | 0 | 2019 | 9999 |  |  | N | Solar | [13 empty] | 0 | 0 | 0 | 0 | [11 empty] | Tampa Electric Co | 100 | TECO Energy Inc | 100 | Regulated
Cougar Solar, LLC | 61658_G_COUGR | 61658 | G | COUGR |  | Solar PV |  | S_VACA | North Carolina | 37 | Lee | 105 | 37105 | 1.9 | 0 | 2017 | 9999 |  |  | N | Solar | [13 empty] | 0 | 0 | 0 | 0 | [11 empty] | Cougar Solar LLC | 100 | Cate Street Capital LLC | 100 | Non-regulated
Whirlpool Corp-Greenville Wind Farm | 61660_G_WTG1 | 61660 | G | WTG1 |  | Onshore Wind |  | PJM_West | Ohio | 39 | Darke | 37 | 39037 | 1.5 | 0 | 2018 | 9999 |  |  | N | Wind | [13 empty] | 0 | 0 | 0 | 0 | [11 empty] | OEE XXVI LLC | 100 | One Energy Capital Corp | 100 | Non-regulated
Whirlpool Corp-Greenville Wind Farm | 61660_G_WTG2 | 61660 | G | WTG2 |  | Onshore Wind |  | PJM_West | Ohio | 39 | Darke | 37 | 39037 | 1.5 | 0 | 2018 | 9999 |  |  | N | Wind | [13 empty] | 0 | 0 | 0 | 0 | [11 empty] | OEE XXVI LLC | 100 | One Energy Capital Corp | 100 | Non-regulated
Whirlpool Corp-Greenville Wind Farm | 61660_G_WTG3 | 61660 | G | WTG3 |  | Onshore Wind |  | PJM_West | Ohio | 39 | Darke | 37 | 39037 | 1.5 | 0 | 2018 | 9999 |  |  | N | Wind | [13 empty] | 0 | 0 | 0 | 0 | [11 empty] | OEE XXVI LLC | 100 | One Energy Capital Corp | 100 | Non-regulated
Vista Energy Storage System | 61661_G_VISTA | 61661 | G | VISTA |  | Energy Storage |  | WEC_SDGE | California | 6 | San Diego | 73 | 06073 | 40 | 0 | 2018 | 9999 |  |  | N | Energy Storage | [13 empty] | 0 | 0 | 0 | 0 | [11 empty] | Vista Energy Storage LLC | 100 | LS Power Group | 100 | Non-regulated
Carrizozo Solar | 61662_G_PV1 | 61662 | G | PV1 |  | Solar PV |  | WECC_NM | New Mexico | 35 | Lincoln | 27 | 35027 | 3 | 0 | 2018 | 9999 |  |  | N | Solar | [13 empty] | 0 | 0 | 0 | 0 | [11 empty] | SoCore Energy LLC | 100 | SoCore Energy | 100 | Non-regulated
Lithia Solar | 61663_G_GEN1 | 61663 | G | GEN1 |  | Solar PV |  | FRCC | Florida | 12 | Hillsborough | 57 | 12057 | 74.5 | 0 | 2019 | 9999 |  |  | N | Solar | [13 empty] | 0 | 0 | 0 | 0 | [11 empty] | Tampa Electric Co | 100 | TECO Energy Inc | 100 | Regulated
Mountain View Solar (FL) | 61664_G_GEN1 | 61664 | G | GEN1 |  | Solar PV |  | FRCC | Florida | 12 | Pasco | 101 | 12101 | 54.6 | 0 | 2022 | 9999 |  |  | N | Solar | [13 empty] | 0 | 0 | 0 | 0 | [11 empty] | Tampa Electric Co | 100 | Tampa Electric Co | 100 | Regulated
Payne Creek Solar | 61665_G_GEN1 | 61665 | G | GEN1 |  | Solar PV |  | FRCC | Florida | 12 | Polk | 105 | 12105 | 70.3 | 0 | 2018 | 9999 |  |  | N | Solar | [13 empty] | 0 | 0 | 0 | 0 | [11 empty] | Tampa Electric Co | 100 | TECO Energy Inc | 100 | Regulated
Peace Creek Solar | 61666_G_GEN | 61666 | G | GEN |  | Solar PV |  | FRCC | Florida | 12 | Polk | 105 | 12105 | 55.4 | 0 | 2019 | 9999 |  |  | N | Solar | [13 empty] | 0 | 0 | 0 | 0 | [11 empty] | Tampa Electric Co | 100 | TECO Energy Inc | 100 | Regulated
Wimauma Solar | 61667_G_1 | 61667 | G | 1 |  | Solar PV |  | FRCC | Florida | 12 | Hillsborough | 57 | 12057 | 74.8 | 0 | 2020 | 9999 |  |  | N | Solar | [13 empty] | 0 | 0 | 0 | 0 | [11 empty] | Tampa Electric Co | 100 | TECO Energy Inc | 100 | Regulated
Creston Ridge II, LLC | 61668_G_CR2-1 | 61668 | G | CR2-1 |  | Onshore Wind |  | SPP_NEBR | Nebraska | 31 | Platte | 141 | 31141 | 2.3 | 0 | 2017 | 9999 |  |  | N | Wind | [13 empty] | 0 | 0 | 0 | 0 | [11 empty] | Creston Ridge II LLC | 100 | Bluestem LLC | 100 | Non-regulated
Creston Ridge II, LLC | 61668_G_CR2-2 | 61668 | G | CR2-2 |  | Onshore Wind |  | SPP_NEBR | Nebraska | 31 | Platte | 141 | 31141 | 2.3 | 0 | 2017 | 9999 |  |  | N | Wind | [13 empty] | 0 | 0 | 0 | 0 | [11 empty] | Creston Ridge II LLC | 100 | Bluestem LLC | 100 | Non-regulated
Creston Ridge II, LLC | 61668_G_CR2-3 | 61668 | G | CR2-3 |  | Onshore Wind |  | SPP_NEBR | Nebraska | 31 | Platte | 141 | 31141 | 2.3 | 0 | 2017 | 9999 |  |  | N | Wind | [13 empty] | 0 | 0 | 0 | 0 | [11 empty] | Creston Ridge II LLC | 100 | Bluestem LLC | 100 | Non-regulated
Scandia Community Solar Garden | 61669_G_SCAND | 61669 | G | SCAND |  | Solar PV |  | MIS_MNWI | Minnesota | 27 | Washington | 163 | 27163 | 2.5 | 0 | 2018 | 9999 |  |  | N | Solar | [13 empty] | 0 | 0 | 0 | 0 | [11 empty] | DG Minnesota CSG LLC | 100 | NextEra Energy Inc | 100 | Non-regulated
Bath County | 6167_G_1 | 6167 | G | 1 |  | Pumped Storage |  | PJM_Dom | Virginia | 51 | Bath | 17 | 51017 | 500 | 0 | 1985 | 9999 |  |  | N | Pumped Storage | [13 empty] | 0 | 0 | 0 | 0 | [11 empty] | Virginia Electric & Power Co | 60 | Dominion Energy Inc | 60 | Regulated
Bath County | 6167_G_2 | 6167 | G | 2 |  | Pumped Storage |  | PJM_Dom | Virginia | 51 | Bath | 17 | 51017 | 500 | 0 | 1985 | 9999 |  |  | N | Pumped Storage | [13 empty] | 0 | 0 | 0 | 0 | [11 empty] | Virginia Electric & Power Co | 60 | Dominion Energy Inc | 60 | Regulated
Bath County | 6167_G_3 | 6167 | G | 3 |  | Pumped Storage |  | PJM_Dom | Virginia | 51 | Bath | 17 | 51017 | 502 | 0 | 1985 | 9999 |  |  | N | Pumped Storage | [13 empty] | 0 | 0 | 0 | 0 | [11 empty] | Virginia Electric & Power Co | 60 | Dominion Energy Inc | 60 | Regulated
Bath County | 6167_G_4 | 6167 | G | 4 |  | Pumped Storage |  | PJM_Dom | Virginia | 51 | Bath | 17 | 51017 | 500 | 0 | 1985 | 9999 |  |  | N | Pumped Storage | [13 empty] | 0 | 0 | 0 | 0 | [11 empty] | Virginia Electric & Power Co | 60 | Dominion Energy Inc | 60 | Regulated
Bath County | 6167_G_5 | 6167 | G | 5 |  | Pumped Storage |  | PJM_Dom | Virginia | 51 | Bath | 17 | 51017 | 501 | 0 | 1985 | 9999 |  |  | N | Pumped Storage | [13 empty] | 0 | 0 | 0 | 0 | [11 empty] | Virginia Electric & Power Co | 60 | Dominion Energy Inc | 60 | Regulated
Bath County | 6167_G_6 | 6167 | G | 6 |  | Pumped Storage |  | PJM_Dom | Virginia | 51 | Bath | 17 | 51017 | 500 | 0 | 1985 | 9999 |  |  | N | Pumped Storage | [13 empty] | 0 | 0 | 0 | 0 | [11 empty] | Virginia Electric & Power Co | 60 | Dominion Energy Inc | 60 | Regulated
RJC II Community Solar Garden | 61670_G_RJCII | 61670 | G | RJCII |  | Solar PV |  | MIS_MNWI | Minnesota | 27 | Steele | 147 | 27147 | 1 | 0 | 2018 | 9999 |  |  | N | Solar | [13 empty] | 0 | 0 | 0 | 0 | [11 empty] | RJC II CSG LLC | 100 | RJC II CSG LLC | 100 | Non-regulated
Betcher Community Solar Garden | 61671_G_BETCH | 61671 | G | BETCH |  | Solar PV |  | MIS_MNWI | Minnesota | 27 | Goodhue | 49 | 27049 | 1 | 0 | 2018 | 9999 |  |  | N | Solar | [13 empty] | 0 | 0 | 0 | 0 | [11 empty] | Betcher CSG LLC | 100 | Betcher CSG LLC | 100 | Non-regulated
Sherburne Community Solar | 61672_G_PV1 | 61672 | G | PV1 |  | Solar PV |  | MIS_MNWI | Minnesota | 27 | Sherburne | 141 | 27141 | 5 | 0 | 2018 | 9999 |  |  | N | Solar | [13 empty] | 0 | 0 | 0 | 0 | [11 empty] | AEP OnSite Partners LLC | 100 | American Electric Power Co Inc | 100 | Non-regulated
Arkwright Summit Wind Farm LLC | 61673_G_WT | 61673 | G | WT |  | Onshore Wind |  | NY_Z_A | New York | 36 | Chautauqua | 13 | 36013 | 78.4 | 0 | 2018 | 9999 |  |  | N | Wind | [13 empty] | 0 | 0 | 0 | 0 | [11 empty] | Arkwright Summit Wind Farm LLC | 100 | Energias de Portugal SA | 100 | Non-regulated
Wildcat Ranch Wind Project | 61674_G_WT | 61674 | G | WT |  | Onshore Wind |  | SPP_SPS | Texas | 48 | Cochran | 79 | 48079 | 150 | 0 | 2018 | 9999 |  |  | N | Wind | [13 empty] | 0 | 0 | 0 | 0 | [11 empty] | Wildcat Ranch Wind Project LLC | 100 | NextEra Energy Inc | 100 | Non-regulated
NCSU CCUP Cogeneration Plant | 61675_G_CTG1 | 61675 | G | CTG1 |  | Combustion Turbine |  | S_VACA | North Carolina | 37 | Wake | 183 | 37183 | 5.3 | 8700 | 2019 | 9999 |  |  | Y | Natural Gas, Distillate Fuel Oil | [13 empty] | 0.011 | 0.011 | 0.011 | 0.011 | [11 empty] | North Carolina State University | 100 | North Carolina State University | 100 | Non-regulated
NCSU CCUP Cogeneration Plant | 61675_G_STG | 61675 | G | STG |  | O/G Steam |  | S_VACA | North Carolina | 37 | Wake | 183 | 37183 | 1 | 8300 | 2019 | 9999 |  |  | Y | Natural Gas | [13 empty] | 0.23063 | 0.23063 | 0.23063 | 0.23063 | [11 empty] | North Carolina State University | 100 | North Carolina State University | 100 | Non-regulated
NCSU Cates Cogeneration Plant | 61676_G_CTG1 | 61676 | G | CTG1 |  | Combustion Turbine |  | S_VACA | North Carolina | 37 | Wake | 183 | 37183 | 4.7 | 11605 | 2012 | 9999 |  |  | Y | Natural Gas, Distillate Fuel Oil | [13 empty] | 0.23894 | 0.23894 | 0.23894 | 0.23894 | [11 empty] | North Carolina State University | 100 | North Carolina State University | 100 | Non-regulated
NCSU Cates Cogeneration Plant | 61676_G_CTG2 | 61676 | G | CTG2 |  | Combustion Turbine |  | S_VACA | North Carolina | 37 | Wake | 183 | 37183 | 4.7 | 11605 | 2012 | 9999 |  |  | Y | Natural Gas, Distillate Fuel Oil | [13 empty] | 0.23894 | 0.23894 | 0.23894 | 0.23894 | [11 empty] | North Carolina State University | 100 | North Carolina State University | 100 | Non-regulated
Perennial Windfarm | 61677_G_T-1 | 61677 | G | T-1 |  | Onshore Wind |  | SPP_NEBR | Nebraska | 31 | Fillmore | 59 | 31059 | 2.3 | 0 | 2018 | 9999 |  |  | N | Wind | [13 empty] | 0 | 0 | 0 | 0 | [11 empty] | Perennial Wind LLC | 100 | Perennial Wind LLC | 100 | Non-regulated
Perennial Windfarm | 61677_G_T-2 | 61677 | G | T-2 |  | Onshore Wind |  | SPP_NEBR | Nebraska | 31 | Fillmore | 59 | 31059 | 2.3 | 0 | 2018 | 9999 |  |  | N | Wind | [13 empty] | 0 | 0 | 0 | 0 | [11 empty] | Perennial Wind LLC | 100 | Perennial Wind LLC | 100 | Non-regulated
Perennial Windfarm | 61677_G_T-3 | 61677 | G | T-3 |  | Onshore Wind |  | SPP_NEBR | Nebraska | 31 | Fillmore | 59 | 31059 | 2.3 | 0 | 2018 | 9999 |  |  | N | Wind | [13 empty] | 0 | 0 | 0 | 0 | [11 empty] | Perennial Wind LLC | 100 | Perennial Wind LLC | 100 | Non-regulated
Pinal Central Energy Center Hybrid | 61678_G_BA1 | 61678 | G | BA1 |  | Energy Storage |  | WECC_AZ | Arizona | 4 | Pinal | 21 | 04021 | 10 | 0 | 2018 | 9999 |  |  | N | Energy Storage | [13 empty] | 0 | 0 | 0 | 0 | [11 empty] | Pinal Central Energy Center LLC | 100 | NextEra Energy Inc | 100 | Non-regulated
Pinal Central Energy Center Hybrid | 61678_G_PCEC | 61678 | G | PCEC |  | Solar PV |  | WECC_AZ | Arizona | 4 | Pinal | 21 | 04021 | 20 | 0 | 2018 | 9999 |  |  | N | Solar | [13 empty] | 0 | 0 | 0 | 0 | [11 empty] | Pinal Central Energy Center LLC | 100 | NextEra Energy Inc | 100 | Non-regulated
Cox Battery Energy Storage | 61679_G_1 | 61679 | G | 1 |  | Energy Storage |  | SPP_N | Missouri | 29 | Greene | 77 | 29077 | 1.2 | 0 | 2017 | 9999 |  |  | N | Energy Storage | [13 empty] | 0 | 0 | 0 | 0 | [11 empty] | Springfield MO (City of) | 100 | Springfield MO (City of) | 100 | Regulated
North Anna | 6168_G_1 | 6168 | G | 1 |  | Nuclear |  | PJM_Dom | Virginia | 51 | Louisa | 109 | 51109 | 948 | 10456 | 1978 | 9999 |  |  | N | Nuclear Fuel | [13 empty] | 0 | 0 | 0 | 0 | [11 empty] | Virginia Electric & Power Co | 88.4 | Dominion Energy Inc | 88.4 | Regulated
North Anna | 6168_G_2 | 6168 | G | 2 |  | Nuclear |  | PJM_Dom | Virginia | 51 | Louisa | 109 | 51109 | 944 | 10456 | 1980 | 9999 |  |  | N | Nuclear Fuel | [13 empty] | 0 | 0 | 0 | 0 | [11 empty] | Virginia Electric & Power Co | 88.4 | Dominion Energy Inc | 88.4 | Regulated
North Anna | 6168_G_HC1 | 6168 | G | HC1 |  | Hydro |  | PJM_Dom | Virginia | 51 | Louisa | 109 | 51109 | 1 | 0 | 1987 | 9999 |  |  | N | Hydro | [13 empty] | 0 | 0 | 0 | 0 | [11 empty] | Virginia Electric & Power Co | 100 | Dominion Energy Inc | 100 | Regulated
Tatanka Wi | 61680_G_MMPA | 61680 | G | MMPA |  | Solar PV |  | MIS_MNWI | Minnesota | 27 | Wright | 171 | 27171 | 7.1 | 0 | 2017 | 9999 |  |  | N | Solar | [13 empty] | 0 | 0 | 0 | 0 | [11 empty] | HQC Tatanka WI Solar Power Generation Station LLC | 100 | Hanwha Group | 100 | Non-regulated
Middle Daisy | 61681_G_10257 | 61681 | G | 10257 |  | Solar PV |  | SPP_SPS | New Mexico | 35 | Lea | 25 | 35025 | 5 | 0 | 2017 | 9999 |  |  | N | Solar | [13 empty] | 0 | 0 | 0 | 0 | [11 empty] | Middle Daisy LLC | 100 | Onyx Renewable Partners LP | 100 | Non-regulated
USG 1 | 61682_G_USG1 | 61682 | G | USG1 |  | Solar PV |  | WECC_IID | California | 6 | Imperial | 25 | 06025 | 1 | 0 | 2014 | 9999 |  |  | N | Solar | [13 empty] | 0 | 0 | 0 | 0 | [11 empty] | USG Corp | 100 | USG Corp | 100 | Non-regulated
USG 2 | 61683_G_USG2 | 61683 | G | USG2 |  | Solar PV |  | WECC_IID | California | 6 | Imperial | 25 | 06025 | 1 | 0 | 2015 | 9999 |  |  | N | Solar | [13 empty] | 0 | 0 | 0 | 0 | [11 empty] | ZGlobal Inc | 100 | Alaywan Trust | 100 | Non-regulated
Johnson 1 Community Solar | 61686_G_PV1 | 61686 | G | PV1 |  | Solar PV |  | MIS_MNWI | Minnesota | 27 | Chisago | 25 | 27025 | 1 | 0 | 2018 | 9999 |  |  | N | Solar | [13 empty] | 0 | 0 | 0 | 0 | [11 empty] | Johnson I CSG LLC | 100 | Johnson I CSG LLC | 100 | Non-regulated
Plum Creek | 61687_G_PLMCK | 61687 | G | PLMCK |  | Onshore Wind |  | MIS_IA | Minnesota | 27 | Cottonwood | 33 | 27033 | 400 | 0 | 2024 | 9999 |  |  | N | Wind | [13 empty] | 0 | 0 | 0 | 0 | [11 empty] | Plum Creek Wind Farm LLC | 100 | Plum Creek Wind Farm LLC | 100 | Non-regulated
North Gooding Main Hydro | 61688_G_NGM1 | 61688 | G | NGM1 |  | Hydro |  | WECC_ID | Idaho | 16 | Gooding | 47 | 16047 | 1.3 | 0 | 2016 | 9999 |  |  | N | Hydro | [13 empty] | 0 | 0 | 0 | 0 | [11 empty] | North Gooding Main Hydro LLC | 100 | Ted Sorenson | 100 | Non-regulated
Grimm Community Solar | 61689_G_PV1 | 61689 | G | PV1 |  | Solar PV |  | MIS_MNWI | Minnesota | 27 | Renville | 129 | 27129 | 1 | 0 | 2018 | 9999 |  |  | N | Solar | [13 empty] | 0 | 0 | 0 | 0 | [11 empty] | Grimm CSG LLC | 100 | Grimm CSG LLC | 100 | Non-regulated
Foreman's Hill Community Solar | 61690_G_FOREM | 61690 | G | FOREM |  | Solar PV |  | MIS_MNWI | Minnesota | 27 | Goodhue | 49 | 27049 | 5 | 0 | 2018 | 9999 |  |  | N | Solar | [13 empty] | 0 | 0 | 0 | 0 | [11 empty] | Foremans Hill CSG LLC | 100 | Foremans Hill CSG LLC | 100 | Non-regulated
Depot Solar Center, LLC | 61691_G_DEPOT | 61691 | G | DEPOT |  | Solar PV |  | PJM_West | Virginia | 51 | Campbell | 31 | 51031 | 15 | 0 | 2022 | 9999 |  |  | N | Solar | [13 empty] | 0 | 0 | 0 | 0 | [11 empty] | Emerald Hills Holding I, LLC | 100 | Emerald Hills Holding I, LLC | 100 | Non-regulated
IVC Solar | 61692_G_IVCS | 61692 | G | IVCS |  | Solar PV |  | WECC_IID | California | 6 | Imperial | 25 | 06025 | 3 | 0 | 2016 | 9999 |  |  | N | Solar | [13 empty] | 0 | 0 | 0 | 0 | [11 empty] | Apex Ivc Holdings LLC | 100 | Alaywan Trust | 100 | Non-regulated
Buckleberry Solar | 61693_G_GEN | 61693 | G | GEN |  | Solar PV |  | S_VACA | North Carolina | 37 | Lenoir | 107 | 37107 | 52.1 | 0 | 2018 | 9999 |  |  | N | Solar | [13 empty] | 0 | 0 | 0 | 0 | [11 empty] | Buckleberry Solar LLC | 100 | John Laing Group PLC | 100 | Non-regulated
Johnson II Community Solar | 61695_G_PV1 | 61695 | G | PV1 |  | Solar PV |  | MIS_MNWI | Minnesota | 27 | Chisago | 25 | 27025 | 1 | 0 | 2018 | 9999 |  |  | N | Solar | [13 empty] | 0 | 0 | 0 | 0 | [11 empty] | Johnson II CSG LLC | 100 | Johnson II CSG LLC | 100 | Non-regulated
Twiggs Solar | 61696_G_TWIGG | 61696 | G | TWIGG |  | Solar PV |  | S_SOU | Georgia | 13 | Twiggs | 289 | 13289 | 204 | 0 | 2020 | 9999 |  |  | N | Solar | [13 empty] | 0 | 0 | 0 | 0 | [11 empty] | Twiggs County Solar LLC | 100 | Origis Energy | 100 | Non-regulated
Lamesa II | 61697_G_IVORY | 61697 | G | IVORY |  | Solar PV |  | ERC_WEST | Texas | 48 | Dawson | 115 | 48115 | 50 | 0 | 2018 | 9999 |  |  | N | Solar | [13 empty] | 0 | 0 | 0 | 0 | [11 empty] | OCI Lamesa Solar II LLC | 100 | OCI Company Ltd | 100 | Non-regulated
Folsom SP and CSP Sacramento | 61698_G_FOLSM | 61698 | G | FOLSM |  | Solar PV |  | WEC_BANC | California | 6 | Sacramento | 67 | 06067 | 1.3 | 0 | 2019 | 9999 |  |  | N | Solar | [13 empty] | 0 | 0 | 0 | 0 | [11 empty] | Ecoplexus Inc | 100 | Ecoplexus Inc | 100 | Non-regulated
Otarre Solar Park | 61699_G_OTRRE | 61699 | G | OTRRE |  | Solar PV |  | S_VACA | South Carolina | 45 | Lexington | 63 | 45063 | 1.6 | 0 | 2017 | 9999 |  |  | N | Solar | [13 empty] | 0 | 0 | 0 | 0 | [11 empty] | Tig Sun Energy IV LLC | 100 | Intertech Group (The) | 100 | Non-regulated
Port Everglades | 617_G_5A | 617 | G | 5A | 91022 | Combined Cycle |  | FRCC | Florida | 12 | Broward | 11 | 12011 | 271.9 | 7050 | 2016 | 9999 |  |  | N | Natural Gas, Distillate Fuel Oil |  |  |  | DLNB + H2O | SCR | [8 empty] | 0.00733 | 0.00733 | 0.00733 | 0.00733 | [11 empty] | Florida Power & Light Co | 100 | NextEra Energy Inc | 100 | Regulated
Port Everglades | 617_G_5B | 617 | G | 5B | 91023 | Combined Cycle |  | FRCC | Florida | 12 | Broward | 11 | 12011 | 271.9 | 7050 | 2016 | 9999 |  |  | N | Natural Gas, Distillate Fuel Oil |  |  |  | DLNB + H2O | SCR | [8 empty] | 0.00733 | 0.00733 | 0.00733 | 0.00733 | [11 empty] | Florida Power & Light Co | 100 | NextEra Energy Inc | 100 | Regulated
Port Everglades | 617_G_5C | 617 | G | 5C | 91021 | Combined Cycle |  | FRCC | Florida | 12 | Broward | 11 | 12011 | 271.9 | 7050 | 2016 | 9999 |  |  | N | Natural Gas, Distillate Fuel Oil |  |  |  | DLNB + H2O | SCR | [8 empty] | 0.00733 | 0.00733 | 0.00733 | 0.00733 | [11 empty] | Florida Power & Light Co | 100 | NextEra Energy Inc | 100 | Regulated
Port Everglades | 617_G_5ST | 617 | G | 5ST |  | Combined Cycle |  | FRCC | Florida | 12 | Broward | 11 | 12011 | 421.3 | 7050 | 2016 | 9999 |  |  | N | Natural Gas, Distillate Fuel Oil |  |  |  |  | SCR | [8 empty] | 0.00733 | 0.00733 | 0.00733 | 0.00733 | [11 empty] | Florida Power & Light Co | 100 | NextEra Energy Inc | 100 | Regulated
PowerFin Kingsbery | 61700_G_PFPKB | 61700 | G | PFPKB |  | Solar PV |  | ERC_REST | Texas | 48 | Travis | 453 | 48453 | 2.6 | 0 | 2018 | 9999 |  |  | N | Solar | [13 empty] | 0 | 0 | 0 | 0 | [11 empty] | PowerFin ASL 1 LLC | 100 | Powerfin Asl 1 LLC | 100 | Non-regulated
Seabrook Solar | 61701_G_GEN1 | 61701 | G | GEN1 |  | Solar PV |  | S_VACA | South Carolina | 45 | Beaufort | 13 | 45013 | 72.5 | 0 | 2019 | 9999 |  |  | N | Solar | [13 empty] | 0 | 0 | 0 | 0 | [11 empty] | Seabrook Solar LLC | 100 | Adger Solar LLC | 100 | Non-regulated
Greater New Bedford LFG Utiliz. Facility | 61702_G_11052 | 61702 | G | 11052 |  | Landfill Gas |  | NENGREST | Massachusetts | 25 | Bristol | 5 | 25005 | 3.2 | 13500 | 2005 | 9999 |  |  | N | Landfill Gas | [13 empty] | 0.22117 | 0.22117 | 0.22117 | 0.22117 | [11 empty] | Commonwealth New Bedford Energy LLC | 100 | Commonwealth Resource Management Corp | 100 | Non-regulated
Aquila Community Solar | 61704_G_AQUI | 61704 | G | AQUI |  | Solar PV |  | MIS_MNWI | Minnesota | 27 | Pope | 121 | 27121 | 1 | 0 | 2019 | 9999 |  |  | N | Solar | [13 empty] | 0 | 0 | 0 | 0 | [11 empty] | Aquila Community Solar Gardens LLC | 100 | Evergy Inc | 100 | Non-regulated
Acturus Community Solar | 61705_G_ARCT | 61705 | G | ARCT |  | Solar PV |  | MIS_MNWI | Minnesota | 27 | Le Sueur | 79 | 27079 | 1 | 0 | 2018 | 9999 |  |  | N | Solar | [13 empty] | 0 | 0 | 0 | 0 | [11 empty] | Arcturus Community Solar Garden LLC | 100 | Arcturus Power Trading LLC | 100 | Non-regulated
Auriga Community Solar | 61706_G_AURI | 61706 | G | AURI |  | Solar PV |  | MIS_MNWI | Minnesota | 27 | Murray | 101 | 27101 | 1 | 0 | 2018 | 9999 |  |  | N | Solar | [13 empty] | 0 | 0 | 0 | 0 | [11 empty] | Auriga Community Solar Garden LLC | 100 | Auriga Capital Management | 100 | Non-regulated
Canopus Community Solar | 61707_G_CANO | 61707 | G | CANO |  | Solar PV |  | MIS_MNWI | Minnesota | 27 | Stearns | 145 | 27145 | 1 | 0 | 2019 | 9999 |  |  | N | Solar | [13 empty] | 0 | 0 | 0 | 0 | [11 empty] | Canopus Community Solar Garden LLC | 100 | Canopus Power Trading LLC | 100 | Non-regulated
Sagitta Community Solar | 61708_G_SAGI | 61708 | G | SAGI |  | Solar PV |  | MIS_MNWI | Minnesota | 27 | Chippewa | 23 | 27023 | 1 | 0 | 2018 | 9999 |  |  | N | Solar | [13 empty] | 0 | 0 | 0 | 0 | [11 empty] | Sagitta Community Solar Garden LLC | 100 | Sagitta Community Solar Garden LLC | 100 | Non-regulated
Libra Community Solar | 61709_G_LIBR | 61709 | G | LIBR |  | Solar PV |  | MIS_MNWI | Minnesota | 27 | Pope | 121 | 27121 | 1 | 0 | 2018 | 9999 |  |  | N | Solar | [13 empty] | 0 | 0 | 0 | 0 | [11 empty] | Libra Community Solar Garden LLC | 100 | Libra Group (The) | 100 | Non-regulated
Laurel Dam | 6171_G_1 | 6171 | G | 1 |  | Hydro |  | PJM_West | Kentucky | 21 | Laurel | 125 | 21125 | 61 | 0 | 1977 | 9999 |  |  | N | Hydro | [13 empty] | 0 | 0 | 0 | 0 | [11 empty] | East Kentucky Power Coop | 100 | East Kentucky Power Coop | 100 | Regulated
Aquarius Community Solar | 61710_G_AQUA | 61710 | G | AQUA |  | Solar PV |  | MIS_MNWI | Minnesota | 27 | Lyon | 83 | 27083 | 1 | 0 | 2019 | 9999 |  |  | N | Solar | [13 empty] | 0 | 0 | 0 | 0 | [11 empty] | Aquarius Community Solar Gardens LLC | 100 | General Electric Co | 100 | Non-regulated
Cassiopeia Community Solar | 61711_G_CASS | 61711 | G | CASS |  | Solar PV |  | MIS_MNWI | Minnesota | 27 | Pope | 121 | 27121 | 1 | 0 | 2019 | 9999 |  |  | N | Solar | [13 empty] | 0 | 0 | 0 | 0 | [11 empty] | Cassiopeia Community Solar Garden LLC | 100 | Cassiopeia Community Solar Garden LLC | 100 | Non-regulated
Crux Community Solar | 61712_G_CRUX | 61712 | G | CRUX |  | Solar PV |  | MIS_MNWI | Minnesota | 27 | Dodge | 39 | 27039 | 1 | 0 | 2019 | 9999 |  |  | N | Solar | [13 empty] | 0 | 0 | 0 | 0 | [11 empty] | Crux Community Solar Gardens LLC | 100 | Crux Community Solar Gardens LLC | 100 | Non-regulated
Leo Community Solar | 61713_G_LEO | 61713 | G | LEO |  | Solar PV |  | MIS_MNWI | Minnesota | 27 | Murray | 101 | 27101 | 1 | 0 | 2018 | 9999 |  |  | N | Solar | [13 empty] | 0 | 0 | 0 | 0 | [11 empty] | Advanced Microgrid Solutions Inc | 100 | Advanced Microgrid Solutions Inc | 100 | Non-regulated
Deneb Community Solar | 61715_G_DENE | 61715 | G | DENE |  | Solar PV |  | MIS_MNWI | Minnesota | 27 | Kandiyohi | 67 | 27067 | 1 | 0 | 2019 | 9999 |  |  | N | Solar | [13 empty] | 0 | 0 | 0 | 0 | [11 empty] | Deneb Community Solar Garden LLC | 100 | Deneb Community Solar Garden LLC | 100 | Non-regulated
Kaus Community Solar | 61716_G_KAUS | 61716 | G | KAUS |  | Solar PV |  | MIS_MNWI | Minnesota | 27 | Dodge | 39 | 27039 | 1 | 0 | 2019 | 9999 |  |  | N | Solar | [13 empty] | 0 | 0 | 0 | 0 | [11 empty] | Kaus Community Solar Garden LLC | 100 | Kaus Community Solar Garden LLC | 100 | Non-regulated
IRE Solar I, LLC | 61717_G_SSIRE | 61717 | G | SSIRE |  | Solar PV |  | NY_Z_D | New York | 36 | St Lawrence | 89 | 36089 | 1 | 0 | 2017 | 9999 |  |  | N | Solar | [13 empty] | 0 | 0 | 0 | 0 | [11 empty] | IRE Solar 1 LLC | 100 | Greenwood Energy | 100 | Non-regulated
Aerolease | 61718_G_APLEX | 61718 | G | APLEX |  | Solar PV |  | WEC_LADW | California | 6 | Los Angeles | 37 | 06037 | 1.1 | 0 | 2018 | 9999 |  |  | N | Solar | [13 empty] | 0 | 0 | 0 | 0 | [11 empty] | PCS Energy LLC | 100 | PCS Energy LLC | 100 | Non-regulated
CJ Solar I, LLC | 61719_G_LWCJ1 | 61719 | G | LWCJ1 |  | Solar PV |  | NY_Z_D | New York | 36 | St Lawrence | 89 | 36089 | 2 | 0 | 2018 | 9999 |  |  | N | Solar | [13 empty] | 0 | 0 | 0 | 0 | [11 empty] | CJ Solar 1 LLC | 100 | Greenwood Energy | 100 | Non-regulated
Libby | 6172_G_1 | 6172 | G | 1 |  | Hydro |  | WECC_MT | Montana | 30 | Lincoln | 53 | 30053 | 105 | 0 | 1975 | 9999 |  |  | N | Hydro | [13 empty] | 0 | 0 | 0 | 0 | [11 empty] | USACE Northwestern Division | 100 | U S Army Corps of Engineers | 100 | Regulated
Libby | 6172_G_2 | 6172 | G | 2 |  | Hydro |  | WECC_MT | Montana | 30 | Lincoln | 53 | 30053 | 105 | 0 | 1975 | 9999 |  |  | N | Hydro | [13 empty] | 0 | 0 | 0 | 0 | [11 empty] | USACE Northwestern Division | 100 | U S Army Corps of Engineers | 100 | Regulated
Libby | 6172_G_3 | 6172 | G | 3 |  | Hydro |  | WECC_MT | Montana | 30 | Lincoln | 53 | 30053 | 105 | 0 | 1976 | 9999 |  |  | N | Hydro | [13 empty] | 0 | 0 | 0 | 0 | [11 empty] | USACE Northwestern Division | 100 | U S Army Corps of Engineers | 100 | Regulated
Libby | 6172_G_4 | 6172 | G | 4 |  | Hydro |  | WECC_MT | Montana | 30 | Lincoln | 53 | 30053 | 105 | 0 | 1976 | 9999 |  |  | N | Hydro | [13 empty] | 0 | 0 | 0 | 0 | [11 empty] | USACE Northwestern Division | 100 | U S Army Corps of Engineers | 100 | Regulated
Libby | 6172_G_5 | 6172 | G | 5 |  | Hydro |  | WECC_MT | Montana | 30 | Lincoln | 53 | 30053 | 105 | 0 | 1984 | 9999 |  |  | N | Hydro | [13 empty] | 0 | 0 | 0 | 0 | [11 empty] | USACE Northwestern Division | 100 | U S Army Corps of Engineers | 100 | Regulated
COU Solar I, LLC | 61720_G_LECOU | 61720 | G | LECOU |  | Solar PV |  | NY_Z_D | New York | 36 | St Lawrence | 89 | 36089 | 1.5 | 0 | 2018 | 9999 |  |  | N | Solar | [13 empty] | 0 | 0 | 0 | 0 | [11 empty] | COU Solar 1 LLC | 100 | Greenwood Energy | 100 | Non-regulated
HEBT Irvine 1 | 61722_G_IRV01 | 61722 | G | IRV01 |  | Energy Storage |  | WECC_SCE | California | 6 | Orange | 59 | 06059 | 1 | 0 | 2018 | 9999 |  |  | N | Energy Storage | [13 empty] | 0 | 0 | 0 | 0 | [11 empty] | Advanced Microgrid Solutions Inc | 100 | Advanced Microgrid Solutions Inc | 100 | Non-regulated
HEBT Irvine 1 | 61722_G_IRV1W | 61722 | G | IRV1W |  | Energy Storage |  | WECC_SCE | California | 6 | Orange | 59 | 06059 | 4.5 | 0 | 2018 | 9999 |  |  | N | Energy Storage | [13 empty] | 0 | 0 | 0 | 0 | [11 empty] | Advanced Microgrid Solutions Inc | 100 | Advanced Microgrid Solutions Inc | 100 | Non-regulated
HEBT Irvine 2 | 61723_G_IRV06 | 61723 | G | IRV06 |  | Energy Storage |  | WECC_SCE | California | 6 | Orange | 59 | 06059 | 2.5 | 0 | 2018 | 9999 |  |  | N | Energy Storage | [13 empty] | 0 | 0 | 0 | 0 | [11 empty] | Advanced Microgrid Solutions Inc | 100 | Advanced Microgrid Solutions Inc | 100 | Non-regulated
HEBT Irvine 2 | 61723_G_IRV2W | 61723 | G | IRV2W |  | Energy Storage |  | WECC_SCE | California | 6 | Orange | 59 | 06059 | 3.3 | 0 | 2018 | 9999 |  |  | N | Energy Storage | [13 empty] | 0 | 0 | 0 | 0 | [11 empty] | Advanced Microgrid Solutions Inc | 100 | Advanced Microgrid Solutions Inc | 100 | Non-regulated
Onyx - Saratoga Springs Landfill Solar CSG | 61724_G_10254 | 61724 | G | 10254 |  | Solar PV |  | NY_Z_F | New York | 36 | Saratoga | 91 | 36091 | 2 | 0 | 2017 | 9999 |  |  | N | Solar | [13 empty] | 0 | 0 | 0 | 0 | [11 empty] | Solar Mission SunE LLC | 100 | Onyx Renewable Partners LP | 100 | Non-regulated
Madison County | 61725_G_PV1 | 61725 | G | PV1 |  | Solar PV |  | NY_Z_C&E | New York | 36 | Madison | 53 | 36053 | 1.8 | 0 | 2017 | 9999 |  |  | N | Solar | [13 empty] | 0 | 0 | 0 | 0 | [11 empty] | AEP OnSite Partners LLC | 100 | American Electric Power Co Inc | 100 | Non-regulated
Onyx - Pembroke Landfill Solar | 61726_G_10244 | 61726 | G | 10244 |  | Solar PV |  | NENGREST | Massachusetts | 25 | Plymouth | 23 | 25023 | 2.4 | 0 | 2017 | 9999 |  |  | N | Solar | [13 empty] | 0 | 0 | 0 | 0 | [11 empty] | Onyx Asset Services Group LLC | 100 | Onyx Renewable Partners LP | 100 | Non-regulated
Onyx - Brockton Thatcher Landfill Solar CSG | 61727_G_10238 | 61727 | G | 10238 |  | Solar PV |  | NENGREST | Massachusetts | 25 | Plymouth | 23 | 25023 | 3.7 | 0 | 2017 | 9999 |  |  | N | Solar | [13 empty] | 0 | 0 | 0 | 0 | [11 empty] | Solar Mission SunE LLC | 100 | Onyx Renewable Partners LP | 100 | Non-regulated
Barrett Farm Solar - Phase I | 61728_G_10263 | 61728 | G | 10263 |  | Solar PV |  | NENG_CT | Connecticut | 9 | Windham | 15 | 09015 | 2.4 | 0 | 2017 | 9999 |  |  | N | Solar | [13 empty] | 0 | 0 | 0 | 0 | [11 empty] | Onyx Asset Services Group LLC | 100 | Onyx Renewable Partners LP | 100 | Non-regulated
Richmond Solar Site 2 | 61729_G_SRIC2 | 61729 | G | SRIC2 |  | Solar PV |  | PJM_West | Indiana | 18 | Wayne | 177 | 18177 | 7.4 | 0 | 2018 | 9999 |  |  | N | Solar | [13 empty] | 0 | 0 | 0 | 0 | [11 empty] | Indiana Municipal Power Agency | 100 | Indiana Municipal Power Agency | 100 | Regulated
MA Solar Storage 1 Hybrid | 61730_G_61730 | 61730 | G | 61730 |  | Energy Storage |  | NENGREST | Massachusetts | 25 | Worcester | 27 | 25027 | 1 | 0 | 2018 | 9999 |  |  | N | Energy Storage | [13 empty] | 0 | 0 | 0 | 0 | [11 empty] | Origis Energy USA Inc | 100 | Origis Energy | 100 | Non-regulated
MA Solar Storage 1 Hybrid | 61730_G_SCSS1 | 61730 | G | SCSS1 |  | Solar PV |  | NENGREST | Massachusetts | 25 | Worcester | 27 | 25027 | 1.1 | 0 | 2018 | 9999 |  |  | N | Solar | [13 empty] | 0 | 0 | 0 | 0 | [11 empty] | Origis Energy USA Inc | 100 | Origis Energy | 100 | Non-regulated
Solten Plainville 6000, LLC | 61731_G_PLAIN | 61731 | G | PLAIN |  | Solar PV |  | NENGREST | Massachusetts | 25 | Norfolk | 21 | 25021 | 4.9 | 0 | 2017 | 9999 |  |  | N | Solar | [13 empty] | 0 | 0 | 0 | 0 | [11 empty] | Solar Projectco 6 LLC | 100 | Soltage LLC | 100 | Non-regulated
Randolph | 61732_G_RAND | 61732 | G | RAND |  | Solar PV |  | NENGREST | Massachusetts | 25 | Norfolk | 21 | 25021 | 3.8 | 0 | 2017 | 9999 |  |  | N | Solar | [13 empty] | 0 | 0 | 0 | 0 | [11 empty] | Solar Projectco 6 LLC | 100 | Soltage LLC | 100 | Non-regulated
Haywood Solar | 61733_G_HWOOD | 61733 | G | HWOOD |  | Solar PV |  | S_C_TVA | Tennessee | 47 | Haywood | 75 | 47075 | 3 | 0 | 2017 | 9999 |  |  | N | Solar | [13 empty] | 0 | 0 | 0 | 0 | [11 empty] | Haywood Solar LLC | 100 | Silicon Ranch Corp | 100 | Non-regulated
Seneca Nation Cattaraugus Wind Turbine | 61734_G_1 | 61734 | G | 1 |  | Onshore Wind |  | NY_Z_A | New York | 36 | Erie | 29 | 36029 | 1.5 | 0 | 2017 | 9999 |  |  | N | Wind | [13 empty] | 0 | 0 | 0 | 0 | [11 empty] | Seneca Nation of Indians | 100 | Seneca Nation of Indians | 100 | Non-regulated
Hilltopper Wind Project | 61735_G_WT1 | 61735 | G | WT1 |  | Onshore Wind |  | MIS_IL | Illinois | 17 | Logan | 107 | 17107 | 185 | 0 | 2019 | 9999 |  |  | N | Wind | [13 empty] | 0 | 0 | 0 | 0 | [11 empty] | Enel Green Power Hilltopper Wind LLC | 100 | Enel SpA | 100 | Non-regulated
Woods Hill Solar | 61736_G_PV1 | 61736 | G | PV1 |  | Solar PV |  | NENG_CT | Connecticut | 9 | Windham | 15 | 09015 | 20 | 0 | 2018 | 9999 |  |  | N | Solar | [13 empty] | 0 | 0 | 0 | 0 | [11 empty] | Woods Hill Solar LLC | 100 | Enel SpA | 100 | Non-regulated
Navy Yard Peaker Station | 61737_G_GEN1 | 61737 | G | GEN1 |  | Combustion Turbine | IC Engine | PJM_EMAC | Pennsylvania | 42 | Philadelphia | 101 | 42101 | 2 | 12807 | 2017 | 9999 |  |  | N | Natural Gas | [13 empty] | 1.061 | 1.061 | 1.061 | 1.061 | [11 empty] | Philadelphia Industrial Development Corp | 100 | Philadelphia Industrial Development Corp | 100 | Non-regulated
Navy Yard Peaker Station | 61737_G_GEN2 | 61737 | G | GEN2 |  | Combustion Turbine | IC Engine | PJM_EMAC | Pennsylvania | 42 | Philadelphia | 101 | 42101 | 2 | 12807 | 2017 | 9999 |  |  | N | Natural Gas | [13 empty] | 1.061 | 1.061 | 1.061 | 1.061 | [11 empty] | Philadelphia Industrial Development Corp | 100 | Philadelphia Industrial Development Corp | 100 | Non-regulated
Navy Yard Peaker Station | 61737_G_GEN3 | 61737 | G | GEN3 |  | Combustion Turbine | IC Engine | PJM_EMAC | Pennsylvania | 42 | Philadelphia | 101 | 42101 | 2 | 12807 | 2017 | 9999 |  |  | N | Natural Gas | [13 empty] | 1.061 | 1.061 | 1.061 | 1.061 | [11 empty] | Philadelphia Industrial Development Corp | 100 | Philadelphia Industrial Development Corp | 100 | Non-regulated
Navy Yard Peaker Station | 61737_G_GEN4 | 61737 | G | GEN4 |  | Combustion Turbine | IC Engine | PJM_EMAC | Pennsylvania | 42 | Philadelphia | 101 | 42101 | 2 | 10745 | 2018 | 9999 |  |  | N | Natural Gas | [13 empty] | 1.061 | 1.061 | 1.061 | 1.061 | [11 empty] | Philadelphia Industrial Development Corp | 100 | Philadelphia Industrial Development Corp | 100 | Non-regulated
Navy Yard Peaker Station | 61737_G_GEN5 | 61737 | G | GEN5 |  | Energy Storage |  | PJM_EMAC | Pennsylvania | 42 | Philadelphia | 101 | 42101 | 6.2 | 0 | 2021 | 9999 |  |  | N | Energy Storage | [11 empty] | 0 |  | 0 | 0 | 0 | 0 | [11 empty] | Philadelphia Authority for Industrial Development | 100 | Philadelphia Authority for Industrial Development | 100 | Non-regulated
GWCC PV Solar Farm | 61738_G_SOLAR | 61738 | G | SOLAR |  | Solar PV |  | PJM_SMAC | Maryland | 24 | Prince Georges | 33 | 24033 | 1.6 | 0 | 2015 | 9999 |  |  | N | Solar | [13 empty] | 0 | 0 | 0 | 0 | [11 empty] | US Dept of Agriculture | 100 | US Dept of Agriculture | 100 | Non-regulated
Lost Creek | 6174_G_1 | 6174 | G | 1 |  | Hydro |  | WECC_PNW | Oregon | 41 | Jackson | 29 | 41029 | 24.5 | 0 | 1977 | 9999 |  |  | N | Hydro | [13 empty] | 0 | 0 | 0 | 0 | [11 empty] | USACE Northwestern Division | 100 | U S Army Corps of Engineers | 100 | Regulated
Lost Creek | 6174_G_2 | 6174 | G | 2 |  | Hydro |  | WECC_PNW | Oregon | 41 | Jackson | 29 | 41029 | 24.5 | 0 | 1977 | 9999 |  |  | N | Hydro | [13 empty] | 0 | 0 | 0 | 0 | [11 empty] | USACE Northwestern Division | 100 | U S Army Corps of Engineers | 100 | Regulated
Gratis Road Solar Facility | 61740_G_GR01 | 61740 | G | GR01 |  | Solar PV |  | S_SOU | Georgia | 13 | Walton | 297 | 13297 | 3 | 0 | 2018 | 9999 |  |  | N | Solar | [13 empty] | 0 | 0 | 0 | 0 | [11 empty] | Walton Solar LLC | 100 | Walton Solar LLC | 100 | Non-regulated
Kingsberry Energy Storage System | 61741_G_KBESS | 61741 | G | KBESS |  | Energy Storage |  | ERC_REST | Texas | 48 | Travis | 453 | 48453 | 1.5 | 0 | 2018 | 9999 |  |  | N | Energy Storage | [13 empty] | 0 | 0 | 0 | 0 | [11 empty] | Austin Energy | 100 | Austin Energy | 100 | Regulated
System Control Center | 61742_G_GEN1 | 61742 | G | GEN1 |  | Energy Storage |  | ERC_REST | Texas | 48 | Travis | 453 | 48453 | 2.5 | 0 | 2012 | 9999 |  |  | N | Energy Storage | [13 empty] | 0 | 0 | 0 | 0 | [11 empty] | Austin Energy | 100 | Austin Energy | 100 | Regulated
System Control Center | 61742_G_GEN2 | 61742 | G | GEN2 |  | Energy Storage |  | ERC_REST | Texas | 48 | Travis | 453 | 48453 | 2.5 | 0 | 2012 | 9999 |  |  | N | Energy Storage | [13 empty] | 0 | 0 | 0 | 0 | [11 empty] | Austin Energy | 100 | Austin Energy | 100 | Regulated
Naval Sub Base New London Fuel Cell | 61743_G_MMH2 | 61743 | G | MMH2 |  | Fuel Cell |  | NENG_CT | Connecticut | 9 | New London | 11 | 09011 | 3.7 | 9500 | 2023 | 9999 |  |  | N | Natural Gas | [13 empty] | 0 | 0 | 0 | 0 | [11 empty] | Groton Fuel Cell I LLC | 100 | FuelCell Energy Inc | 100 | Non-regulated
Naval Sub Base New London Fuel Cell | 61743_G_MMH3 | 61743 | G | MMH3 |  | Fuel Cell |  | NENG_CT | Connecticut | 9 | New London | 11 | 09011 | 3.7 | 9500 | 2023 | 9999 |  |  | N | Natural Gas | [13 empty] | 0 | 0 | 0 | 0 | [11 empty] | Groton Fuel Cell I LLC | 100 | FuelCell Energy Inc | 100 | Non-regulated
L'Oreal Solar - Florence | 61744_G_1 | 61744 | G | 1 |  | Solar PV |  | PJM_West | Kentucky | 21 | Boone | 15 | 21015 | 0.9 | 0 | 2017 | 9999 |  |  | N | Solar | [13 empty] | 0 | 0 | 0 | 0 | [11 empty] | Loreal USA Inc | 100 | Loréal SA | 100 | Non-regulated
Aurora County Wind | 61745_G_ACSD | 61745 | G | ACSD |  | Onshore Wind |  | SPP_WAUE | South Dakota | 46 | Aurora | 3 | 46003 | 20 | 0 | 2018 | 9999 |  |  | N | Wind | [13 empty] | 0 | 0 | 0 | 0 | [11 empty] | Aurora County Wind LLC | 100 | Consolidated Edison Inc | 100 | Non-regulated
Brule County Wind | 61746_G_BCSD | 61746 | G | BCSD |  | Onshore Wind |  | SPP_WAUE | South Dakota | 46 | Brule | 15 | 46015 | 20 | 0 | 2018 | 9999 |  |  | N | Wind | [13 empty] | 0 | 0 | 0 | 0 | [11 empty] | Brule County Wind LLC | 100 | Consolidated Edison Inc | 100 | Non-regulated
Foxtail Wind, LLC | 61747_G_1 | 61747 | G | 1 |  | Onshore Wind |  | MIS_MAPP | North Dakota | 38 | Dickey | 21 | 38021 | 150 | 0 | 2020 | 9999 |  |  | N | Wind | [13 empty] | 0 | 0 | 0 | 0 | [11 empty] | Xcel Energy Inc | 100 | Xcel Energy Inc | 100 | Regulated
Southern Current One, LLC | 61748_G_PRGE1 | 61748 | G | PRGE1 |  | Solar PV |  | S_VACA | South Carolina | 45 | Allendale | 5 | 45005 | 10.2 | 0 | 2017 | 9999 |  |  | N | Solar | [13 empty] | 0 | 0 | 0 | 0 | [11 empty] | Southern Current One LLC | 100 | Cypress Creek Holdings LLC | 100 | Non-regulated
Lower Granite | 6175_G_1 | 6175 | G | 1 |  | Hydro |  | WECC_PNW | Washington | 53 | Whitman | 75 | 53075 | 135 | 0 | 1975 | 9999 |  |  | N | Hydro | [13 empty] | 0 | 0 | 0 | 0 | [11 empty] | USACE Northwestern Division | 100 | U S Army Corps of Engineers | 100 | Regulated
Lower Granite | 6175_G_2 | 6175 | G | 2 |  | Hydro |  | WECC_PNW | Washington | 53 | Whitman | 75 | 53075 | 127 | 0 | 1975 | 9999 |  |  | N | Hydro | [13 empty] | 0 | 0 | 0 | 0 | [11 empty] | USACE Northwestern Division | 100 | U S Army Corps of Engineers | 100 | Regulated
Lower Granite | 6175_G_3 | 6175 | G | 3 |  | Hydro |  | WECC_PNW | Washington | 53 | Whitman | 75 | 53075 | 135 | 0 | 1975 | 9999 |  |  | N | Hydro | [13 empty] | 0 | 0 | 0 | 0 | [11 empty] | USACE Northwestern Division | 100 | U S Army Corps of Engineers | 100 | Regulated
Lower Granite | 6175_G_4 | 6175 | G | 4 |  | Hydro |  | WECC_PNW | Washington | 53 | Whitman | 75 | 53075 | 135 | 0 | 1978 | 9999 |  |  | N | Hydro | [13 empty] | 0 | 0 | 0 | 0 | [11 empty] | USACE Northwestern Division | 100 | U S Army Corps of Engineers | 100 | Regulated
Lower Granite | 6175_G_5 | 6175 | G | 5 |  | Hydro |  | WECC_PNW | Washington | 53 | Whitman | 75 | 53075 | 135 | 0 | 1978 | 9999 |  |  | N | Hydro | [13 empty] | 0 | 0 | 0 | 0 | [11 empty] | USACE Northwestern Division | 100 | U S Army Corps of Engineers | 100 | Regulated
Lower Granite | 6175_G_6 | 6175 | G | 6 |  | Hydro |  | WECC_PNW | Washington | 53 | Whitman | 75 | 53075 | 135 | 0 | 1978 | 9999 |  |  | N | Hydro | [13 empty] | 0 | 0 | 0 | 0 | [11 empty] | USACE Northwestern Division | 100 | U S Army Corps of Engineers | 100 | Regulated
Wistaria Ranch Solar | 61750_G_WICA | 61750 | G | WICA |  | Solar PV |  | WECC_IID | California | 6 | Imperial | 25 | 06025 | 100 | 0 | 2018 | 9999 |  |  | N | Solar | [13 empty] | 0 | 0 | 0 | 0 | [11 empty] | CED Wistaria Solar LLC | 100 | Consolidated Edison Inc | 100 | Non-regulated
Rotor Clip | 61751_G_RCLIP | 61751 | G | RCLIP |  | Solar PV |  | PJM_EMAC | New Jersey | 34 | Somerset | 35 | 34035 | 2.7 | 0 | 2018 | 9999 |  |  | N | Solar | [13 empty] | 0 | 0 | 0 | 0 | [11 empty] | Merit Sustainable Infrastructure | 100 | Merit Sustainable Infrastructure | 100 | Non-regulated
Quincy II Solar Garden | 61752_G_PV1 | 61752 | G | PV1 |  | Solar PV |  | WECC_CO | Colorado | 8 | Arapahoe | 5 | 08005 | 1.5 | 0 | 2018 | 9999 |  |  | N | Solar | [13 empty] | 0 | 0 | 0 | 0 | [11 empty] | AEP OnSite Partners LLC | 100 | American Electric Power Co Inc | 100 | Non-regulated
Imboden Solar Garden | 61753_G_PV1 | 61753 | G | PV1 |  | Solar PV |  | WECC_CO | Colorado | 8 | Adams | 1 | 08001 | 1.5 | 0 | 2018 | 9999 |  |  | N | Solar | [13 empty] | 0 | 0 | 0 | 0 | [11 empty] | AEP OnSite Partners LLC | 100 | American Electric Power Co Inc | 100 | Non-regulated
Imboden Solar Garden | 61753_G_PV2 | 61753 | G | PV2 |  | Solar PV |  | WECC_CO | Colorado | 8 | Adams | 1 | 08001 | 1.5 | 0 | 2018 | 9999 |  |  | N | Solar | [13 empty] | 0 | 0 | 0 | 0 | [11 empty] | AEP OnSite Partners LLC | 100 | American Electric Power Co Inc | 100 | Non-regulated
SunSelect1 | 61754_G_1 | 61754 | G | 1 |  | Combustion Turbine | IC Engine | WECC_SCE | California | 6 | Kern | 29 | 06029 | 3.3 | 9240 | 2018 | 9999 |  |  | Y | Natural Gas | [13 empty] | 1.061 | 1.061 | 1.061 | 1.061 | [11 empty] | Sunselect Produce (California) Inc | 100 | Sunselect Produce (California) Inc | 100 | Non-regulated
SunSelect1 | 61754_G_2 | 61754 | G | 2 |  | Combustion Turbine | IC Engine | WECC_SCE | California | 6 | Kern | 29 | 06029 | 3.3 | 9240 | 2018 | 9999 |  |  | Y | Natural Gas | [13 empty] | 1.061 | 1.061 | 1.061 | 1.061 | [11 empty] | Sunselect Produce (California) Inc | 100 | Sunselect Produce (California) Inc | 100 | Non-regulated
East Acres Solar NG, LLC | 61755_G_EA | 61755 | G | EA |  | Solar PV |  | NENGREST | Massachusetts | 25 | Berkshire | 3 | 25003 | 5.8 | 0 | 2017 | 9999 |  |  | N | Solar | [13 empty] | 0 | 0 | 0 | 0 | [11 empty] | Nugen Capital Management | 100 | Nugen Capital Management LLC | 100 | Non-regulated
Meadow Lake Wind Farm VI LLC | 61756_G_MWLVI | 61756 | G | MWLVI |  | Onshore Wind |  | MIS_INKY | Indiana | 18 | Benton | 7 | 18007 | 200.4 | 0 | 2018 | 9999 |  |  | N | Wind | [13 empty] | 0 | 0 | 0 | 0 | [11 empty] | Meadow Lake Wind Farm VI LLC | 100 | Energias de Portugal SA | 100 | Non-regulated
Gaston County Renewable Energy Center | 61758_G_GEN1 | 61758 | G | GEN1 |  | Landfill Gas |  | S_VACA | North Carolina | 37 | Gaston | 71 | 37071 | 1.4 | 13500 | 2011 | 9999 |  |  | N | Landfill Gas | [13 empty] | 0.22117 | 0.22117 | 0.22117 | 0.22117 | [11 empty] | Gaston County Solid Waste & Recycling Division | 100 | Gaston County NC | 100 | Non-regulated
Gaston County Renewable Energy Center | 61758_G_GEN2 | 61758 | G | GEN2 |  | Landfill Gas |  | S_VACA | North Carolina | 37 | Gaston | 71 | 37071 | 1.4 | 13500 | 2011 | 9999 |  |  | N | Landfill Gas | [13 empty] | 0.22117 | 0.22117 | 0.22117 | 0.22117 | [11 empty] | Gaston County Solid Waste & Recycling Division | 100 | Gaston County NC | 100 | Non-regulated
Gaston County Renewable Energy Center | 61758_G_GEN3 | 61758 | G | GEN3 |  | Landfill Gas |  | S_VACA | North Carolina | 37 | Gaston | 71 | 37071 | 1.4 | 13500 | 2011 | 9999 |  |  | N | Landfill Gas | [13 empty] | 0.22117 | 0.22117 | 0.22117 | 0.22117 | [11 empty] | Gaston County Solid Waste & Recycling Division | 100 | Gaston County NC | 100 | Non-regulated
Covington Solar Farm | 61759_G_CVS1 | 61759 | G | CVS1 |  | Solar PV |  | SPP_WEST | Oklahoma | 40 | Garfield | 47 | 40047 | 10 | 0 | 2018 | 9999 |  |  | N | Solar | [13 empty] | 0 | 0 | 0 | 0 | [11 empty] | OGE Energy Corp | 100 | OGE Energy Corp | 100 | Regulated
Sherburne North Project CSG | 61762_G_SHERB | 61762 | G | SHERB |  | Solar PV |  | MIS_MNWI | Minnesota | 27 | Sherburne | 141 | 27141 | 5 | 0 | 2018 | 9999 |  |  | N | Solar | [13 empty] | 0 | 0 | 0 | 0 | [11 empty] | DG Minnesota CSG LLC | 100 | NextEra Energy Inc | 100 | Non-regulated
Sunshine Gateway Solar Energy Center | 61763_G_1 | 61763 | G | 1 |  | Solar PV |  | FRCC | Florida | 12 | Columbia | 23 | 12023 | 74.5 | 0 | 2019 | 9999 |  |  | N | Solar | [13 empty] | 0 | 0 | 0 | 0 | [11 empty] | Florida Power & Light Co | 100 | NextEra Energy Inc | 100 | Regulated
Sunshine Gateway Solar Energy Center | 61763_G_2 | 61763 | G | 2 |  | Energy Storage |  | FRCC | Florida | 12 | Columbia | 23 | 12023 | 30 | 0 | 2021 | 9999 |  |  | N | Energy Storage | [11 empty] | 0 |  | 0 | 0 | 0 | 0 | [11 empty] | Florida Power & Light Co | 100 | Florida Power & Light Co | 100 | Regulated
Gore Mountain Solar II | 61764_G_SNWH2 | 61764 | G | SNWH2 |  | Solar PV |  | NY_Z_F | New York | 36 | Washington | 115 | 36115 | 2 | 0 | 2016 | 9999 |  |  | N | Solar | [13 empty] | 0 | 0 | 0 | 0 | [11 empty] | Gore Mountain | 100 | Gore Mountain | 100 | Non-regulated
HGS Solar I | 61765_G_SNWH1 | 61765 | G | SNWH1 |  | Solar PV |  | NY_Z_F | New York | 36 | Washington | 115 | 36115 | 2 | 0 | 2016 | 9999 |  |  | N | Solar | [13 empty] | 0 | 0 | 0 | 0 | [11 empty] | HGS Solar I LLC | 100 | HGS Solar I LLC | 100 | Non-regulated
Miami Dade Solar Energy Center | 61766_G_1 | 61766 | G | 1 |  | Solar PV |  | FRCC | Florida | 12 | Miami Dade | 86 | 12086 | 74.5 | 0 | 2019 | 9999 |  |  | N | Solar | [13 empty] | 0 | 0 | 0 | 0 | [11 empty] | Florida Power & Light Co | 100 | NextEra Energy Inc | 100 | Regulated
Pioneer Trail Solar Energy Center | 61767_G_1 | 61767 | G | 1 |  | Solar PV |  | FRCC | Florida | 12 | Volusia | 127 | 12127 | 74.5 | 0 | 2019 | 9999 |  |  | N | Solar | [13 empty] | 0 | 0 | 0 | 0 | [11 empty] | Florida Power & Light Co | 100 | NextEra Energy Inc | 100 | Regulated
Interstate Solar Energy Center | 61768_G_1 | 61768 | G | 1 |  | Solar PV |  | FRCC | Florida | 12 | St Lucie | 111 | 12111 | 74.5 | 0 | 2019 | 9999 |  |  | N | Solar | [13 empty] | 0 | 0 | 0 | 0 | [11 empty] | Florida Power & Light Co | 100 | NextEra Energy Inc | 100 | Regulated
Syncarpha Hancock I CSG | 61769_G_SYNH1 | 61769 | G | SYNH1 |  | Solar PV |  | NENGREST | Massachusetts | 25 | Berkshire | 3 | 25003 | 2 | 0 | 2017 | 9999 |  |  | N | Solar | [13 empty] | 0 | 0 | 0 | 0 | [11 empty] | Syncarpha Hancock I LLC | 100 | Syncarpha Capital | 100 | Non-regulated
Syncarpha Hancock II CSG | 61770_G_SYNH2 | 61770 | G | SYNH2 |  | Solar PV |  | NENGREST | Massachusetts | 25 | Berkshire | 3 | 25003 | 2 | 0 | 2017 | 9999 |  |  | N | Solar | [13 empty] | 0 | 0 | 0 | 0 | [11 empty] | Syncarpha Hancock II LLC | 100 | Syncarpha Capital | 100 | Non-regulated
Syncarpha Hancock III CSG | 61771_G_SYNH3 | 61771 | G | SYNH3 |  | Solar PV |  | NENGREST | Massachusetts | 25 | Berkshire | 3 | 25003 | 1 | 0 | 2017 | 9999 |  |  | N | Solar | [13 empty] | 0 | 0 | 0 | 0 | [11 empty] | Syncarpha Hancock III LLC | 100 | Syncarpha Capital | 100 | Non-regulated
Palmas Wind, LLC | 61773_G_PW | 61773 | G | PW |  | Onshore Wind |  | ERC_REST | Texas | 48 | Cameron | 61 | 48061 | 142.6 | 0 | 2020 | 9999 |  |  | N | Wind | [13 empty] | 0 | 0 | 0 | 0 | [11 empty] | Palmas Wind LLC | 100 | Acciona Energia | 100 | Non-regulated
Syncarpha Still River, LLC CSG | 61774_G_SYNBO | 61774 | G | SYNBO |  | Solar PV |  | NENGREST | Massachusetts | 25 | Worcester | 27 | 25027 | 2 | 0 | 2016 | 9999 |  |  | N | Solar | [13 empty] | 0 | 0 | 0 | 0 | [11 empty] | Syncarpha Still River LLC | 100 | Syncarpha Capital | 100 | Non-regulated
Town of Otis Wind Energy Project | 61775_G_OT196 | 61775 | G | OT196 |  | Onshore Wind |  | NENGREST | Massachusetts | 25 | Berkshire | 3 | 25003 | 1.5 | 0 | 2018 | 9999 |  |  | N | Wind | [13 empty] | 0 | 0 | 0 | 0 | [11 empty] | Otis MA (Town of) | 100 | Otis MA (Town of) | 100 | Non-regulated
Midway Wind, LLC | 61776_G_MIDWY | 61776 | G | MIDWY |  | Onshore Wind |  | ERC_REST | Texas | 48 | San Patricio | 409 | 48409 | 162.9 | 0 | 2019 | 9999 |  |  | N | Wind | [13 empty] | 0 | 0 | 0 | 0 | [11 empty] | Midway Wind LLC | 100 | Sammons Enterprises Inc | 100 | Non-regulated
Brevard | 61777_G_ENG1 | 61777 | G | ENG1 |  | Landfill Gas |  | FRCC | Florida | 12 | Brevard | 9 | 12009 | 1.6 | 13500 | 2008 | 9999 |  |  | N | Landfill Gas | [13 empty] | 0.14031 | 0.14031 | 0.14031 | 0.14031 | [11 empty] | Brevard Energy LLC | 100 | Brevard Energy LLC | 100 | Non-regulated
Brevard | 61777_G_ENG2 | 61777 | G | ENG2 |  | Landfill Gas |  | FRCC | Florida | 12 | Brevard | 9 | 12009 | 1.6 | 13500 | 2008 | 9999 |  |  | N | Landfill Gas | [13 empty] | 0.14031 | 0.14031 | 0.14031 | 0.14031 | [11 empty] | Brevard Energy LLC | 100 | Brevard Energy LLC | 100 | Non-regulated
Brevard | 61777_G_ENG3 | 61777 | G | ENG3 |  | Landfill Gas |  | FRCC | Florida | 12 | Brevard | 9 | 12009 | 1.6 | 13500 | 2008 | 9999 |  |  | N | Landfill Gas | [13 empty] | 0.14031 | 0.14031 | 0.14031 | 0.14031 | [11 empty] | Brevard Energy LLC | 100 | Brevard Energy LLC | 100 | Non-regulated
Brevard | 61777_G_ENG4 | 61777 | G | ENG4 |  | Landfill Gas |  | FRCC | Florida | 12 | Brevard | 9 | 12009 | 1.6 | 13500 | 2008 | 9999 |  |  | N | Landfill Gas | [13 empty] | 0.14031 | 0.14031 | 0.14031 | 0.14031 | [11 empty] | Brevard Energy LLC | 100 | Brevard Energy LLC | 100 | Non-regulated
Brevard | 61777_G_ENG5 | 61777 | G | ENG5 |  | Landfill Gas |  | FRCC | Florida | 12 | Brevard | 9 | 12009 | 1.6 | 13500 | 2008 | 9999 |  |  | N | Landfill Gas | [13 empty] | 0.14031 | 0.14031 | 0.14031 | 0.14031 | [11 empty] | Brevard Energy LLC | 100 | Brevard Energy LLC | 100 | Non-regulated
Brevard | 61777_G_ENG6 | 61777 | G | ENG6 |  | Landfill Gas |  | FRCC | Florida | 12 | Brevard | 9 | 12009 | 1.6 | 13500 | 2008 | 9999 |  |  | N | Landfill Gas | [13 empty] | 0.14031 | 0.14031 | 0.14031 | 0.14031 | [11 empty] | Brevard Energy LLC | 100 | Brevard Energy LLC | 100 | Non-regulated
North 301 Solar | 61778_G_N301 | 61778 | G | N301 |  | Solar PV |  | PJM_Dom | North Carolina | 37 | Halifax | 83 | 37083 | 20 | 0 | 2019 | 9999 |  |  | N | Solar | [13 empty] | 0 | 0 | 0 | 0 | [11 empty] | North 301 Solar | 100 | North 301 Solar | 100 | Non-regulated
Hernando | 61779_G_ENG1 | 61779 | G | ENG1 |  | Landfill Gas |  | FRCC | Florida | 12 | Hernando | 53 | 12053 | 1.6 | 13500 | 2010 | 9999 |  |  | N | Landfill Gas | [13 empty] | 0.2265 | 0.2265 | 0.2265 | 0.2265 | [11 empty] | Timberline Energy LLC | 100 | Archaea Energy Inc | 100 | Non-regulated
Seminole Energy | 61780_G_ENG1 | 61780 | G | ENG1 |  | Landfill Gas |  | FRCC | Florida | 12 | Seminole | 117 | 12117 | 1.6 | 13500 | 2007 | 9999 |  |  | N | Landfill Gas | [13 empty] | 0.24661 | 0.24661 | 0.24661 | 0.24661 | [11 empty] | Seminole Energy LLC | 100 | Continuum Energy | 100 | Non-regulated
Seminole Energy | 61780_G_ENG2 | 61780 | G | ENG2 |  | Landfill Gas |  | FRCC | Florida | 12 | Seminole | 117 | 12117 | 1.6 | 13500 | 2007 | 9999 |  |  | N | Landfill Gas | [13 empty] | 0.24661 | 0.24661 | 0.24661 | 0.24661 | [11 empty] | Seminole Energy LLC | 100 | Continuum Energy | 100 | Non-regulated
Seminole Energy | 61780_G_ENG3 | 61780 | G | ENG3 |  | Landfill Gas |  | FRCC | Florida | 12 | Seminole | 117 | 12117 | 1.6 | 13500 | 2007 | 9999 |  |  | N | Landfill Gas | [13 empty] | 0.24661 | 0.24661 | 0.24661 | 0.24661 | [11 empty] | Seminole Energy LLC | 100 | Continuum Energy | 100 | Non-regulated
Edenton Solar | 61781_G_EDE | 61781 | G | EDE |  | Solar PV |  | PJM_Dom | North Carolina | 37 | Chowan | 41 | 37041 | 5 | 0 | 2019 | 9999 |  |  | N | Solar | [13 empty] | 0 | 0 | 0 | 0 | [11 empty] | Edenton Solar LLC | 100 | Edenton Solar LLC | 100 | Non-regulated
Live Oak Wind Project | 61782_G_WTGS | 61782 | G | WTGS |  | Onshore Wind |  | ERC_WEST | Texas | 48 | Schleicher | 413 | 48413 | 199.5 | 0 | 2019 | 9999 |  |  | N | Wind | [13 empty] | 0 | 0 | 0 | 0 | [11 empty] | Live Oak Wind Project LLC | 100 | ENGIE SA | 100 | Non-regulated
Upstream Wind Energy LLC | 61784_G_UWE | 61784 | G | UWE |  | Onshore Wind |  | SPP_NEBR | Nebraska | 31 | Antelope | 3 | 31003 | 202.5 | 0 | 2018 | 9999 |  |  | N | Wind | [13 empty] | 0 | 0 | 0 | 0 | [11 empty] | Upstream Wind Energy LLC | 100 | WEC Energy Group Inc | 100 | Non-regulated
Camilla Solar Energy Project | 61785_G_CAMSR | 61785 | G | CAMSR |  | Solar PV |  | S_SOU | Georgia | 13 | Mitchell | 205 | 13205 | 171.4 | 0 | 2020 | 9999 |  |  | N | Solar | [13 empty] | 0 | 0 | 0 | 0 | [11 empty] | Camilla Solar Energy LLC | 100 | Invenergy LLC | 100 | Non-regulated
Trinity College Fuel Cell | 61786_G_MB-22 | 61786 | G | MB-22 |  | Fuel Cell |  | NENG_CT | Connecticut | 9 | Hartford | 3 | 09003 | 1.4 | 9500 | 2018 | 9999 |  |  | N | Natural Gas | [13 empty] | 0 | 0 | 0 | 0 | [11 empty] | AEP OnSite Partners LLC | 100 | American Electric Power Co Inc | 100 | Non-regulated
Bishop Hill III | 61787_G_BHIII | 61787 | G | BHIII |  | Onshore Wind |  | PJM_COMD | Illinois | 17 | Henry | 73 | 17073 | 119 | 0 | 2018 | 9999 |  |  | N | Wind | [13 empty] | 0 | 0 | 0 | 0 | [11 empty] | Bishop Hill Energy III LLC | 100 | WEC Energy Group Inc | 100 | Non-regulated
Hilltop Power | 61788_G_WT | 61788 | G | WT |  | Onshore Wind |  | MIS_MNWI | Minnesota | 27 | Pipestone | 117 | 27117 | 2 | 0 | 2008 | 9999 |  |  | N | Wind | [13 empty] | 0 | 0 | 0 | 0 | [11 empty] | Hilltop Power LLC | 100 | Hilltop Power LLC | 100 | Non-regulated
Diamond Vista Wind Project, LLC | 61789_G_DV | 61789 | G | DV |  | Onshore Wind |  | SPP_N | Kansas | 20 | Marion | 115 | 20115 | 299.3 | 0 | 2019 | 9999 |  |  | N | Wind | [13 empty] | 0 | 0 | 0 | 0 | [11 empty] | Enel Green Power Diamond Vista Wind Project LLC | 100 | Enel SpA | 100 | Non-regulated
Shaw Creek Solar, LLC | 61790_G_SHAWC | 61790 | G | SHAWC |  | Solar PV |  | S_VACA | South Carolina | 45 | Aiken | 3 | 45003 | 74.9 | 0 | 2019 | 9999 |  |  | N | Solar | [13 empty] | 0 | 0 | 0 | 0 | [11 empty] | Shaw Creek Solar LLC | 100 | NextEra Energy Inc | 100 | Non-regulated
Stage Gulch Solar | 61791_G_5001 | 61791 | G | 5001 |  | Solar PV |  | WEC_CALN | California | 6 | Sonoma | 97 | 06097 | 0.8 | 0 | 2018 | 9999 |  |  | N | Solar | [13 empty] | 0 | 0 | 0 | 0 | [11 empty] | Stage Gulch Solar LLC | 100 | Petaluma Solar Millennium Fund LLC | 100 | Non-regulated
Lavio Solar | 61792_G_5002 | 61792 | G | 5002 |  | Solar PV |  | WEC_CALN | California | 6 | Sonoma | 97 | 06097 | 1 | 0 | 2018 | 9999 |  |  | N | Solar | [13 empty] | 0 | 0 | 0 | 0 | [11 empty] | Lavio Solar LLC | 100 | Petaluma Solar Millennium Fund LLC | 100 | Non-regulated
Heyer CSG | 61793_G_HEYER | 61793 | G | HEYER |  | Solar PV |  | MIS_MNWI | Minnesota | 27 | Rice | 131 | 27131 | 1 | 0 | 2018 | 9999 |  |  | N | Solar | [13 empty] | 0 | 0 | 0 | 0 | [11 empty] | Heyer CSG LLC | 100 | Heyer CSG LLC | 100 | Non-regulated
Gateway Solar | 61794_G_GTWYN | 61794 | G | GTWYN |  | Solar PV |  | PJM_EMAC | Maryland | 24 | Worcester | 47 | 24047 | 5 | 0 | 2019 | 9999 |  |  | N | Solar | [13 empty] | 0 | 0 | 0 | 0 | [11 empty] | Gateway Solar LLC | 100 | Community Energy Inc (Cei) | 100 | Non-regulated
Gateway Solar | 61794_G_GTWYS | 61794 | G | GTWYS |  | Solar PV |  | PJM_EMAC | Maryland | 24 | Worcester | 47 | 24047 | 2.6 | 0 | 2019 | 9999 |  |  | N | Solar | [13 empty] | 0 | 0 | 0 | 0 | [11 empty] | Gateway Solar LLC | 100 | Community Energy Inc (Cei) | 100 | Non-regulated
Pacific Union College BESS | 61795_G_12649 | 61795 | G | 12649 |  | Energy Storage |  | WEC_CALN | California | 6 | Napa | 55 | 06055 | 1 | 0 | 2020 | 9999 |  |  | N | Energy Storage | [13 empty] | 0 | 0 | 0 | 0 | [11 empty] | ENGIE Storage Services NA LLC | 100 | ENGIE SA | 100 | Non-regulated
LeGore Bridge Solar Center | 61796_G_LGBSC | 61796 | G | LGBSC |  | Solar PV |  | PJM_AP | Maryland | 24 | Frederick | 21 | 24021 | 20 | 0 | 2023 | 9999 |  |  | N | Solar | [13 empty] | 0 | 0 | 0 | 0 | [11 empty] | LeGore Bridge Solar Center, LLC | 100 | LeGore Bridge Solar Center, LLC | 100 | Non-regulated
Prairie Sky Solar Farm | 61798_G_1 | 61798 | G | 1 |  | Solar PV |  | SPP_N | Kansas | 20 | Butler | 15 | 20015 | 1 | 0 | 2017 | 9999 |  |  | N | Solar | [13 empty] | 0 | 0 | 0 | 0 | [11 empty] | Kansas Electric Power Coop Inc | 100 | Kansas Electric Power Coop Inc | 100 | Regulated
Rensselaer Solar Site 2 | 61799_G_SREN2 | 61799 | G | SREN2 |  | Solar PV |  | MIS_INKY | Indiana | 18 | Jasper | 73 | 18073 | 3.8 | 0 | 2018 | 9999 |  |  | N | Solar | [13 empty] | 0 | 0 | 0 | 0 | [11 empty] | Indiana Municipal Power Agency | 100 | Indiana Municipal Power Agency | 100 | Regulated
DG AMP Solar Smyrna | 61800_G_AMPSM | 61800 | G | AMPSM |  | Solar PV |  | PJM_EMAC | Delaware | 10 | Kent | 1 | 10001 | 1.2 | 0 | 2018 | 9999 |  |  | N | Solar | [13 empty] | 0 | 0 | 0 | 0 | [11 empty] | DG AMP Solar LLC | 100 | NextEra Energy Inc | 100 | Non-regulated
Cascade Energy Storage, LLC | 61801_G_10002 | 61801 | G | 10002 |  | Energy Storage |  | WEC_CALN | California | 6 | San Joaquin | 77 | 06077 | 25 | 0 | 2023 | 9999 |  |  | N | Energy Storage | [13 empty] | 0 | 0 | 0 | 0 | [11 empty] | Broad Reach Power | 100 | Broad Reach Power | 100 | Non-regulated
Sierra Energy Storage, LLC | 61803_G_10003 | 61803 | G | 10003 |  | Energy Storage |  | WEC_CALN | California | 6 | Tuolumne | 109 | 06109 | 10 | 0 | 2023 | 9999 |  |  | N | Energy Storage | [13 empty] | 0 | 0 | 0 | 0 | [11 empty] | Enel Green Power NA, Inc. | 51 | Enel Green Power NA, Inc. | 51 | Non-regulated
City of Rochester Solar | 61804_G_ROC01 | 61804 | G | ROC01 |  | Solar PV |  | NY_Z_B | New York | 36 | Monroe | 55 | 36055 | 1.8 | 0 | 2017 | 9999 |  |  | N | Solar | [13 empty] | 0 | 0 | 0 | 0 | [11 empty] | AES Distributed Energy Inc | 100 | AES Corp (The) | 100 | Non-regulated
DG AMP Solar Piqua Staunton | 61805_G_AMPPS | 61805 | G | AMPPS |  | Solar PV |  | PJM_West | Ohio | 39 | Miami | 109 | 39109 | 1.8 | 0 | 2018 | 9999 |  |  | N | Solar | [13 empty] | 0 | 0 | 0 | 0 | [11 empty] | DG AMP Solar LLC | 100 | NextEra Energy Inc | 100 | Non-regulated
Hamilton Solar Power Plant | 61807_G_PV1 | 61807 | G | PV1 |  | Solar PV |  | FRCC | Florida | 12 | Hamilton | 47 | 12047 | 74.9 | 0 | 2018 | 9999 |  |  | N | Solar | [13 empty] | 0 | 0 | 0 | 0 | [11 empty] | Duke Energy Florida | 100 | Duke Energy Corp | 100 | Regulated
EGP Stillwater Solar PV II, LLC | 61809_G_STWII | 61809 | G | STWII |  | Solar PV |  | WECC_NNV | Nevada | 32 | Churchill | 1 | 32001 | 20 | 0 | 2018 | 9999 |  |  | N | Solar | [13 empty] | 0 | 0 | 0 | 0 | [11 empty] | EGP Stillwater Solar PV II LLC | 100 | Enel SpA | 100 | Non-regulated
Chisum | 61810_G_GEN1 | 61810 | G | GEN1 |  | Solar PV |  | ERC_REST | Texas | 48 | Lamar | 277 | 48277 | 10 | 0 | 2018 | 9999 |  |  | N | Solar | [13 empty] | 0 | 0 | 0 | 0 | [11 empty] | Chisum Solar LLC | 100 | Cypress Creek Holdings LLC | 100 | Non-regulated
Titan Solar | 61811_G_PCEC | 61811 | G | PCEC |  | Solar PV |  | WECC_CO | Colorado | 8 | Arapahoe | 5 | 08005 | 50 | 0 | 2018 | 9999 |  |  | N | Solar | [13 empty] | 0 | 0 | 0 | 0 | [11 empty] | Titan Solar LLC | 100 | NextEra Energy Inc | 100 | Non-regulated
Ranchland Solar, LLC | 61813_G_RCHLD | 61813 | G | RCHLD |  | Solar PV |  | PJM_Dom | North Carolina | 37 | Currituck | 53 | 37053 | 60 | 0 | 2017 | 9999 |  |  | N | Solar | [13 empty] | 0 | 0 | 0 | 0 | [11 empty] | Ranchland Solar LLC | 100 | SunEnergy 1 LLC | 100 | Non-regulated
Kearsarge Concord II | 61814_G_CII | 61814 | G | CII |  | Solar PV |  | NENGREST | Massachusetts | 25 | Middlesex | 17 | 25017 | 4.5 | 0 | 2017 | 9999 |  |  | N | Solar | [13 empty] | 0 | 0 | 0 | 0 | [11 empty] | KS Master Landlord I LLC | 100 | Kearsarge Energy LP | 100 | Non-regulated
Kearsarge Granby | 61815_G_KSG1 | 61815 | G | KSG1 |  | Solar PV |  | NENGREST | Massachusetts | 25 | Hampshire | 15 | 25015 | 0.5 | 0 | 2017 | 9999 |  |  | N | Solar | [13 empty] | 0 | 0 | 0 | 0 | [11 empty] | Kearsarge Granby LLC | 100 | Kearsarge Energy LP | 100 | Non-regulated
Kearsarge Granby | 61815_G_KSG2 | 61815 | G | KSG2 |  | Solar PV |  | NENGREST | Massachusetts | 25 | Hampshire | 15 | 25015 | 0.5 | 0 | 2017 | 9999 |  |  | N | Solar | [13 empty] | 0 | 0 | 0 | 0 | [11 empty] | Kearsarge Granby LLC | 100 | Kearsarge Energy LP | 100 | Non-regulated
Kearsarge Granby | 61815_G_KSG5 | 61815 | G | KSG5 |  | Solar PV |  | NENGREST | Massachusetts | 25 | Hampshire | 15 | 25015 | 0.5 | 0 | 2017 | 9999 |  |  | N | Solar | [13 empty] | 0 | 0 | 0 | 0 | [11 empty] | Kearsarge Granby LLC | 100 | Kearsarge Energy LP | 100 | Non-regulated
Kearsarge Granby | 61815_G_KSG6 | 61815 | G | KSG6 |  | Solar PV |  | NENGREST | Massachusetts | 25 | Hampshire | 15 | 25015 | 0.5 | 0 | 2017 | 9999 |  |  | N | Solar | [13 empty] | 0 | 0 | 0 | 0 | [11 empty] | Kearsarge Granby LLC | 100 | Kearsarge Energy LP | 100 | Non-regulated
Kearsarge Granby | 61815_G_KSG7 | 61815 | G | KSG7 |  | Solar PV |  | NENGREST | Massachusetts | 25 | Hampshire | 15 | 25015 | 0.5 | 0 | 2017 | 9999 |  |  | N | Solar | [13 empty] | 0 | 0 | 0 | 0 | [11 empty] | Kearsarge Granby LLC | 100 | Kearsarge Energy LP | 100 | Non-regulated
Big Lake Project CSG | 61817_G_BIGLA | 61817 | G | BIGLA |  | Solar PV |  | MIS_MNWI | Minnesota | 27 | Sherburne | 141 | 27141 | 5 | 0 | 2018 | 9999 |  |  | N | Solar | [13 empty] | 0 | 0 | 0 | 0 | [11 empty] | DG Minnesota CSG LLC | 100 | NextEra Energy Inc | 100 | Non-regulated
DG AMP Solar Brewster | 61818_G_AMPBR | 61818 | G | AMPBR |  | Solar PV |  | PJM_ATSI | Ohio | 39 | Stark | 151 | 39151 | 1.9 | 0 | 2018 | 9999 |  |  | N | Solar | [13 empty] | 0 | 0 | 0 | 0 | [11 empty] | DG AMP Solar LLC | 100 | NextEra Energy Inc | 100 | Non-regulated
Princeton Energy Center, LLC | 61822_G_EDG1 | 61822 | G | EDG1 |  | Combustion Turbine | IC Engine | PJM_EMAC | New Jersey | 34 | Middlesex | 23 | 34023 | 2 | 13470 | 2012 | 9999 |  |  | N | Distillate Fuel Oil | [11 empty] | 0 |  | 1.6498 | 1.6498 | 1.6498 | 1.6498 | [11 empty] | Princeton Energy Center LLC | 100 | Princeton Energy Center LLC | 100 | Non-regulated
Princeton Energy Center, LLC | 61822_G_EDG2 | 61822 | G | EDG2 |  | Combustion Turbine | IC Engine | PJM_EMAC | New Jersey | 34 | Middlesex | 23 | 34023 | 2 | 13470 | 2012 | 9999 |  |  | N | Distillate Fuel Oil | [11 empty] | 0 |  | 1.6498 | 1.6498 | 1.6498 | 1.6498 | [11 empty] | Princeton Energy Center LLC | 100 | Princeton Energy Center LLC | 100 | Non-regulated
Princeton Energy Center, LLC | 61822_G_EDG3 | 61822 | G | EDG3 |  | Combustion Turbine | IC Engine | PJM_EMAC | New Jersey | 34 | Middlesex | 23 | 34023 | 2 | 13470 | 2012 | 9999 |  |  | N | Distillate Fuel Oil | [11 empty] | 0 |  | 1.6498 | 1.6498 | 1.6498 | 1.6498 | [11 empty] | Princeton Energy Center LLC | 100 | Princeton Energy Center LLC | 100 | Non-regulated
Princeton Energy Center, LLC | 61822_G_GT1 | 61822 | G | GT1 |  | Combustion Turbine |  | PJM_EMAC | New Jersey | 34 | Middlesex | 23 | 34023 | 4.4 | 12805 | 2012 | 9999 |  |  | Y | Natural Gas | [11 empty] | 0 |  | 0.23894 | 0.23894 | 0.23894 | 0.23894 | [11 empty] | Princeton Energy Center LLC | 100 | Princeton Energy Center LLC | 100 | Non-regulated
Princeton Energy Center, LLC | 61822_G_S1 | 61822 | G | S1 |  | Solar PV |  | PJM_EMAC | New Jersey | 34 | Middlesex | 23 | 34023 | 0.2 | 0 | 2012 | 9999 |  |  | N | Solar | [11 empty] | 0 |  | 0 | 0 | 0 | 0 | [11 empty] | Princeton Energy Center LLC | 100 | Princeton Energy Center LLC | 100 | Non-regulated
RPUWD Scheuer Well Solar Project | 61824_G_RPU2 | 61824 | G | RPU2 |  | Solar PV |  | WECC_SCE | California | 6 | San Bernardino | 71 | 06071 | 3 | 0 | 2018 | 9999 |  |  | N | Solar | [13 empty] | 0 | 0 | 0 | 0 | [11 empty] | Solar Star California XXXIX LLC | 100 | SunPower Corp | 100 | Non-regulated
Dignity - Siena Campus | 61825_G_PV1 | 61825 | G | PV1 |  | Solar PV |  | WECC_SNV | Nevada | 32 | Clark | 3 | 32003 | 1.4 | 0 | 2018 | 9999 |  |  | N | Solar | [13 empty] | 0 | 0 | 0 | 0 | [11 empty] | Dignity Siena Campus | 100 | Dignity Siena Campus | 100 | Non-regulated
O'Fallon Renewable Energy Center | 61826_G_OREC | 61826 | G | OREC |  | Solar PV |  | MIS_MO | Missouri | 29 | St Charles | 183 | 29183 | 4.5 | 0 | 2014 | 9999 |  |  | N | Solar | [13 empty] | 0 | 0 | 0 | 0 | [11 empty] | Ameren Missouri | 100 | Ameren Corp | 100 | Regulated
Dayton Cutoff Solar | 61827_G_PGRC3 | 61827 | G | PGRC3 |  | Solar PV |  | WECC_PNW | Oregon | 41 | Yamhill | 71 | 41071 | 2.2 | 0 | 2017 | 9999 |  |  | N | Solar | [13 empty] | 0 | 0 | 0 | 0 | [11 empty] | SP Solar VII LLC | 100 | SP Solar VII LLC | 100 | Non-regulated
Valley Creek Solar | 61828_G_PGRC6 | 61828 | G | PGRC6 |  | Solar PV |  | WECC_PNW | Oregon | 41 | Polk | 53 | 41053 | 2.2 | 0 | 2017 | 9999 |  |  | N | Solar | [13 empty] | 0 | 0 | 0 | 0 | [11 empty] | SP Solar VIII LLC | 100 | SP Solar VIII LLC | 100 | Non-regulated
Silverton Solar | 61829_G_PGRC7 | 61829 | G | PGRC7 |  | Solar PV |  | WECC_PNW | Oregon | 41 | Marion | 47 | 41047 | 2.2 | 0 | 2017 | 9999 |  |  | N | Solar | [13 empty] | 0 | 0 | 0 | 0 | [11 empty] | Silverton Solar LLC | 100 | Cypress Creek Holdings LLC | 100 | Non-regulated
Sheep Solar | 61830_G_PGRC8 | 61830 | G | PGRC8 |  | Solar PV |  | WECC_PNW | Oregon | 41 | Marion | 47 | 41047 | 2.2 | 0 | 2017 | 9999 |  |  | N | Solar | [13 empty] | 0 | 0 | 0 | 0 | [11 empty] | Sheep Solar LLC | 100 | Cypress Creek Holdings LLC | 100 | Non-regulated
Colton Solar | 61831_G_PGRC2 | 61831 | G | PGRC2 |  | Solar PV |  | WECC_PNW | Oregon | 41 | Clackamas | 5 | 41005 | 2.2 | 0 | 2017 | 9999 |  |  | N | Solar | [13 empty] | 0 | 0 | 0 | 0 | [11 empty] | SP Solar VI LLC | 100 | SP Solar VI LLC | 100 | Non-regulated
Interstate Solar | 61832_G_PGRC5 | 61832 | G | PGRC5 |  | Solar PV |  | WECC_PNW | Oregon | 41 | Marion | 47 | 41047 | 2.2 | 0 | 2017 | 9999 |  |  | N | Solar | [13 empty] | 0 | 0 | 0 | 0 | [11 empty] | SP Solar I LLC | 100 | SP Solar I LLC | 100 | Non-regulated
Freedom Solar | 61833_G_PGRC9 | 61833 | G | PGRC9 |  | Solar PV |  | S_VACA | South Carolina | 45 | Dillon | 33 | 45033 | 5 | 0 | 2017 | 9999 |  |  | N | Solar | [13 empty] | 0 | 0 | 0 | 0 | [11 empty] | Freedom Solar LLC | 100 | Cypress Creek Holdings LLC | 100 | Non-regulated
Soboba Community Solar Project | 61834_G_SCSP1 | 61834 | G | SCSP1 |  | Solar PV |  | WECC_SCE | California | 6 | Riverside | 65 | 06065 | 0.9 | 0 | 2016 | 9999 |  |  | N | Solar | [13 empty] | 0 | 0 | 0 | 0 | [11 empty] | Soboba Band of Luiseno Indians | 100 | Soboba Band of Luiseno Indians | 100 | Regulated
Soboba Community Solar Project | 61834_G_SCSP2 | 61834 | G | SCSP2 |  | Solar PV |  | WECC_SCE | California | 6 | Riverside | 65 | 06065 | 0.8 | 0 | 2017 | 9999 |  |  | N | Solar | [13 empty] | 0 | 0 | 0 | 0 | [11 empty] | Soboba Band of Luiseno Indians | 100 | Soboba Band of Luiseno Indians | 100 | Regulated
Grand Ronde Solar | 61835_G_PGRC4 | 61835 | G | PGRC4 |  | Solar PV |  | WECC_PNW | Oregon | 41 | Polk | 53 | 41053 | 2.2 | 0 | 2017 | 9999 |  |  | N | Solar | [13 empty] | 0 | 0 | 0 | 0 | [11 empty] | NorWest Energy 14 LLC | 100 | Cypress Creek Holdings LLC | 100 | Non-regulated
Minco Wind IV, LLC | 61836_G_MIV | 61836 | G | MIV |  | Onshore Wind |  | SPP_WEST | Oklahoma | 40 | Canadian | 17 | 40017 | 130 | 0 | 2018 | 9999 |  |  | N | Wind | [13 empty] | 0 | 0 | 0 | 0 | [11 empty] | Minco Wind IV LLC | 100 | NextEra Energy Inc | 100 | Non-regulated
FECC Solar Benton | 61839_G_FECC1 | 61839 | G | FECC1 |  | Solar PV |  | MIS_AR | Arkansas | 5 | Saline | 125 | 05125 | 1 | 0 | 2017 | 9999 |  |  | N | Solar | [13 empty] | 0 | 0 | 0 | 0 | [11 empty] | Todays Power Inc | 100 | Todays Power Inc | 100 | Regulated
Hope Farm Solar, LLC | 61840_G_HOPE | 61840 | G | HOPE |  | Solar PV |  | NENGREST | Rhode Island | 44 | Providence | 7 | 44007 | 10 | 0 | 2019 | 9999 |  |  | N | Solar | [13 empty] | 0 | 0 | 0 | 0 | [11 empty] | Hope Farm Solar LLC | 100 | Hope Farm Solar LLC | 100 | Non-regulated
Sun Farm VI, LLC | 61842_G_PV1 | 61842 | G | PV1 |  | Solar PV |  | PJM_Dom | North Carolina | 37 | Perquimans | 143 | 37143 | 4.8 | 0 | 2018 | 9999 |  |  | N | Solar | [13 empty] | 0 | 0 | 0 | 0 | [11 empty] | Sun Farm VI LLC | 100 | Greenbacker Renewable Energy Corp | 100 | Non-regulated
SeaWorld Aquatica | 61843_G_10276 | 61843 | G | 10276 |  | Solar PV |  | WEC_SDGE | California | 6 | San Diego | 73 | 06073 | 1.1 | 0 | 2018 | 9999 |  |  | N | Solar | [13 empty] | 0 | 0 | 0 | 0 | [11 empty] | SW Solar Mission III LLC | 100 | Onyx Renewable Partners LP | 100 | Non-regulated
Brush Solar Center | 61844_G_BRUSH | 61844 | G | BRUSH |  | Solar PV |  | WECC_PNW | Oregon | 41 | Baker | 1 | 41001 | 2.8 | 0 | 2020 | 9999 |  |  | N | Solar | [13 empty] | 0 | 0 | 0 | 0 | [11 empty] | Enerparc Solar Investments LLC | 100 | Enerparc AG | 100 | Non-regulated
Tulare BioMAT Fuel Cell | 61846_G_MM27 | 61846 | G | MM27 |  | Fuel Cell |  | WECC_SCE | California | 6 | Tulare | 107 | 06107 | 2.8 | 7648 | 2019 | 9999 |  |  | Y | Natural Gas | [13 empty] | 0 | 0 | 0 | 0 | [11 empty] | Central CA Fuel Cell 2 LLC | 100 | FuelCell Energy Inc | 100 | Non-regulated
Broadalbin | 61847_G_10046 | 61847 | G | 10046 |  | Solar PV |  | NY_Z_F | New York | 36 | Fulton | 35 | 36035 | 2 | 0 | 2018 | 9999 |  |  | N | Solar | [13 empty] | 0 | 0 | 0 | 0 | [11 empty] | AES Broadalbin Solar LLC | 100 | AES Corp (The) | 100 | Non-regulated
PYCO Industries, Inc. Wind Farm | 61848_G_WT1 | 61848 | G | WT1 |  | Onshore Wind |  | SPP_SPS | Texas | 48 | Lubbock | 303 | 48303 | 3 | 0 | 2008 | 9999 |  |  | N | Wind | [13 empty] | 0 | 0 | 0 | 0 | [11 empty] | PYCO Industries Inc | 100 | Pyco Industries Inc | 100 | Non-regulated
Danville | 61849_G_SO291 | 61849 | G | SO291 |  | Solar PV |  | PJM_Dom | Virginia | 51 | Pittsylvania | 143 | 51143 | 6 | 0 | 2018 | 9999 |  |  | N | Solar | [13 empty] | 0 | 0 | 0 | 0 | [11 empty] | Terraform Power Inc | 100 | Brookfield Asset Management Inc | 100 | Non-regulated
Amana Society Service Company | 61850_G_IC1 | 61850 | G | IC1 |  | Combustion Turbine | IC Engine | MIS_IA | Iowa | 19 | Iowa | 95 | 19095 | 1.8 | 10904 | 2001 | 9999 |  |  | N | Distillate Fuel Oil | [13 empty] | 1.6498 | 1.6498 | 1.6498 | 1.6498 | [11 empty] | Amana Society Service Co | 100 | Amana Society Service Co | 100 | Non-regulated
Amana Society Service Company | 61850_G_IC10 | 61850 | G | IC10 |  | Combustion Turbine | IC Engine | MIS_IA | Iowa | 19 | Iowa | 95 | 19095 | 1.8 | 11011 | 2001 | 9999 |  |  | N | Distillate Fuel Oil | [13 empty] | 1.6498 | 1.6498 | 1.6498 | 1.6498 | [11 empty] | Amana Society Service Co | 100 | Amana Society Service Co | 100 | Non-regulated
Amana Society Service Company | 61850_G_IC11 | 61850 | G | IC11 |  | Combustion Turbine | IC Engine | MIS_IA | Iowa | 19 | Iowa | 95 | 19095 | 1.8 | 11011 | 2001 | 9999 |  |  | N | Distillate Fuel Oil | [13 empty] | 1.6498 | 1.6498 | 1.6498 | 1.6498 | [11 empty] | Amana Society Service Co | 100 | Amana Society Service Co | 100 | Non-regulated
Amana Society Service Company | 61850_G_IC12 | 61850 | G | IC12 |  | Combustion Turbine | IC Engine | MIS_IA | Iowa | 19 | Iowa | 95 | 19095 | 1.8 | 11011 | 2001 | 9999 |  |  | N | Distillate Fuel Oil | [13 empty] | 1.6498 | 1.6498 | 1.6498 | 1.6498 | [11 empty] | Amana Society Service Co | 100 | Amana Society Service Co | 100 | Non-regulated
Amana Society Service Company | 61850_G_IC2 | 61850 | G | IC2 |  | Combustion Turbine | IC Engine | MIS_IA | Iowa | 19 | Iowa | 95 | 19095 | 1.8 | 11011 | 2001 | 9999 |  |  | N | Distillate Fuel Oil | [13 empty] | 1.6498 | 1.6498 | 1.6498 | 1.6498 | [11 empty] | Amana Society Service Co | 100 | Amana Society Service Co | 100 | Non-regulated
Amana Society Service Company | 61850_G_IC3 | 61850 | G | IC3 |  | Combustion Turbine | IC Engine | MIS_IA | Iowa | 19 | Iowa | 95 | 19095 | 1.8 | 11011 | 2001 | 9999 |  |  | N | Distillate Fuel Oil | [13 empty] | 1.6498 | 1.6498 | 1.6498 | 1.6498 | [11 empty] | Amana Society Service Co | 100 | Amana Society Service Co | 100 | Non-regulated
Amana Society Service Company | 61850_G_IC4 | 61850 | G | IC4 |  | Combustion Turbine | IC Engine | MIS_IA | Iowa | 19 | Iowa | 95 | 19095 | 1.8 | 11011 | 2001 | 9999 |  |  | N | Distillate Fuel Oil | [13 empty] | 1.6498 | 1.6498 | 1.6498 | 1.6498 | [11 empty] | Amana Society Service Co | 100 | Amana Society Service Co | 100 | Non-regulated
Amana Society Service Company | 61850_G_IC5 | 61850 | G | IC5 |  | Combustion Turbine | IC Engine | MIS_IA | Iowa | 19 | Iowa | 95 | 19095 | 1.8 | 11011 | 2001 | 9999 |  |  | N | Distillate Fuel Oil | [13 empty] | 1.6498 | 1.6498 | 1.6498 | 1.6498 | [11 empty] | Amana Society Service Co | 100 | Amana Society Service Co | 100 | Non-regulated
Amana Society Service Company | 61850_G_IC6 | 61850 | G | IC6 |  | Combustion Turbine | IC Engine | MIS_IA | Iowa | 19 | Iowa | 95 | 19095 | 1.8 | 11011 | 2001 | 9999 |  |  | N | Distillate Fuel Oil | [13 empty] | 1.6498 | 1.6498 | 1.6498 | 1.6498 | [11 empty] | Amana Society Service Co | 100 | Amana Society Service Co | 100 | Non-regulated
Amana Society Service Company | 61850_G_IC7 | 61850 | G | IC7 |  | Combustion Turbine | IC Engine | MIS_IA | Iowa | 19 | Iowa | 95 | 19095 | 1.8 | 11011 | 2001 | 9999 |  |  | N | Distillate Fuel Oil | [13 empty] | 1.6498 | 1.6498 | 1.6498 | 1.6498 | [11 empty] | Amana Society Service Co | 100 | Amana Society Service Co | 100 | Non-regulated
Amana Society Service Company | 61850_G_IC8 | 61850 | G | IC8 |  | Combustion Turbine | IC Engine | MIS_IA | Iowa | 19 | Iowa | 95 | 19095 | 1.8 | 11011 | 2001 | 9999 |  |  | N | Distillate Fuel Oil | [13 empty] | 1.6498 | 1.6498 | 1.6498 | 1.6498 | [11 empty] | Amana Society Service Co | 100 | Amana Society Service Co | 100 | Non-regulated
Amana Society Service Company | 61850_G_IC9 | 61850 | G | IC9 |  | Combustion Turbine | IC Engine | MIS_IA | Iowa | 19 | Iowa | 95 | 19095 | 1.8 | 11011 | 2001 | 9999 |  |  | N | Distillate Fuel Oil | [13 empty] | 1.6498 | 1.6498 | 1.6498 | 1.6498 | [11 empty] | Amana Society Service Co | 100 | Amana Society Service Co | 100 | Non-regulated
Eagle Shadow Mountain Solar Farm | 61852_G_ESMSF | 61852 | G | ESMSF |  | Solar PV |  | WECC_SNV | Nevada | 32 | Clark | 3 | 32003 | 300 | 0 | 2023 | 9999 |  |  | N | Solar | [13 empty] | 0 | 0 | 0 | 0 | [11 empty] | 325MK 8me LLC | 100 | 325MK 8me LLC | 100 | Non-regulated
Jordanelle Dam Hydroelectric Project | 61853_G_GEN 1 | 61853 | G | GEN 1 |  | Hydro |  | WECC_UT | Utah | 49 | Wasatch | 51 | 49051 | 6.5 | 0 | 2008 | 9999 |  |  | N | Hydro | [13 empty] | 0 | 0 | 0 | 0 | [11 empty] | Central Utah Water Conservancy District | 100 | Central Utah Water Conservancy District | 100 | Regulated
Jordanelle Dam Hydroelectric Project | 61853_G_GEN 2 | 61853 | G | GEN 2 |  | Hydro |  | WECC_UT | Utah | 49 | Wasatch | 51 | 49051 | 6.5 | 0 | 2008 | 9999 |  |  | N | Hydro | [13 empty] | 0 | 0 | 0 | 0 | [11 empty] | Central Utah Water Conservancy District | 100 | Central Utah Water Conservancy District | 100 | Regulated
Baker City Solar | 61854_G_BAKER | 61854 | G | BAKER |  | Solar PV |  | WECC_PNW | Oregon | 41 | Baker | 1 | 41001 | 15 | 0 | 2020 | 9999 |  |  | N | Solar | [13 empty] | 0 | 0 | 0 | 0 | [11 empty] | Enerparc Solar Development LLC | 100 | Enerparc AG | 100 | Non-regulated
Morgan Solar Center | 61855_G_MORGN | 61855 | G | MORGN |  | Solar PV |  | WECC_PNW | Oregon | 41 | Malheur | 45 | 41045 | 3 | 0 | 2020 | 9999 |  |  | N | Solar | [13 empty] | 0 | 0 | 0 | 0 | [11 empty] | Enerparc Solar Development LLC | 100 | Enerparc AG | 100 | Non-regulated
Vale Solar Center | 61856_G_VALE | 61856 | G | VALE |  | Solar PV |  | WECC_PNW | Oregon | 41 | Malheur | 45 | 41045 | 3 | 0 | 2020 | 9999 |  |  | N | Solar | [13 empty] | 0 | 0 | 0 | 0 | [11 empty] | Vale Solar Center | 100 | Vale Solar Center | 100 | Non-regulated
Stillwater Wind, LLC | 61858_G_WT | 61858 | G | WT |  | Onshore Wind |  | WECC_MT | Montana | 30 | Stillwater | 95 | 30095 | 79.7 | 0 | 2018 | 9999 |  |  | N | Wind | [13 empty] | 0 | 0 | 0 | 0 | [11 empty] | Stillwater Wind LLC | 100 | Riverstone Holdings LLC | 100 | Non-regulated
Ontario Solar Center | 61860_G_ONTRO | 61860 | G | ONTRO |  | Solar PV |  | WECC_PNW | Oregon | 41 | Malheur | 45 | 41045 | 3 | 0 | 2020 | 9999 |  |  | N | Solar | [13 empty] | 0 | 0 | 0 | 0 | [11 empty] | Enerparc Solar Investments LLC | 100 | Enerparc AG | 100 | Non-regulated
AES ES GILBERT | 61861_G_SRP | 61861 | G | SRP |  | Energy Storage |  | WECC_AZ | Arizona | 4 | Maricopa | 13 | 04013 | 10 | 0 | 2019 | 9999 |  |  | N | Energy Storage | [13 empty] | 0 | 0 | 0 | 0 | [11 empty] | AES ES Gilbert LLC | 100 | AES Corp (The) | 100 | Non-regulated
Dignity - San Martin | 61862_G_PV1 | 61862 | G | PV1 |  | Solar PV |  | WECC_SNV | Nevada | 32 | Clark | 3 | 32003 | 1.7 | 0 | 2018 | 9999 |  |  | N | Solar | [13 empty] | 0 | 0 | 0 | 0 | [11 empty] | Dignity San Martin | 100 | Dignity San Martin | 100 | Non-regulated
Duanesburg | 61863_G_10048 | 61863 | G | 10048 |  | Solar PV |  | NY_Z_F | New York | 36 | Montgomery | 57 | 36057 | 2 | 0 | 2018 | 9999 |  |  | N | Solar | [13 empty] | 0 | 0 | 0 | 0 | [11 empty] | North Park Solar LLC | 100 | North Park Solar LLC | 100 | Non-regulated
Dix Solar, L.L.C | 61864_G_DIXSL | 61864 | G | DIXSL |  | Solar PV |  | PJM_EMAC | New Jersey | 34 | Burlington | 5 | 34005 | 13 | 0 | 2017 | 9999 |  |  | N | Solar | [13 empty] | 0 | 0 | 0 | 0 | [11 empty] | TGC NJ Holdings III LLC | 100 | True Green Capital Management LLC | 100 | Non-regulated
Rio Bravo Windpower, LLC | 61865_G_1 | 61865 | G | 1 |  | Onshore Wind |  | ERC_REST | Texas | 48 | Starr | 427 | 48427 | 237.6 | 0 | 2019 | 9999 |  |  | N | Wind | [13 empty] | 0 | 0 | 0 | 0 | [11 empty] | Sammons Renewable Energy | 100 | Sammons Enterprises Inc | 100 | Non-regulated
Wildhorse Mountain Wind Facility | 61866_G_1 | 61866 | G | 1 |  | Onshore Wind |  | SPP_WEST | Oklahoma | 40 | Pushmataha | 127 | 40127 | 100 | 0 | 2019 | 9999 |  |  | N | Wind | [13 empty] | 0 | 0 | 0 | 0 | [11 empty] | Wildhorse Wind Energy LLC | 100 | Southern Co | 100 | Non-regulated
Bovine | 61867_G_GEN1 | 61867 | G | GEN1 |  | Solar PV |  | ERC_REST | Texas | 48 | Austin | 15 | 48015 | 10 | 0 | 2018 | 9999 |  |  | N | Solar | [13 empty] | 0 | 0 | 0 | 0 | [11 empty] | Bovine Solar LLC | 100 | Cypress Creek Holdings LLC | 100 | Non-regulated
Bronson | 61868_G_GEN1 | 61868 | G | GEN1 |  | Solar PV |  | ERC_REST | Texas | 48 | Fort Bend | 157 | 48157 | 10 | 0 | 2018 | 9999 |  |  | N | Solar | [13 empty] | 0 | 0 | 0 | 0 | [11 empty] | Bronson Solar LLC | 100 | Cypress Creek Holdings LLC | 100 | Non-regulated
Scenic Hill Solar III | 61869_G_SHS3 | 61869 | G | SHS3 |  | Solar PV |  | SPP_WEST | Arkansas | 5 | Johnson | 71 | 05071 | 5 | 0 | 2017 | 9999 |  |  | N | Solar | [13 empty] | 0 | 0 | 0 | 0 | [11 empty] | Scenic Hill Solar III LLC | 100 | Scenic Hill Solar III LLC | 100 | Non-regulated
Montevideo Solar LLC, CSG | 61870_G_MONTE | 61870 | G | MONTE |  | Solar PV |  | MIS_MNWI | Minnesota | 27 | Yellow Medicine | 173 | 27173 | 5 | 0 | 2019 | 9999 |  |  | N | Solar | [13 empty] | 0 | 0 | 0 | 0 | [11 empty] | Montevideo Solar LLC | 100 | Montevideo Solar LLC | 100 | Non-regulated
Sterling Solar (TX) | 61871_G_GEN1 | 61871 | G | GEN1 |  | Solar PV |  | ERC_REST | Texas | 48 | Hunt | 231 | 48231 | 10 | 0 | 2018 | 9999 |  |  | N | Solar | [13 empty] | 0 | 0 | 0 | 0 | [11 empty] | CCR Sterling Solar LLC | 100 | Cypress Creek Holdings LLC | 100 | Non-regulated
Lampwick | 61872_G_GEN1 | 61872 | G | GEN1 |  | Solar PV |  | ERC_REST | Texas | 48 | Menard | 327 | 48327 | 7.5 | 0 | 2019 | 9999 |  |  | N | Solar | [13 empty] | 0 | 0 | 0 | 0 | [11 empty] | Cypress Creek Renewables LLC | 100 | Cypress Creek Holdings LLC | 100 | Non-regulated
Yellow Jacket | 61873_G_GEN1 | 61873 | G | GEN1 |  | Solar PV |  | ERC_REST | Texas | 48 | Bosque | 35 | 48035 | 5 | 0 | 2018 | 9999 |  |  | N | Solar | [13 empty] | 0 | 0 | 0 | 0 | [11 empty] | Yellow Jacket Solar LLC | 100 | Cypress Creek Holdings LLC | 100 | Non-regulated
Eddy II | 61874_G_GEN1 | 61874 | G | GEN1 |  | Solar PV |  | ERC_REST | Texas | 48 | McLennan | 309 | 48309 | 10 | 0 | 2018 | 9999 |  |  | N | Solar | [13 empty] | 0 | 0 | 0 | 0 | [11 empty] | Eddy Solar II LLC | 100 | Cypress Creek Holdings LLC | 100 | Non-regulated
Cascade Solar (TX) | 61875_G_GEN1 | 61875 | G | GEN1 |  | Solar PV |  | ERC_REST | Texas | 48 | Wharton | 481 | 48481 | 10 | 0 | 2019 | 9999 |  |  | N | Solar | [13 empty] | 0 | 0 | 0 | 0 | [11 empty] | Cascade Solar LLC | 100 | SunEdison | 100 | Non-regulated
Persimmon Creek Wind Farm 1, LLC | 61876_G_PCWF1 | 61876 | G | PCWF1 |  | Onshore Wind |  | SPP_WEST | Oklahoma | 40 | Woodward | 153 | 40153 | 198.6 | 0 | 2018 | 9999 |  |  | N | Wind | [13 empty] | 0 | 0 | 0 | 0 | [11 empty] | Persimmon Creek Wind Farm 1 LLC | 100 | Quinbrook Infrastructure Partners | 100 | Non-regulated
Hanover Solar, LLC | 61877_G_HAN01 | 61877 | G | HAN01 |  | Solar PV |  | S_VACA | North Carolina | 37 | Jones | 103 | 37103 | 5 | 0 | 2018 | 9999 |  |  | N | Solar | [13 empty] | 0 | 0 | 0 | 0 | [11 empty] | New Energy Solar Ltd | 100 | New Energy Solar Ltd | 100 | Non-regulated
John A Logan College Solar | 61878_G_JALC | 61878 | G | JALC |  | Solar PV |  | MIS_IL | Illinois | 17 | Williamson | 199 | 17199 | 1.3 | 0 | 2019 | 9999 |  |  | N | Solar | [13 empty] | 0 | 0 | 0 | 0 | [11 empty] | StraightUp Solar | 100 | Straightup Solar | 100 | Non-regulated
Bartow Solar Energy LLC | 61879_G_PV | 61879 | G | PV |  | Solar PV |  | FRCC | Florida | 12 | Polk | 105 | 12105 | 7.3 | 0 | 2018 | 9999 |  |  | N | Solar | [13 empty] | 0 | 0 | 0 | 0 | [11 empty] | Bartow Solar Energy LLC | 100 | Monarch Private Capital LLC | 100 | Non-regulated
Harris Dam | 6188_G_1 | 6188 | G | 1 |  | Hydro |  | S_SOU | Alabama | 1 | Randolph | 111 | 01111 | 66.5 | 0 | 1983 | 9999 |  |  | N | Hydro | [13 empty] | 0 | 0 | 0 | 0 | [11 empty] | Alabama Power Co | 100 | Southern Co | 100 | Regulated
Harris Dam | 6188_G_2 | 6188 | G | 2 |  | Hydro |  | S_SOU | Alabama | 1 | Randolph | 111 | 01111 | 66.5 | 0 | 1983 | 9999 |  |  | N | Hydro | [13 empty] | 0 | 0 | 0 | 0 | [11 empty] | Alabama Power Co | 100 | Southern Co | 100 | Regulated
Morning View | 61881_G_GEN1 | 61881 | G | GEN1 |  | Solar PV |  | S_VACA | North Carolina | 37 | Randolph | 151 | 37151 | 2 | 0 | 2018 | 9999 |  |  | N | Solar | [13 empty] | 0 | 0 | 0 | 0 | [11 empty] | Morning View Solar LLC | 100 | Morning View Solar LLC | 100 | Non-regulated
Copperfield | 61882_G_GEN1 | 61882 | G | GEN1 |  | Solar PV |  | S_VACA | North Carolina | 37 | Montgomery | 123 | 37123 | 2 | 0 | 2018 | 9999 |  |  | N | Solar | [13 empty] | 0 | 0 | 0 | 0 | [11 empty] | Copperfield Solar LLC | 100 | Cypress Creek Holdings LLC | 100 | Non-regulated
Hopewell Friends | 61883_G_GEN1 | 61883 | G | GEN1 |  | Solar PV |  | S_VACA | North Carolina | 37 | Randolph | 151 | 37151 | 1.3 | 0 | 2018 | 9999 |  |  | N | Solar | [13 empty] | 0 | 0 | 0 | 0 | [11 empty] | Hopewell Friends Solar LLC | 100 | Hopewell Friends Solar LLC | 100 | Non-regulated
Kearney NPPD Solar Project | 61884_G_PV1 | 61884 | G | PV1 |  | Solar PV |  | SPP_NEBR | Nebraska | 31 | Buffalo | 19 | 31019 | 5.8 | 0 | 2017 | 9999 |  |  | N | Solar | [13 empty] | 0 | 0 | 0 | 0 | [11 empty] | SoCore 2016 ProjectCo 2 LLC | 100 | SoCore Energy | 100 | Non-regulated
Staunton | 61885_G_GEN1 | 61885 | G | GEN1 |  | Solar PV |  | MIS_INKY | Indiana | 18 | Clay | 21 | 18021 | 4 | 0 | 2018 | 9999 |  |  | N | Solar | [13 empty] | 0 | 0 | 0 | 0 | [11 empty] | Staunton Solar LLC | 100 | Cypress Creek Holdings LLC | 100 | Non-regulated
Bar D | 61886_G_GEN1 | 61886 | G | GEN1 |  | Solar PV |  | WECC_CO | Colorado | 8 | Rio Blanco | 103 | 08103 | 4 | 0 | 2018 | 9999 |  |  | N | Solar | [13 empty] | 0 | 0 | 0 | 0 | [11 empty] | Cypress Creek Renewables LLC | 100 | Cypress Creek Holdings LLC | 100 | Non-regulated
Fort Bliss (DEA EPIC) | 61887_G_DEPIC | 61887 | G | DEPIC |  | Solar PV |  | WECC_NM | Texas | 48 | El Paso | 141 | 48141 | 2 | 0 | 2018 | 9999 |  |  | N | Solar | [13 empty] | 0 | 0 | 0 | 0 | [11 empty] | Hannon Armstrong (FB) Solar LLC | 100 | Hannon Armstrong | 100 | Non-regulated
Johnstown | 61888_G_10049 | 61888 | G | 10049 |  | Solar PV |  | NY_Z_F | New York | 36 | Fulton | 35 | 36035 | 2 | 0 | 2018 | 9999 |  |  | N | Solar | [13 empty] | 0 | 0 | 0 | 0 | [11 empty] | Onyx Asset Services Group LLC | 100 | Onyx Renewable Partners LP | 100 | Non-regulated
Sholes Wind Energy Center | 61889_G_WSN1 | 61889 | G | WSN1 |  | Onshore Wind |  | SPP_NEBR | Nebraska | 31 | Wayne | 179 | 31179 | 160 | 0 | 2019 | 9999 |  |  | N | Wind | [13 empty] | 0 | 0 | 0 | 0 | [11 empty] | Sholes Wind Energy LLC | 100 | NextEra Energy Inc | 100 | Non-regulated
Rocky Mountain Hydroelectric Plant | 6189_G_1 | 6189 | G | 1 |  | Pumped Storage |  | S_SOU | Georgia | 13 | Floyd | 115 | 13115 | 345 | 0 | 1995 | 9999 |  |  | N | Pumped Storage | [13 empty] | 0 | 0 | 0 | 0 | [11 empty] | Oglethorpe Power Corp | 74.61 | Oglethorpe Power Corp | 74.61 | Regulated
Rocky Mountain Hydroelectric Plant | 6189_G_2 | 6189 | G | 2 |  | Pumped Storage |  | S_SOU | Georgia | 13 | Floyd | 115 | 13115 | 345 | 0 | 1995 | 9999 |  |  | N | Pumped Storage | [13 empty] | 0 | 0 | 0 | 0 | [11 empty] | Oglethorpe Power Corp | 74.61 | Oglethorpe Power Corp | 74.61 | Regulated
Rocky Mountain Hydroelectric Plant | 6189_G_3 | 6189 | G | 3 |  | Pumped Storage |  | S_SOU | Georgia | 13 | Floyd | 115 | 13115 | 345 | 0 | 1995 | 9999 |  |  | N | Pumped Storage | [13 empty] | 0 | 0 | 0 | 0 | [11 empty] | Oglethorpe Power Corp | 74.61 | Oglethorpe Power Corp | 74.61 | Regulated
NRG Chalk Point CT | 61890_G_SGT1 | 61890 | G | SGT1 |  | Combustion Turbine |  | PJM_SMAC | Maryland | 24 | Prince Georges | 33 | 24033 | 84.3 | 14753 | 1990 | 9999 |  |  | N | Natural Gas, Distillate Fuel Oil | [13 empty] | 1.0529 | 1.0529 | 1.0529 | 1.0529 | [11 empty] | GenOn Chalk Point LLC | 100 | GenOn Energy Inc | 100 | Non-regulated
Stryker 22, L.L.C. | 61891_G_EDGRD | 61891 | G | EDGRD |  | Energy Storage |  | PJM_EMAC | New Jersey | 34 | Warren | 41 | 34041 | 19.8 | 0 | 2018 | 9999 |  |  | N | Energy Storage | [13 empty] | 0 | 0 | 0 | 0 | [11 empty] | Stryker 22 LLC | 100 | Ormat Technologies Inc | 100 | Non-regulated
Plumsted 537 LLC | 61892_G_PLMST | 61892 | G | PLMST |  | Energy Storage |  | PJM_EMAC | New Jersey | 34 | Ocean | 29 | 34029 | 19.8 | 0 | 2019 | 9999 |  |  | N | Energy Storage | [13 empty] | 0 | 0 | 0 | 0 | [11 empty] | Plumstead 537 LLC | 100 | Ormat Technologies Inc | 100 | Non-regulated
BNB Camden Solar | 61893_G_BNBHQ | 61893 | G | BNBHQ |  | Solar PV |  | PJM_EMAC | New Jersey | 34 | Camden | 7 | 34007 | 2.1 | 0 | 2017 | 9999 |  |  | N | Solar | [13 empty] | 0 | 0 | 0 | 0 | [11 empty] | BNB Camden Solar LLC | 100 | ORIX Corp | 100 | Non-regulated
BNB Camden Solar | 61893_G_BNBSO | 61893 | G | BNBSO |  | Solar PV |  | PJM_EMAC | New Jersey | 34 | Camden | 7 | 34007 | 1.4 | 0 | 2017 | 9999 |  |  | N | Solar | [13 empty] | 0 | 0 | 0 | 0 | [11 empty] | BNB Camden Solar LLC | 100 | ORIX Corp | 100 | Non-regulated
Toyota HQ Plan | 61895_G_TOYHQ | 61895 | G | TOYHQ |  | Solar PV |  | ERC_REST | Texas | 48 | Collin | 85 | 48085 | 5.9 | 0 | 2017 | 9999 |  |  | N | Solar | [13 empty] | 0 | 0 | 0 | 0 | [11 empty] | PGC Plano I LLC | 100 | SunPower Corp | 100 | Non-regulated
Solean Solar Project | 61898_G_SOLEA | 61898 | G | SOLEA |  | Solar PV |  | NY_Z_A | New York | 36 | Cattaraugus | 9 | 36009 | 4 | 0 | 2016 | 9999 |  |  | N | Solar | [13 empty] | 0 | 0 | 0 | 0 | [11 empty] | Solean LLC | 100 | BQ Energy LLC | 100 | Non-regulated
Lincoln Ave Solar Project | 61899_G_LINC | 61899 | G | LINC |  | Solar PV |  | NY_Z_K | New York | 36 | Suffolk | 103 | 36103 | 2 | 0 | 2018 | 9999 |  |  | N | Solar | [13 empty] | 0 | 0 | 0 | 0 | [11 empty] | Agilitas Energy LLC | 100 | Agilitas Capital | 100 | Non-regulated
Riviera | 619_G_5A | 619 | G | 5A | 90798 | Combined Cycle |  | FRCC | Florida | 12 | Palm Beach | 99 | 12099 | 270.5 | 7050 | 2014 | 9999 |  |  | N | Natural Gas, Distillate Fuel Oil |  |  |  | DLNB + H2O | SCR | [8 empty] | 0.00814 | 0.00814 | 0.00814 | 0.00814 | [11 empty] | Florida Power & Light Co | 100 | NextEra Energy Inc | 100 | Regulated
Riviera | 619_G_5B | 619 | G | 5B | 90799 | Combined Cycle |  | FRCC | Florida | 12 | Palm Beach | 99 | 12099 | 270.5 | 7050 | 2014 | 9999 |  |  | N | Natural Gas, Distillate Fuel Oil |  |  |  | DLNB + H2O | SCR | [8 empty] | 0.00814 | 0.00814 | 0.00814 | 0.00814 | [11 empty] | Florida Power & Light Co | 100 | NextEra Energy Inc | 100 | Regulated
Riviera | 619_G_5C | 619 | G | 5C | 90800 | Combined Cycle |  | FRCC | Florida | 12 | Palm Beach | 99 | 12099 | 270.5 | 7050 | 2014 | 9999 |  |  | N | Natural Gas, Distillate Fuel Oil |  |  |  | DLNB + H2O | SCR | [8 empty] | 0.00814 | 0.00814 | 0.00814 | 0.00814 | [11 empty] | Florida Power & Light Co | 100 | NextEra Energy Inc | 100 | Regulated
Riviera | 619_G_5ST | 619 | G | 5ST | 90798 | Combined Cycle |  | FRCC | Florida | 12 | Palm Beach | 99 | 12099 | 478.5 | 7050 | 2014 | 9999 |  |  | N | Natural Gas, Distillate Fuel Oil |  |  |  | DLNB + H2O | SCR | [8 empty] | 0.00814 | 0.00814 | 0.00814 | 0.00814 | [11 empty] | Florida Power & Light Co | 100 | NextEra Energy Inc | 100 | Regulated
Blydenburgh Solar Project | 61900_G_BLYD | 61900 | G | BLYD |  | Solar PV |  | NY_Z_K | New York | 36 | Suffolk | 103 | 36103 | 1.5 | 0 | 2018 | 9999 |  |  | N | Solar | [13 empty] | 0 | 0 | 0 | 0 | [11 empty] | Agilitas Energy LLC | 100 | Agilitas Capital | 100 | Non-regulated
Redstone Arsenal Hybrid | 61901_G_BA | 61901 | G | BA |  | Energy Storage |  | S_C_TVA | Alabama | 1 | Madison | 89 | 01089 | 1 | 0 | 2017 | 9999 |  |  | N | Energy Storage | [13 empty] | 0 | 0 | 0 | 0 | [11 empty] | SunPower Corp | 100 | TOTAL SA | 100 | Non-regulated
Redstone Arsenal Hybrid | 61901_G_REDST | 61901 | G | REDST |  | Solar PV |  | S_C_TVA | Alabama | 1 | Madison | 89 | 01089 | 7.2 | 0 | 2017 | 9999 |  |  | N | Solar | [13 empty] | 0 | 0 | 0 | 0 | [11 empty] | SunPower Corp | 100 | TOTAL SA | 100 | Non-regulated
Holtsville Solar Project | 61902_G_HOLTS | 61902 | G | HOLTS |  | Solar PV |  | NY_Z_K | New York | 36 | Suffolk | 103 | 36103 | 1.2 | 0 | 2017 | 9999 |  |  | N | Solar | [13 empty] | 0 | 0 | 0 | 0 | [11 empty] | Agilitas Energy LLC | 100 | Agilitas Capital | 100 | Non-regulated
Sharon Springs | 61903_G_10116 | 61903 | G | 10116 |  | Solar PV |  | NY_Z_F | New York | 36 | Schoharie | 95 | 36095 | 2 | 0 | 2018 | 9999 |  |  | N | Solar | [13 empty] | 0 | 0 | 0 | 0 | [11 empty] | Onyx Asset Services Group LLC | 100 | Onyx Renewable Partners LP | 100 | Non-regulated
Amsterdam North | 61904_G_10044 | 61904 | G | 10044 |  | Solar PV |  | NY_Z_F | New York | 36 | Montgomery | 57 | 36057 | 2 | 0 | 2018 | 9999 |  |  | N | Solar | [13 empty] | 0 | 0 | 0 | 0 | [11 empty] | Onyx Asset Services Group LLC | 100 | Onyx Renewable Partners LP | 100 | Non-regulated
Amsterdam South | 61905_G_10045 | 61905 | G | 10045 |  | Solar PV |  | NY_Z_F | New York | 36 | Montgomery | 57 | 36057 | 2 | 0 | 2018 | 9999 |  |  | N | Solar | [13 empty] | 0 | 0 | 0 | 0 | [11 empty] | Onyx Asset Services Group LLC | 100 | Onyx Renewable Partners LP | 100 | Non-regulated
Phoebe Solar | 61906_G_PHOEB | 61906 | G | PHOEB |  | Solar PV |  | ERC_WEST | Texas | 48 | Winkler | 495 | 48495 | 250 | 0 | 2019 | 9999 |  |  | N | Solar | [13 empty] | 0 | 0 | 0 | 0 | [11 empty] | Phoebe Energy Project LLC | 100 | Innergex Renewable Energy Inc | 100 | Non-regulated
Springfield Solar Project | 61907_G_NJLND | 61907 | G | NJLND |  | Solar PV |  | PJM_EMAC | New Jersey | 34 | Burlington | 5 | 34005 | 7.5 | 0 | 2018 | 9999 |  |  | N | Solar | [13 empty] | 0 | 0 | 0 | 0 | [11 empty] | NJR Clean Energy Ventures III Corp | 100 | New Jersey Resources Corp | 100 | Non-regulated
Stratford Solar Center, LLC | 61908_G_STRAT | 61908 | G | STRAT |  | Solar PV |  | PJM_Dom | Virginia | 51 | Suffolk City | 800 | 51800 | 15 | 0 | 2022 | 9999 |  |  | N | Solar | [13 empty] | 0 | 0 | 0 | 0 | [11 empty] | Stratford Solar Center, LLC | 100 | Stratford Solar Center, LLC | 100 | Non-regulated
Parkview Battery | 61909_G_PKVWB | 61909 | G | PKVWB |  | Energy Storage |  | MIS_LMI | Michigan | 26 | Kalamazoo | 77 | 26077 | 1 | 0 | 2018 | 9999 |  |  | N | Energy Storage | [13 empty] | 0 | 0 | 0 | 0 | [11 empty] | Western Michigan University | 100 | Western Michigan University | 100 | Regulated
Yeoman Creek | 61910_G_YEOM | 61910 | G | YEOM |  | Solar PV |  | PJM_COMD | Illinois | 17 | Lake | 97 | 17097 | 8.8 | 0 | 2023 | 9999 |  |  | N | Solar | [13 empty] | 0 | 0 | 0 | 0 | [11 empty] | BQ Energy LLC | 100 | BQ Energy LLC | 100 | Non-regulated
Ivester Wind Farm | 61911_G_WT1 | 61911 | G | WT1 |  | Onshore Wind |  | MIS_IA | Iowa | 19 | Grundy | 75 | 19075 | 90 | 0 | 2018 | 9999 |  |  | N | Wind | [13 empty] | 0 | 0 | 0 | 0 | [11 empty] | MidAmerican Energy Co | 100 | Berkshire Hathaway Inc | 100 | Regulated
McGinness Hills 3 | 61912_G_G1A | 61912 | G | G1A |  | Geothermal |  | WECC_NNV | Nevada | 32 | Lander | 15 | 32015 | 24.8 | 30000 | 2021 | 9999 |  |  | N | Geothermal | [13 empty] | 0 | 0 | 0 | 0 | 0.4563 | 0.4563 | 0.4563 | [8 empty] | Ormat Nevada Inc | 100 | Ormat Nevada Inc | 100 | Non-regulated
McGinness Hills 3 | 61912_G_OEC31 | 61912 | G | OEC31 |  | Geothermal |  | WECC_NNV | Nevada | 32 | Lander | 15 | 32015 | 24.7 | 9770 | 2018 | 9999 |  |  | N | Geothermal | [13 empty] | 0 | 0 | 0 | 0 | 0.4563 | 0.4563 | 0.4563 | [8 empty] | ORNI 41 LLC | 100 | Ormat Technologies Inc | 100 | Non-regulated
McGinness Hills 3 | 61912_G_OEC32 | 61912 | G | OEC32 |  | Geothermal |  | WECC_NNV | Nevada | 32 | Lander | 15 | 32015 | 24.7 | 9770 | 2018 | 9999 |  |  | N | Geothermal | [13 empty] | 0 | 0 | 0 | 0 | 0.4563 | 0.4563 | 0.4563 | [8 empty] | ORNI 41 LLC | 100 | Ormat Technologies Inc | 100 | Non-regulated
Punkin Center Battery Storage | 61913_G_B1 | 61913 | G | B1 |  | Energy Storage |  | WECC_AZ | Arizona | 4 | Gila | 7 | 04007 | 2 | 0 | 2018 | 9999 |  |  | N | Energy Storage | [13 empty] | 0 | 0 | 0 | 0 | [11 empty] | Arizona Public Service Co | 100 | Pinnacle West Capital Corp | 100 | Regulated
Susquehanna University Solar | 61914_G_SO829 | 61914 | G | SO829 |  | Solar PV |  | PJM_WMAC | Pennsylvania | 42 | Snyder | 109 | 42109 | 3 | 0 | 2018 | 9999 |  |  | N | Solar | [13 empty] | 0 | 0 | 0 | 0 | [11 empty] | WGL Susquehanna Project LLC | 100 | AltaGas Ltd | 100 | Non-regulated
Bowie State Solar | 61915_G_SO285 | 61915 | G | SO285 |  | Solar PV |  | PJM_SMAC | Maryland | 24 | Prince Georges | 33 | 24033 | 1.3 | 0 | 2018 | 9999 |  |  | N | Solar | [13 empty] | 0 | 0 | 0 | 0 | [11 empty] | Terraform Power Inc | 100 | Brookfield Asset Management Inc | 100 | Non-regulated
Pegasus Wind | 61916_G_PWEC | 61916 | G | PWEC |  | Onshore Wind |  | MIS_LMI | Michigan | 26 | Tuscola | 157 | 26157 | 48 | 0 | 2019 | 9999 |  |  | N | Wind | [13 empty] | 0 | 0 | 0 | 0 | [11 empty] | Pegasus Wind A LLC | 100 | NextEra Energy Inc | 100 | Non-regulated
Pegasus Wind | 61916_G_PWEC2 | 61916 | G | PWEC2 |  | Onshore Wind |  | MIS_LMI | Michigan | 26 | Tuscola | 157 | 26157 | 130 | 0 | 2020 | 9999 |  |  | N | Wind | [13 empty] | 0 | 0 | 0 | 0 | [11 empty] | Pegasus Wind, LLC | 100 | Pegasus Wind, LLC | 100 | Non-regulated
Kearsarge Oppenheim CSG | 61917_G_OPPEN | 61917 | G | OPPEN |  | Solar PV |  | NY_Z_F | New York | 36 | Fulton | 35 | 36035 | 1.4 | 0 | 2018 | 9999 |  |  | N | Solar | [13 empty] | 0 | 0 | 0 | 0 | [11 empty] | Kearsarge Oppenheim LLC | 100 | Kearsarge Energy LP | 100 | Non-regulated
Blackville Solar Farm, LLC | 61918_G_1 | 61918 | G | 1 |  | Solar PV |  | S_VACA | South Carolina | 45 | Barnwell | 11 | 45011 | 7.2 | 0 | 2020 | 9999 |  |  | N | Solar | [13 empty] | 0 | 0 | 0 | 0 | [11 empty] | Southern Current LLC | 100 | Southern Current LLC | 100 | Non-regulated
Frontenac Holdco LLC, CSG | 61919_G_FRONT | 61919 | G | FRONT |  | Solar PV |  | MIS_MNWI | Minnesota | 27 | Goodhue | 49 | 27049 | 5 | 0 | 2019 | 9999 |  |  | N | Solar | [13 empty] | 0 | 0 | 0 | 0 | [11 empty] | Frontenac Holdco LLC | 100 | Frontenac Holdco LLC | 100 | Non-regulated
Galloway 1 Solar Farm | 61920_G_GSM01 | 61920 | G | GSM01 |  | Solar PV |  | ERC_WEST | Texas | 48 | Concho | 95 | 48095 | 250 | 0 | 2021 | 9999 |  |  | N | Solar | [13 empty] | 0 | 0 | 0 | 0 | [11 empty] | 225DD 8me LLC | 100 | 225DD 8me LLC | 100 | Non-regulated
Tahoka Wind | 61921_G_TAH | 61921 | G | TAH |  | Onshore Wind |  | SPP_SPS | Texas | 48 | Lynn | 305 | 48305 | 300 | 0 | 2018 | 9999 |  |  | N | Wind | [13 empty] | 0 | 0 | 0 | 0 | [11 empty] | Tahoka Wind LLC | 100 | Lincoln Clean Energy LLC | 100 | Non-regulated
Sunlight Beacon | 61922_G_BEACO | 61922 | G | BEACO |  | Solar PV |  | NY_Z_G-I | New York | 36 | Dutchess | 27 | 36027 | 2 | 0 | 2018 | 9999 |  |  | N | Solar | [13 empty] | 0 | 0 | 0 | 0 | [11 empty] | Renewable Strategies LLC | 33.4 | Renewable Strategies LLC | 33.4 | Non-regulated
ACUA | 61923_G_VACUA | 61923 | G | VACUA |  | Energy Storage |  | PJM_EMAC | New Jersey | 34 | Atlantic | 1 | 34001 | 1 | 0 | 2018 | 9999 |  |  | N | Energy Storage | [13 empty] | 0 | 0 | 0 | 0 | [11 empty] | Viridity Energy Inc | 100 | Ormat Technologies Inc | 100 | Non-regulated
Cumblerland Land Holdings, LLC | 61924_G_CUMB | 61924 | G | CUMB |  | Solar PV |  | S_C_TVA | Alabama | 1 | Limestone | 83 | 01083 | 14.7 | 0 | 2018 | 9999 |  |  | N | Solar | [13 empty] | 0 | 0 | 0 | 0 | [11 empty] | Cumblerland Land Holdings LLC | 100 | Cumblerland Land Holdings LLC | 100 | Non-regulated
Casa Mesa Wind Energy Center Hybrid | 61925_G_CMNM | 61925 | G | CMNM |  | Onshore Wind |  | SPP_SPS | New Mexico | 35 | Quay | 37 | 35037 | 50.9 | 0 | 2018 | 9999 |  |  | N | Wind | [13 empty] | 0 | 0 | 0 | 0 | [11 empty] | Casa Mesa Wind LLC | 100 | NextEra Energy Inc | 100 | Non-regulated
Casa Mesa Wind Energy Center Hybrid | 61925_G_CMNMB | 61925 | G | CMNMB |  | Energy Storage |  | SPP_SPS | New Mexico | 35 | Quay | 37 | 35037 | 1 | 0 | 2018 | 9999 |  |  | N | Energy Storage | [13 empty] | 0 | 0 | 0 | 0 | [11 empty] | Casa Mesa Wind LLC | 100 | NextEra Energy Inc | 100 | Non-regulated
Armadillo Flats Wind Project, LLC | 61926_G_ARM | 61926 | G | ARM |  | Onshore Wind |  | SPP_WEST | Oklahoma | 40 | Garfield | 47 | 40047 | 247.3 | 0 | 2018 | 9999 |  |  | N | Wind | [13 empty] | 0 | 0 | 0 | 0 | [11 empty] | Armadillo Flats Wind Project LLC | 100 | NextEra Energy Inc | 100 | Non-regulated
Saint Albans Solar | 61928_G_GEN1 | 61928 | G | GEN1 |  | Solar PV |  | NENGREST | Vermont | 50 | Franklin | 11 | 50011 | 4.9 | 0 | 2018 | 9999 |  |  | N | Solar | [13 empty] | 0 | 0 | 0 | 0 | [11 empty] | Saint Albans Solar LLC | 100 | Cypress Creek Holdings LLC | 100 | Non-regulated
Techren Solar II LLC | 61930_G_TECH2 | 61930 | G | TECH2 |  | Solar PV |  | WECC_SNV | Nevada | 32 | Clark | 3 | 32003 | 200 | 0 | 2019 | 9999 |  |  | N | Solar | [13 empty] | 0 | 0 | 0 | 0 | [11 empty] | Techren Solar II LLC | 100 | Hanwha Group | 100 | Non-regulated
Techren Solar III LLC | 61931_G_TECH3 | 61931 | G | TECH3 |  | Solar PV |  | WECC_SNV | Nevada | 32 | Clark | 3 | 32003 | 25 | 0 | 2020 | 9999 |  |  | N | Solar | [13 empty] | 0 | 0 | 0 | 0 | [11 empty] | Techren Solar III LLC | 100 | Techren Solar III LLC | 100 | Non-regulated
Techren Solar IV LLC | 61932_G_TECH4 | 61932 | G | TECH4 |  | Solar PV |  | WECC_SNV | Nevada | 32 | Clark | 3 | 32003 | 25 | 0 | 2020 | 9999 |  |  | N | Solar | [13 empty] | 0 | 0 | 0 | 0 | [11 empty] | Techren Solar IV LLC | 100 | Techren Solar IV LLC | 100 | Non-regulated
Adams Nielson Solar | 61933_G_ADAMS | 61933 | G | ADAMS |  | Solar PV |  | WECC_PNW | Washington | 53 | Adams | 1 | 53001 | 19.2 | 0 | 2018 | 9999 |  |  | N | Solar | [13 empty] | 0 | 0 | 0 | 0 | [11 empty] | Adams Nielson Solar LLC | 100 | Strata Solar LLC | 100 | Non-regulated
WHA Southbridge Solar Park CSG | 61934_G_2 | 61934 | G | 2 |  | Solar PV |  | PJM_EMAC | Delaware | 10 | New Castle | 3 | 10003 | 1.4 | 0 | 2018 | 9999 |  |  | N | Solar | [13 empty] | 0 | 0 | 0 | 0 | [11 empty] | Ecogy Delaware II LLC | 100 | Ecogy Energy LLC | 100 | Non-regulated
1634 Solar | 61935_G_3 | 61935 | G | 3 |  | Solar PV |  | S_VACA | South Carolina | 45 | Darlington | 31 | 45031 | 2 | 0 | 2021 | 9999 |  |  | N | Solar | [13 empty] | 0 | 0 | 0 | 0 | [11 empty] | Soltage LLC | 100 | Soltage LLC | 100 | Non-regulated
Abbot Solar | 61936_G_2 | 61936 | G | 2 |  | Solar PV |  | S_VACA | South Carolina | 45 | Clarendon | 27 | 45027 | 2 | 0 | 2018 | 9999 |  |  | N | Solar | [13 empty] | 0 | 0 | 0 | 0 | [11 empty] | Southern Current Development I LLC | 100 | Southern Current LLC | 100 | Non-regulated
Ace Solar | 61937_G_18 | 61937 | G | 18 |  | Solar PV |  | S_VACA | South Carolina | 45 | Anderson | 7 | 45007 | 1 | 0 | 2020 | 9999 |  |  | N | Solar | [13 empty] | 0 | 0 | 0 | 0 | [11 empty] | Southern Current LLC | 100 | Southern Current LLC | 100 | Non-regulated
Bani Solar | 61938_G_4 | 61938 | G | 4 |  | Solar PV |  | S_VACA | South Carolina | 45 | Florence | 41 | 45041 | 2 | 0 | 2021 | 9999 |  |  | N | Solar | [13 empty] | 0 | 0 | 0 | 0 | [11 empty] | Bani Solar, LLC | 100 | Bani Solar, LLC | 100 | Non-regulated
Blacktip Solar | 61939_G_5 | 61939 | G | 5 |  | Solar PV |  | S_VACA | South Carolina | 45 | Florence | 41 | 45041 | 2 | 0 | 2018 | 9999 |  |  | N | Solar | [13 empty] | 0 | 0 | 0 | 0 | [11 empty] | Southern Current LLC | 100 | Southern Current LLC | 100 | Non-regulated
Bloom Solar | 61940_G_6 | 61940 | G | 6 |  | Solar PV |  | S_VACA | South Carolina | 45 | Clarendon | 27 | 45027 | 2 | 0 | 2019 | 9999 |  |  | N | Solar | [13 empty] | 0 | 0 | 0 | 0 | [11 empty] | Southern Current Development I LLC | 100 | Southern Current LLC | 100 | Non-regulated
Bond Solar | 61941_G_7 | 61941 | G | 7 |  | Solar PV |  | S_VACA | South Carolina | 45 | Clarendon | 27 | 45027 | 2 | 0 | 2018 | 9999 |  |  | N | Solar | [13 empty] | 0 | 0 | 0 | 0 | [11 empty] | Sustainable Energy Solutions LLC | 100 | Sustainable Energy Solutions LLC | 100 | Non-regulated
Gary Solar | 61942_G_8 | 61942 | G | 8 |  | Solar PV |  | S_VACA | South Carolina | 45 | Lee | 61 | 45061 | 2 | 0 | 2018 | 9999 |  |  | N | Solar | [13 empty] | 0 | 0 | 0 | 0 | [11 empty] | Sustainable Energy Solutions LLC | 100 | Sustainable Energy Solutions LLC | 100 | Non-regulated
Goldenrod Solar | 61943_G_9 | 61943 | G | 9 |  | Solar PV |  | S_VACA | South Carolina | 45 | Florence | 41 | 45041 | 2 | 0 | 2019 | 9999 |  |  | N | Solar | [13 empty] | 0 | 0 | 0 | 0 | [11 empty] | Southern Current LLC | 100 | Southern Current LLC | 100 | Non-regulated
Jessamine Solar | 61944_G_10 | 61944 | G | 10 |  | Solar PV |  | S_VACA | South Carolina | 45 | Marion | 67 | 45067 | 1.9 | 0 | 2019 | 9999 |  |  | N | Solar | [13 empty] | 0 | 0 | 0 | 0 | [11 empty] | Southern Current Development I LLC | 100 | Southern Current LLC | 100 | Non-regulated
Pelzer Solar I | 61945_G_19 | 61945 | G | 19 |  | Solar PV |  | S_VACA | South Carolina | 45 | Anderson | 7 | 45007 | 1 | 0 | 2019 | 9999 |  |  | N | Solar | [13 empty] | 0 | 0 | 0 | 0 | [11 empty] | Sustainable Energy Solutions LLC | 100 | Sustainable Energy Solutions LLC | 100 | Non-regulated
Redwing Solar | 61946_G_11 | 61946 | G | 11 |  | Solar PV |  | S_VACA | South Carolina | 45 | Darlington | 31 | 45031 | 2 | 0 | 2019 | 9999 |  |  | N | Solar | [13 empty] | 0 | 0 | 0 | 0 | [11 empty] | Southern Current LLC | 100 | Southern Current LLC | 100 | Non-regulated
River Solar | 61947_G_12 | 61947 | G | 12 |  | Solar PV |  | S_VACA | South Carolina | 45 | Lee | 61 | 45061 | 2 | 0 | 2018 | 9999 |  |  | N | Solar | [13 empty] | 0 | 0 | 0 | 0 | [11 empty] | Southern Current Development I LLC | 100 | Southern Current LLC | 100 | Non-regulated
Sapphire Solar | 61948_G_17 | 61948 | G | 17 |  | Solar PV |  | S_VACA | South Carolina | 45 | Florence | 41 | 45041 | 2 | 0 | 2018 | 9999 |  |  | N | Solar | [13 empty] | 0 | 0 | 0 | 0 | [11 empty] | Southern Current LLC | 100 | Southern Current LLC | 100 | Non-regulated
South Solar | 61949_G_13 | 61949 | G | 13 |  | Solar PV |  | S_VACA | South Carolina | 45 | Florence | 41 | 45041 | 2 | 0 | 2018 | 9999 |  |  | N | Solar | [13 empty] | 0 | 0 | 0 | 0 | [11 empty] | Southern Current LLC | 100 | Southern Current LLC | 100 | Non-regulated
John Twitty Energy Center | 6195_G_GT1 | 6195 | G | GT1 | 89861 | Combustion Turbine |  | SPP_N | Missouri | 29 | Greene | 77 | 29077 | 52 | 15558 | 1983 | 9999 |  |  | N | Natural Gas |  |  |  | H2O | [8 empty] | 2.3 | 0.12941 | 0.12941 | 0.12941 | 0.12941 | [11 empty] | Springfield MO (City of) | 100 | Springfield MO (City of) | 100 | Regulated
John Twitty Energy Center | 6195_G_GT2 | 6195 | G | GT2 | 89863 | Combustion Turbine |  | SPP_N | Missouri | 29 | Greene | 77 | 29077 | 52 | 15558 | 1983 | 9999 |  |  | N | Natural Gas |  |  |  | H2O | [8 empty] | 2.3 | 0.11342 | 0.11342 | 0.11342 | 0.11342 | [11 empty] | Springfield MO (City of) | 100 | Springfield MO (City of) | 100 | Regulated
Vincent Solar | 61950_G_14 | 61950 | G | 14 |  | Solar PV |  | S_VACA | South Carolina | 45 | Lee | 61 | 45061 | 2 | 0 | 2019 | 9999 |  |  | N | Solar | [13 empty] | 0 | 0 | 0 | 0 | [11 empty] | Southern Current LLC | 100 | Southern Current LLC | 100 | Non-regulated
Watauga Solar | 61951_G_15 | 61951 | G | 15 |  | Solar PV |  | S_VACA | South Carolina | 45 | Darlington | 31 | 45031 | 2 | 0 | 2019 | 9999 |  |  | N | Solar | [13 empty] | 0 | 0 | 0 | 0 | [11 empty] | Sustainable Energy Solutions LLC | 100 | Sustainable Energy Solutions LLC | 100 | Non-regulated
Whitt Solar | 61952_G_20 | 61952 | G | 20 |  | Solar PV |  | S_VACA | South Carolina | 45 | Anderson | 7 | 45007 | 2 | 0 | 2019 | 9999 |  |  | N | Solar | [13 empty] | 0 | 0 | 0 | 0 | [11 empty] | Southern Current LLC | 100 | Southern Current LLC | 100 | Non-regulated
Willis Solar | 61953_G_16 | 61953 | G | 16 |  | Solar PV |  | S_VACA | South Carolina | 45 | Florence | 41 | 45041 | 2 | 0 | 2018 | 9999 |  |  | N | Solar | [13 empty] | 0 | 0 | 0 | 0 | [11 empty] | Sustainable Energy Solutions LLC | 100 | Sustainable Energy Solutions LLC | 100 | Non-regulated
Delta Solar Power I | 61954_G_DSPI | 61954 | G | DSPI |  | Solar PV |  | MIS_LMI | Michigan | 26 | Eaton | 45 | 26045 | 7.7 | 0 | 2018 | 9999 |  |  | N | Solar | [13 empty] | 0 | 0 | 0 | 0 | [11 empty] | Delta Solar Power I LLC | 100 | CMS Energy Corp | 100 | Non-regulated
Delta Solar Power II | 61955_G_DSPII | 61955 | G | DSPII |  | Solar PV |  | MIS_LMI | Michigan | 26 | Eaton | 45 | 26045 | 15.2 | 0 | 2018 | 9999 |  |  | N | Solar | [13 empty] | 0 | 0 | 0 | 0 | [11 empty] | Delta Solar Power II LLC | 100 | CMS Energy Corp | 100 | Non-regulated
MCRD Parris Island PV Hybrid | 61956_G_BAKUP | 61956 | G | BAKUP |  | Combustion Turbine | IC Engine | S_VACA | South Carolina | 45 | Beaufort | 13 | 45013 | 2.5 | 10745 | 2019 | 9999 |  |  | N | Distillate Fuel Oil | [13 empty] | 1.6498 | 1.6498 | 1.6498 | 1.6498 | [11 empty] | Ameresco Federal Solutions Inc | 100 | Ameresco Inc | 100 | Non-regulated
MCRD Parris Island PV Hybrid | 61956_G_BLKST | 61956 | G | BLKST |  | Combustion Turbine | IC Engine | S_VACA | South Carolina | 45 | Beaufort | 13 | 45013 | 1 | 10745 | 2019 | 9999 |  |  | N | Distillate Fuel Oil | [13 empty] | 1.6498 | 1.6498 | 1.6498 | 1.6498 | [11 empty] | Ameresco Federal Solutions Inc | 100 | Ameresco Inc | 100 | Non-regulated
MCRD Parris Island PV Hybrid | 61956_G_CARPT | 61956 | G | CARPT |  | Solar PV |  | S_VACA | South Carolina | 45 | Beaufort | 13 | 45013 | 1.6 | 0 | 2018 | 9999 |  |  | N | Solar | [13 empty] | 0 | 0 | 0 | 0 | [11 empty] | Ameresco Federal Solutions Inc | 100 | Ameresco Inc | 100 | Non-regulated
MCRD Parris Island PV Hybrid | 61956_G_CHPP | 61956 | G | CHPP |  | Combustion Turbine |  | S_VACA | South Carolina | 45 | Beaufort | 13 | 45013 | 3.5 | 10745 | 2019 | 9999 |  |  | N | Natural Gas | [13 empty] | 0.011 | 0.011 | 0.011 | 0.011 | [11 empty] | Ameresco Federal Solutions Inc | 100 | Ameresco Inc | 100 | Non-regulated
MCRD Parris Island PV Hybrid | 61956_G_GRDMT | 61956 | G | GRDMT |  | Solar PV |  | S_VACA | South Carolina | 45 | Beaufort | 13 | 45013 | 4.4 | 0 | 2018 | 9999 |  |  | N | Solar | [13 empty] | 0 | 0 | 0 | 0 | [11 empty] | Ameresco Federal Solutions Inc | 100 | Ameresco Inc | 100 | Non-regulated
MCRD Parris Island PV Hybrid | 61956_G_TBESS | 61956 | G | TBESS |  | Energy Storage |  | S_VACA | South Carolina | 45 | Beaufort | 13 | 45013 | 4 | 0 | 2018 | 9999 |  |  | N | Energy Storage | [13 empty] | 0 | 0 | 0 | 0 | [11 empty] | Ameresco Federal Solutions Inc | 100 | Ameresco Inc | 100 | Non-regulated
Pratt Wind, LLC | 61957_G_PW | 61957 | G | PW |  | Onshore Wind |  | SPP_N | Kansas | 20 | Pratt | 151 | 20151 | 243.5 | 0 | 2018 | 9999 |  |  | N | Wind | [13 empty] | 0 | 0 | 0 | 0 | [11 empty] | Pratt Wind LLC | 100 | NextEra Energy Inc | 100 | Non-regulated
Broadalbin-Perth Solar | 61958_G_BAP1 | 61958 | G | BAP1 |  | Solar PV |  | NY_Z_F | New York | 36 | Montgomery | 57 | 36057 | 1.5 | 0 | 2018 | 9999 |  |  | N | Solar | [13 empty] | 0 | 0 | 0 | 0 | [11 empty] | AES Broadalbin Solar LLC | 100 | AES Corp (The) | 100 | Non-regulated
Coolidge Solar 1, LLC | 61959_G_COLS | 61959 | G | COLS |  | Solar PV |  | NENGREST | Vermont | 50 | Windsor | 27 | 50027 | 19.6 | 0 | 2018 | 9999 |  |  | N | Solar | [13 empty] | 0 | 0 | 0 | 0 | [11 empty] | Coolidge Solar I LLC | 100 | Coolidge Solar I LLC | 100 | Non-regulated
W E Warne | 6196_G_1 | 6196 | G | 1 |  | Hydro |  | WECC_SCE | California | 6 | Los Angeles | 37 | 06037 | 38 | 0 | 1982 | 9999 |  |  | N | Hydro | [13 empty] | 0 | 0 | 0 | 0 | [11 empty] | California Dept Water Resources | 100 | California Dept Water Resources | 100 | Regulated
W E Warne | 6196_G_2 | 6196 | G | 2 |  | Hydro |  | WECC_SCE | California | 6 | Los Angeles | 37 | 06037 | 38 | 0 | 1983 | 9999 |  |  | N | Hydro | [13 empty] | 0 | 0 | 0 | 0 | [11 empty] | California Dept Water Resources | 100 | California Dept Water Resources | 100 | Regulated
Atood II | 61960_G_GEN1 | 61960 | G | GEN1 |  | Solar PV |  | S_VACA | South Carolina | 45 | Spartanburg | 83 | 45083 | 2 | 0 | 2018 | 9999 |  |  | N | Solar | [13 empty] | 0 | 0 | 0 | 0 | [11 empty] | Ollo LLC | 100 | Ollo LLC | 100 | Non-regulated
Gaston II | 61961_G_GEN1 | 61961 | G | GEN1 |  | Solar PV |  | S_VACA | South Carolina | 45 | Lexington | 63 | 45063 | 7.5 | 0 | 2018 | 9999 |  |  | N | Solar | [13 empty] | 0 | 0 | 0 | 0 | [11 empty] | Gaston Solar II LLC | 100 | Cypress Creek Holdings LLC | 100 | Non-regulated
Holstein 1 Solar Farm | 61962_G_HSF01 | 61962 | G | HSF01 |  | Solar PV |  | ERC_WEST | Texas | 48 | Nolan | 353 | 48353 | 200 | 0 | 2020 | 9999 |  |  | N | Solar | [13 empty] | 0 | 0 | 0 | 0 | [11 empty] | 226HC 8ME LLC | 100 | 8 Minute Solar Energy | 100 | Non-regulated
Quakertown Solar Farm, LLC | 61965_G_QKRTN | 61965 | G | QKRTN |  | Solar PV |  | PJM_EMAC | New Jersey | 34 | Hunterdon | 19 | 34019 | 8.8 | 0 | 2018 | 9999 |  |  | N | Solar | [13 empty] | 0 | 0 | 0 | 0 | [11 empty] | Quakertown Farms LLC | 100 | Quakertown Farms LLC | 100 | Non-regulated
Victoria Port Power II LLC | 61966_G_VP2-1 | 61966 | G | VP2-1 |  | Combustion Turbine |  | ERC_REST | Texas | 48 | Victoria | 469 | 48469 | 43 | 9905 | 2022 | 9999 |  |  | N | Natural Gas |  |  |  |  | SCR | [8 empty] | 0.011 | 0.011 | 0.011 | 0.011 | [11 empty] | Victoria Port Power II | 100 | Victoria Port Power II | 100 | Non-regulated
Victoria Port Power II LLC | 61966_G_VP2-2 | 61966 | G | VP2-2 |  | Combustion Turbine |  | ERC_REST | Texas | 48 | Victoria | 469 | 48469 | 43 | 9905 | 2022 | 9999 |  |  | N | Natural Gas |  |  |  |  | SCR | [8 empty] | 0.011 | 0.011 | 0.011 | 0.011 | [11 empty] | Victoria Port Power II | 100 | Victoria Port Power II | 100 | Non-regulated
Norton Solar Farm | 61967_G_NSM01 | 61967 | G | NSM01 |  | Solar PV |  | ERC_WEST | Texas | 48 | Runnels | 399 | 48399 | 125 | 0 | 2024 | 9999 |  |  | N | Solar | [13 empty] | 0 | 0 | 0 | 0 | [11 empty] | 231RC 8me LLC | 100 | 231RC 8me LLC | 100 | Non-regulated
Chisago Holdco LLC, CSG | 61968_G_CHIS | 61968 | G | CHIS |  | Solar PV |  | MIS_MNWI | Minnesota | 27 | Chisago | 25 | 27025 | 3 | 0 | 2019 | 9999 |  |  | N | Solar | [13 empty] | 0 | 0 | 0 | 0 | [11 empty] | Chisago Holdco LLC | 100 | Chisago Holdco LLC | 100 | Non-regulated
Torrecillas Wind Energy, LLC | 61969_G_TWE | 61969 | G | TWE |  | Onshore Wind |  | ERC_REST | Texas | 48 | Webb | 479 | 48479 | 300 | 0 | 2019 | 9999 |  |  | N | Wind | [13 empty] | 0 | 0 | 0 | 0 | [11 empty] | Torrecillas Wind Energy LLC | 100 | NextEra Energy Inc | 100 | Non-regulated
Blue Summit II Wind, LLC | 61970_G_BSII | 61970 | G | BSII |  | Onshore Wind |  | ERC_WEST | Texas | 48 | Wilbarger | 487 | 48487 | 99.4 | 0 | 2019 | 9999 |  |  | N | Wind | [13 empty] | 0 | 0 | 0 | 0 | [11 empty] | Blue Summit II Wind LLC | 100 | NextEra Energy Inc | 100 | Non-regulated
Corcoran CSG | 61971_G_201 | 61971 | G | 201 |  | Solar PV |  | MIS_MNWI | Minnesota | 27 | Hennepin | 53 | 27053 | 1 | 0 | 2019 | 9999 |  |  | N | Solar | [13 empty] | 0 | 0 | 0 | 0 | [11 empty] | SEV MN 2 LLC | 100 | Altus Power America Management LLC | 100 | Non-regulated
Corcoran CSG | 61971_G_202 | 61971 | G | 202 |  | Solar PV |  | MIS_MNWI | Minnesota | 27 | Hennepin | 53 | 27053 | 1 | 0 | 2019 | 9999 |  |  | N | Solar | [13 empty] | 0 | 0 | 0 | 0 | [11 empty] | SEV MN 2 LLC | 100 | Altus Power America Management LLC | 100 | Non-regulated
Corcoran CSG | 61971_G_203 | 61971 | G | 203 |  | Solar PV |  | MIS_MNWI | Minnesota | 27 | Hennepin | 53 | 27053 | 1 | 0 | 2019 | 9999 |  |  | N | Solar | [13 empty] | 0 | 0 | 0 | 0 | [11 empty] | SEV MN 2 LLC | 100 | Altus Power America Management LLC | 100 | Non-regulated
Corcoran CSG | 61971_G_204 | 61971 | G | 204 |  | Solar PV |  | MIS_MNWI | Minnesota | 27 | Hennepin | 53 | 27053 | 1 | 0 | 2019 | 9999 |  |  | N | Solar | [13 empty] | 0 | 0 | 0 | 0 | [11 empty] | SEV MN 2 LLC | 100 | Altus Power America Management LLC | 100 | Non-regulated
Corcoran CSG | 61971_G_205 | 61971 | G | 205 |  | Solar PV |  | MIS_MNWI | Minnesota | 27 | Hennepin | 53 | 27053 | 1 | 0 | 2019 | 9999 |  |  | N | Solar | [13 empty] | 0 | 0 | 0 | 0 | [11 empty] | SEV MN 2 LLC | 100 | Altus Power America Management LLC | 100 | Non-regulated
Richardson Solar | 61972_G_C2BV | 61972 | G | C2BV |  | Solar PV |  | S_VACA | South Carolina | 45 | Barnwell | 11 | 45011 | 3.6 | 0 | 2019 | 9999 |  |  | N | Solar | [13 empty] | 0 | 0 | 0 | 0 | [11 empty] | DP C2 Episode 1 LLC | 100 | DP C2 Episode 1 LLC | 100 | Non-regulated
Blackville Solar II | 61973_G_C2BV | 61973 | G | C2BV |  | Solar PV |  | S_VACA | South Carolina | 45 | Barnwell | 11 | 45011 | 20 | 0 | 2019 | 9999 |  |  | N | Solar | [13 empty] | 0 | 0 | 0 | 0 | [11 empty] | Southern Current LLC | 100 | Southern Current LLC | 100 | Non-regulated
Diamond Solar | 61974_G_C2BV | 61974 | G | C2BV |  | Solar PV |  | S_VACA | South Carolina | 45 | Lexington | 63 | 45063 | 8.2 | 0 | 2019 | 9999 |  |  | N | Solar | [13 empty] | 0 | 0 | 0 | 0 | [11 empty] | DP C2 Episode 1 LLC | 100 | DP C2 Episode 1 LLC | 100 | Non-regulated
Edison Solar | 61975_G_C2BV | 61975 | G | C2BV |  | Solar PV |  | S_VACA | South Carolina | 45 | Barnwell | 11 | 45011 | 4.8 | 0 | 2019 | 9999 |  |  | N | Solar | [13 empty] | 0 | 0 | 0 | 0 | [11 empty] | DP C2 Episode 1 LLC | 100 | DP C2 Episode 1 LLC | 100 | Non-regulated
Peony Solar | 61976_G_PGRG1 | 61976 | G | PGRG1 |  | Solar PV |  | S_VACA | South Carolina | 45 | Orangeburg | 75 | 45075 | 39 | 0 | 2018 | 9999 |  |  | N | Solar | [13 empty] | 0 | 0 | 0 | 0 | [11 empty] | Peony Solar LLC | 100 | NARENCO | 100 | Non-regulated
Cornillie | 61977_G_SO334 | 61977 | G | SO334 |  | Solar PV |  | MIS_MNWI | Minnesota | 27 | Chisago | 25 | 27025 | 1 | 0 | 2018 | 9999 |  |  | N | Solar | [13 empty] | 0 | 0 | 0 | 0 | [11 empty] | WGL Solar Cornille LLC | 100 | AltaGas Ltd | 100 | Non-regulated
Pinesage | 61978_G_GEN1 | 61978 | G | GEN1 |  | Solar PV |  | S_VACA | North Carolina | 37 | Moore | 125 | 37125 | 5 | 0 | 2018 | 9999 |  |  | N | Solar | [13 empty] | 0 | 0 | 0 | 0 | [11 empty] | Pinesage Solar Farm LLC | 100 | Pinesage Solar Farm LLC | 100 | Non-regulated
Syncarpha Prinsburg CSG (Ledeboer) | 61979_G_SYPRN | 61979 | G | SYPRN |  | Solar PV |  | MIS_MNWI | Minnesota | 27 | Kandiyohi | 67 | 27067 | 1 | 0 | 2018 | 9999 |  |  | N | Solar | [13 empty] | 0 | 0 | 0 | 0 | [11 empty] | Prinsburg CSG I LLC | 100 | Prinsburg CSG I LLC | 100 | Non-regulated
Syncarpha Clara City CSG I (Stamer) | 61980_G_SCSG1 | 61980 | G | SCSG1 |  | Solar PV |  | MIS_MNWI | Minnesota | 27 | Chippewa | 23 | 27023 | 1 | 0 | 2018 | 9999 |  |  | N | Solar | [13 empty] | 0 | 0 | 0 | 0 | [11 empty] | Clara City CSG I LLC | 100 | Clara City CSG I LLC | 100 | Non-regulated
Columbia Solar Power Plant | 61982_G_PV1 | 61982 | G | PV1 |  | Solar PV |  | FRCC | Florida | 12 | Columbia | 23 | 12023 | 74.9 | 0 | 2020 | 9999 |  |  | N | Solar | [13 empty] | 0 | 0 | 0 | 0 | [11 empty] | Duke Energy Florida, LLC | 100 | Duke Energy Florida, LLC | 100 | Regulated
Cottage Grove Project CSG | 61983_G_COTG | 61983 | G | COTG |  | Solar PV |  | MIS_MNWI | Minnesota | 27 | Washington | 163 | 27163 | 4.9 | 0 | 2018 | 9999 |  |  | N | Solar | [13 empty] | 0 | 0 | 0 | 0 | [11 empty] | DG Minnesota CSG LLC | 100 | NextEra Energy Inc | 100 | Non-regulated
Solomon Forks Wind Project, LLC | 61984_G_WTGS | 61984 | G | WTGS |  | Onshore Wind |  | SPP_N | Kansas | 20 | Thomas | 193 | 20193 | 275.6 | 0 | 2019 | 9999 |  |  | N | Wind | [13 empty] | 0 | 0 | 0 | 0 | [11 empty] | Solomon Forks Wind Project LLC | 100 | ENGIE SA | 100 | Non-regulated
Colonial Trail West | 61985_G_CTWS | 61985 | G | CTWS |  | Solar PV |  | PJM_Dom | Virginia | 51 | Surry | 181 | 51181 | 142.4 | 0 | 2019 | 9999 |  |  | N | Solar | [13 empty] | 0 | 0 | 0 | 0 | [11 empty] | Virginia Electric & Power Co | 100 | Dominion Energy Inc | 100 | Regulated
Spring Grove I | 61986_G_SGIS | 61986 | G | SGIS |  | Solar PV |  | PJM_Dom | Virginia | 51 | Surry | 181 | 51181 | 97.9 | 0 | 2020 | 9999 |  |  | N | Solar | [13 empty] | 0 | 0 | 0 | 0 | [11 empty] | Dominion Resources Inc | 100 | Dominion Energy Inc | 100 | Regulated
Citrus Ridge Solar | 61988_G_FL501 | 61988 | G | FL501 |  | Solar PV |  | FRCC | Florida | 12 | Orange | 95 | 12095 | 52 | 0 | 2018 | 9999 |  |  | N | Solar | [13 empty] | 0 | 0 | 0 | 0 | [11 empty] | FL Solar 5 LLC | 100 | Origis Energy | 100 | Non-regulated
Pacific Ethanol Madera Solar Array | 61989_G_PV | 61989 | G | PV |  | Solar PV |  | WEC_CALN | California | 6 | Madera | 39 | 06039 | 3.9 | 0 | 2018 | 9999 |  |  | N | Solar | [11 empty] | 0 |  | 0 | 0 | 0 | 0 | [11 empty] | Seaboard Energy California, LLC | 100 | Seaboard Energy California, LLC | 100 | Non-regulated
TAC-Distributed Energy Resource Hybrid | 61990_G_BA | 61990 | G | BA |  | Energy Storage |  | MIS_IL | Illinois | 17 | Champaign | 19 | 17019 | 0.3 | 0 | 2017 | 9999 |  |  | N | Energy Storage | [13 empty] | 0 | 0 | 0 | 0 | [11 empty] | Ameren Illinois | 100 | Ameren Corp | 100 | Regulated
TAC-Distributed Energy Resource Hybrid | 61990_G_NG | 61990 | G | NG |  | Combustion Turbine | IC Engine | MIS_IL | Illinois | 17 | Champaign | 19 | 17019 | 1 | 18000 | 2017 | 2045 |  |  | N | Natural Gas | [13 empty] | 1.061 | 1.061 | 1.061 | 1.061 | [11 empty] | Ameren Illinois | 100 | Ameren Corp | 100 | Regulated
TAC-Distributed Energy Resource Hybrid | 61990_G_SOLAR | 61990 | G | SOLAR |  | Solar PV |  | MIS_IL | Illinois | 17 | Champaign | 19 | 17019 | 0.1 | 0 | 2017 | 9999 |  |  | N | Solar | [13 empty] | 0 | 0 | 0 | 0 | [11 empty] | Ameren Illinois | 100 | Ameren Corp | 100 | Regulated
TAC-Distributed Energy Resource Hybrid | 61990_G_WIND | 61990 | G | WIND |  | Onshore Wind |  | MIS_IL | Illinois | 17 | Champaign | 19 | 17019 | 0.1 | 0 | 2017 | 9999 |  |  | N | Wind | [13 empty] | 0 | 0 | 0 | 0 | [11 empty] | Ameren Illinois | 100 | Ameren Corp | 100 | Regulated
Pioneer Solar (CO), LLC | 61991_G_PI-QF | 61991 | G | PI-QF |  | Solar PV |  | WECC_CO | Colorado | 8 | Adams | 1 | 08001 | 80 | 0 | 2021 | 9999 |  |  | N | Solar | [13 empty] | 0 | 0 | 0 | 0 | [11 empty] | Pioneer Solar (CO), LLC | 100 | Pioneer Solar (CO), LLC | 100 | Non-regulated
Gavilan Community College Solar Project | 61993_G_GDCBA | 61993 | G | GDCBA |  | Energy Storage |  | WEC_CALN | California | 6 | Santa Clara | 85 | 06085 | 0.5 | 0 | 2019 | 9999 |  |  | N | Energy Storage | [13 empty] | 0 | 0 | 0 | 0 | [11 empty] | Gavilan District College Solar Project | 100 | SunPower Corp | 100 | Non-regulated
Gavilan Community College Solar Project | 61993_G_GDCPV | 61993 | G | GDCPV |  | Solar PV |  | WEC_CALN | California | 6 | Santa Clara | 85 | 06085 | 1.2 | 0 | 2018 | 9999 |  |  | N | Solar | [13 empty] | 0 | 0 | 0 | 0 | [11 empty] | Gavilan District College Solar Project | 100 | SunPower Corp | 100 | Non-regulated
UC Merced Solar Hybrid | 61995_G_UCMBA | 61995 | G | UCMBA |  | Energy Storage |  | WEC_CALN | California | 6 | Merced | 47 | 06047 | 0.5 | 0 | 2018 | 9999 |  |  | N | Energy Storage | [13 empty] | 0 | 0 | 0 | 0 | [11 empty] | UC Merced | 100 | UC Merced | 100 | Non-regulated
UC Merced Solar Hybrid | 61995_G_UCMPV | 61995 | G | UCMPV |  | Solar PV |  | WEC_CALN | California | 6 | Merced | 47 | 06047 | 4.3 | 0 | 2018 | 9999 |  |  | N | Solar | [13 empty] | 0 | 0 | 0 | 0 | [11 empty] | Solar University LLC | 100 | TOTAL SA | 100 | Non-regulated
Rankin Solar Center, LLC | 61996_G_RANKI | 61996 | G | RANKI |  | Solar PV |  | S_VACA | South Carolina | 45 | Florence | 41 | 45041 | 10 | 0 | 2019 | 9999 |  |  | N | Solar | [13 empty] | 0 | 0 | 0 | 0 | [11 empty] | Coronal Energy LLC | 100 | Coronal Energy LLC | 100 | Non-regulated
USS Big Lake 1 Solar CSG | 61997_G_USSBL | 61997 | G | USSBL |  | Solar PV |  | MIS_MNWI | Minnesota | 27 | Sherburne | 141 | 27141 | 1 | 0 | 2018 | 9999 |  |  | N | Solar | [13 empty] | 0 | 0 | 0 | 0 | [11 empty] | USS Big Lake 1 LLC | 100 | US Solar DG Development LLC | 100 | Non-regulated
USS Good Solar CSG | 61998_G_USSGO | 61998 | G | USSGO |  | Solar PV |  | MIS_MNWI | Minnesota | 27 | Chisago | 25 | 27025 | 1 | 0 | 2018 | 9999 |  |  | N | Solar | [13 empty] | 0 | 0 | 0 | 0 | [11 empty] | USS Good Solar LLC | 100 | US Solar DG Development LLC | 100 | Non-regulated
USS Kasch Solar CSG | 61999_G_USSKA | 61999 | G | USSKA |  | Solar PV |  | MIS_MNWI | Minnesota | 27 | Benton | 9 | 27009 | 1 | 0 | 2018 | 9999 |  |  | N | Solar | [13 empty] | 0 | 0 | 0 | 0 | [11 empty] | USS Kasch Solar LLC | 100 | US Solar DG Development LLC | 100 | Non-regulated
Sanford | 620_G_4 | 620 | G | 4 | 429 | Combined Cycle |  | FRCC | Florida | 12 | Volusia | 127 | 12127 | 388 | 7438 | 1969 | 9999 |  |  | N | Natural Gas |  |  |  | DLNB | SCR | [7 empty] | 0.001 | 0.02939 | 0.02939 | 0.02939 | 0.02939 | [11 empty] | Florida Power & Light Co | 100 | NextEra Energy Inc | 100 | Regulated
Sanford | 620_G_4A | 620 | G | 4A | 429 | Combined Cycle |  | FRCC | Florida | 12 | Volusia | 127 | 12127 | 197 | 7438 | 2002 | 9999 |  |  | N | Natural Gas |  |  |  | DLNB | SCR | [7 empty] | 0.001 | 0.02939 | 0.02939 | 0.02939 | 0.02939 | [11 empty] | Florida Power & Light Co | 100 | NextEra Energy Inc | 100 | Regulated
Sanford | 620_G_4B | 620 | G | 4B | 430 | Combined Cycle |  | FRCC | Florida | 12 | Volusia | 127 | 12127 | 197 | 7438 | 2002 | 9999 |  |  | N | Natural Gas |  |  |  | DLNB | SCR | [7 empty] | 0.001 | 0.02939 | 0.02939 | 0.02939 | 0.02939 | [11 empty] | Florida Power & Light Co | 100 | NextEra Energy Inc | 100 | Regulated
Sanford | 620_G_4C | 620 | G | 4C | 431 | Combined Cycle |  | FRCC | Florida | 12 | Volusia | 127 | 12127 | 197 | 7438 | 2002 | 9999 |  |  | N | Natural Gas |  |  |  | DLNB | SCR | [7 empty] | 0.001 | 0.02939 | 0.02939 | 0.02939 | 0.02939 | [11 empty] | Florida Power & Light Co | 100 | NextEra Energy Inc | 100 | Regulated
Sanford | 620_G_4D | 620 | G | 4D | 432 | Combined Cycle |  | FRCC | Florida | 12 | Volusia | 127 | 12127 | 197 | 7438 | 2003 | 9999 |  |  | N | Natural Gas |  |  |  | DLNB | SCR | [7 empty] | 0.001 | 0.02939 | 0.02939 | 0.02939 | 0.02939 | [11 empty] | Florida Power & Light Co | 100 | NextEra Energy Inc | 100 | Regulated
Sanford | 620_G_5 | 620 | G | 5 | 433 | Combined Cycle |  | FRCC | Florida | 12 | Volusia | 127 | 12127 | 388 | 7438 | 1974 | 9999 | other |  | N | Natural Gas |  |  |  | DLNB | SCR | [7 empty] | 0.001 | 0.03078 | 0.03078 | 0.03078 | 0.03078 | [11 empty] | Florida Power & Light Co | 100 | NextEra Energy Inc | 100 | Regulated
Sanford | 620_G_5A | 620 | G | 5A | 433 | Combined Cycle |  | FRCC | Florida | 12 | Volusia | 127 | 12127 | 197 | 7438 | 2002 | 9999 |  |  | N | Natural Gas |  |  |  | DLNB | SCR | [7 empty] | 0.001 | 0.03078 | 0.03078 | 0.03078 | 0.03078 | [11 empty] | Florida Power & Light Co | 100 | NextEra Energy Inc | 100 | Regulated
Sanford | 620_G_5B | 620 | G | 5B | 434 | Combined Cycle |  | FRCC | Florida | 12 | Volusia | 127 | 12127 | 197 | 7438 | 2002 | 9999 |  |  | N | Natural Gas |  |  |  | DLNB | SCR | [7 empty] | 0.001 | 0.03078 | 0.03078 | 0.03078 | 0.03078 | [11 empty] | Florida Power & Light Co | 100 | NextEra Energy Inc | 100 | Regulated
Sanford | 620_G_5C | 620 | G | 5C | 435 | Combined Cycle |  | FRCC | Florida | 12 | Volusia | 127 | 12127 | 197 | 7438 | 2002 | 9999 |  |  | N | Natural Gas |  |  |  | DLNB | SCR | [7 empty] | 0.001 | 0.03078 | 0.03078 | 0.03078 | 0.03078 | [11 empty] | Florida Power & Light Co | 100 | NextEra Energy Inc | 100 | Regulated
Sanford | 620_G_5D | 620 | G | 5D | 436 | Combined Cycle |  | FRCC | Florida | 12 | Volusia | 127 | 12127 | 197 | 7438 | 2002 | 9999 |  |  | N | Natural Gas |  |  |  | DLNB | SCR | [7 empty] | 0.001 | 0.03078 | 0.03078 | 0.03078 | 0.03078 | [11 empty] | Florida Power & Light Co | 100 | NextEra Energy Inc | 100 | Regulated
Rock Island | 6200_G_A | 6200 | G | A |  | Hydro |  | WECC_PNW | Washington | 53 | Chelan | 7 | 53007 | 1.2 | 0 | 1931 | 9999 |  |  | N | Hydro | [13 empty] | 0 | 0 | 0 | 0 | [11 empty] | PUD No 1 of Chelan County | 100 | PUD No 1 of Chelan County | 100 | Regulated
Rock Island | 6200_G_B-10 | 6200 | G | B-10 |  | Hydro |  | WECC_PNW | Washington | 53 | Chelan | 7 | 53007 | 19 | 0 | 1953 | 9999 |  |  | N | Hydro | [13 empty] | 0 | 0 | 0 | 0 | [11 empty] | PUD No 1 of Chelan County | 100 | PUD No 1 of Chelan County | 100 | Regulated
Rock Island | 6200_G_B-3 | 6200 | G | B-3 |  | Hydro |  | WECC_PNW | Washington | 53 | Chelan | 7 | 53007 | 15 | 0 | 1932 | 9999 |  |  | N | Hydro | [13 empty] | 0 | 0 | 0 | 0 | [11 empty] | PUD No 1 of Chelan County | 100 | PUD No 1 of Chelan County | 100 | Regulated
Rock Island | 6200_G_B-4 | 6200 | G | B-4 |  | Hydro |  | WECC_PNW | Washington | 53 | Chelan | 7 | 53007 | 15 | 0 | 1932 | 9999 |  |  | N | Hydro | [13 empty] | 0 | 0 | 0 | 0 | [11 empty] | PUD No 1 of Chelan County | 100 | PUD No 1 of Chelan County | 100 | Regulated
Rock Island | 6200_G_B-5 | 6200 | G | B-5 |  | Hydro |  | WECC_PNW | Washington | 53 | Chelan | 7 | 53007 | 17 | 0 | 1952 | 9999 |  |  | N | Hydro | [13 empty] | 0 | 0 | 0 | 0 | [11 empty] | PUD No 1 of Chelan County | 100 | PUD No 1 of Chelan County | 100 | Regulated
Rock Island | 6200_G_B-6 | 6200 | G | B-6 |  | Hydro |  | WECC_PNW | Washington | 53 | Chelan | 7 | 53007 | 17 | 0 | 1952 | 9999 |  |  | N | Hydro | [13 empty] | 0 | 0 | 0 | 0 | [11 empty] | PUD No 1 of Chelan County | 100 | PUD No 1 of Chelan County | 100 | Regulated
Rock Island | 6200_G_B-7 | 6200 | G | B-7 |  | Hydro |  | WECC_PNW | Washington | 53 | Chelan | 7 | 53007 | 17 | 0 | 1952 | 9999 |  |  | N | Hydro | [13 empty] | 0 | 0 | 0 | 0 | [11 empty] | PUD No 1 of Chelan County | 100 | PUD No 1 of Chelan County | 100 | Regulated
Rock Island | 6200_G_B-8 | 6200 | G | B-8 |  | Hydro |  | WECC_PNW | Washington | 53 | Chelan | 7 | 53007 | 17 | 0 | 1953 | 9999 |  |  | N | Hydro | [13 empty] | 0 | 0 | 0 | 0 | [11 empty] | PUD No 1 of Chelan County | 100 | PUD No 1 of Chelan County | 100 | Regulated
Rock Island | 6200_G_B-9 | 6200 | G | B-9 |  | Hydro |  | WECC_PNW | Washington | 53 | Chelan | 7 | 53007 | 19 | 0 | 1953 | 9999 |  |  | N | Hydro | [13 empty] | 0 | 0 | 0 | 0 | [11 empty] | PUD No 1 of Chelan County | 100 | PUD No 1 of Chelan County | 100 | Regulated
Rock Island | 6200_G_U-1 | 6200 | G | U-1 |  | Hydro |  | WECC_PNW | Washington | 53 | Chelan | 7 | 53007 | 42 | 0 | 1979 | 9999 |  |  | N | Hydro | [13 empty] | 0 | 0 | 0 | 0 | [11 empty] | PUD No 1 of Chelan County | 100 | PUD No 1 of Chelan County | 100 | Regulated
Rock Island | 6200_G_U-2 | 6200 | G | U-2 |  | Hydro |  | WECC_PNW | Washington | 53 | Chelan | 7 | 53007 | 42 | 0 | 1979 | 9999 |  |  | N | Hydro | [13 empty] | 0 | 0 | 0 | 0 | [11 empty] | PUD No 1 of Chelan County | 100 | PUD No 1 of Chelan County | 100 | Regulated
Rock Island | 6200_G_U-3 | 6200 | G | U-3 |  | Hydro |  | WECC_PNW | Washington | 53 | Chelan | 7 | 53007 | 42 | 0 | 1979 | 9999 |  |  | N | Hydro | [13 empty] | 0 | 0 | 0 | 0 | [11 empty] | PUD No 1 of Chelan County | 100 | PUD No 1 of Chelan County | 100 | Regulated
Rock Island | 6200_G_U-4 | 6200 | G | U-4 |  | Hydro |  | WECC_PNW | Washington | 53 | Chelan | 7 | 53007 | 42 | 0 | 1979 | 9999 |  |  | N | Hydro | [13 empty] | 0 | 0 | 0 | 0 | [11 empty] | PUD No 1 of Chelan County | 100 | PUD No 1 of Chelan County | 100 | Regulated
Rock Island | 6200_G_U-5 | 6200 | G | U-5 |  | Hydro |  | WECC_PNW | Washington | 53 | Chelan | 7 | 53007 | 42 | 0 | 1978 | 9999 |  |  | N | Hydro | [13 empty] | 0 | 0 | 0 | 0 | [11 empty] | PUD No 1 of Chelan County | 100 | PUD No 1 of Chelan County | 100 | Regulated
Rock Island | 6200_G_U-6 | 6200 | G | U-6 |  | Hydro |  | WECC_PNW | Washington | 53 | Chelan | 7 | 53007 | 42 | 0 | 1978 | 9999 |  |  | N | Hydro | [13 empty] | 0 | 0 | 0 | 0 | [11 empty] | PUD No 1 of Chelan County | 100 | PUD No 1 of Chelan County | 100 | Regulated
Rock Island | 6200_G_U-7 | 6200 | G | U-7 |  | Hydro |  | WECC_PNW | Washington | 53 | Chelan | 7 | 53007 | 42 | 0 | 1978 | 9999 |  |  | N | Hydro | [13 empty] | 0 | 0 | 0 | 0 | [11 empty] | PUD No 1 of Chelan County | 100 | PUD No 1 of Chelan County | 100 | Regulated
Rock Island | 6200_G_U-8 | 6200 | G | U-8 |  | Hydro |  | WECC_PNW | Washington | 53 | Chelan | 7 | 53007 | 42 | 0 | 1978 | 9999 |  |  | N | Hydro | [13 empty] | 0 | 0 | 0 | 0 | [11 empty] | PUD No 1 of Chelan County | 100 | PUD No 1 of Chelan County | 100 | Regulated
USS Rockpoint Solar CSG | 62000_G_USSRP | 62000 | G | USSRP |  | Solar PV |  | MIS_MNWI | Minnesota | 27 | Chisago | 25 | 27025 | 1 | 0 | 2018 | 9999 |  |  | N | Solar | [13 empty] | 0 | 0 | 0 | 0 | [11 empty] | USS Rockpoint Solar LLC | 100 | US Solar DG Development LLC | 100 | Non-regulated
San Pablo Raceway | 62004_G_SPRWY | 62004 | G | SPRWY |  | Solar PV |  | WEC_LADW | California | 6 | Los Angeles | 37 | 06037 | 100 | 0 | 2019 | 9999 |  |  | N | Solar | [13 empty] | 0 | 0 | 0 | 0 | [11 empty] | San Pablo Raceway LLC | 100 | FTP Power LLC | 100 | Non-regulated
Gibbon Solar | 62010_G_PGRK1 | 62010 | G | PGRK1 |  | Solar PV |  | MIS_MNWI | Minnesota | 27 | Sibley | 143 | 27143 | 3.3 | 0 | 2019 | 9999 |  |  | N | Solar | [13 empty] | 0 | 0 | 0 | 0 | [11 empty] | Novel Solar Three LLC | 100 | Pine Gate Energy Capital LLC | 100 | Non-regulated
Richmond Spider Solar | 62011_G_RMDSS | 62011 | G | RMDSS |  | Solar PV |  | PJM_Dom | Virginia | 51 | Spotsylvania | 177 | 51177 | 20 | 0 | 2020 | 9999 |  |  | N | Solar | [13 empty] | 0 | 0 | 0 | 0 | [11 empty] | AES Distributed Energy | 100 | AES Distributed Energy | 100 | Non-regulated
Pleinmont Solar 1 | 62012_G_PLNM1 | 62012 | G | PLNM1 |  | Solar PV |  | PJM_Dom | Virginia | 51 | Spotsylvania | 177 | 51177 | 75 | 0 | 2020 | 9999 |  |  | N | Solar | [13 empty] | 0 | 0 | 0 | 0 | [11 empty] | AES Distributed Energy | 100 | AES Distributed Energy | 100 | Non-regulated
Pleinmont Solar 2 | 62013_G_PLNM2 | 62013 | G | PLNM2 |  | Solar PV |  | PJM_Dom | Virginia | 51 | Spotsylvania | 177 | 51177 | 240 | 0 | 2021 | 9999 |  |  | N | Solar | [13 empty] | 0 | 0 | 0 | 0 | [11 empty] | AES Distributed Energy | 100 | AES Distributed Energy | 100 | Non-regulated
Highlander Solar Energy Station 1 | 62014_G_HLND1 | 62014 | G | HLND1 |  | Solar PV |  | PJM_Dom | Virginia | 51 | Spotsylvania | 177 | 51177 | 165 | 0 | 2020 | 9999 |  |  | N | Solar | [13 empty] | 0 | 0 | 0 | 0 | [11 empty] | AES Distributed Energy | 100 | AES Distributed Energy | 100 | Non-regulated
Mustang Two | 62015_G_M2BAR | 62015 | G | M2BAR |  | Solar PV |  | WEC_CALN | California | 6 | Kings | 31 | 06031 | 50 | 0 | 2020 | 9999 |  |  | N | Solar | [13 empty] | 0 | 0 | 0 | 0 | [11 empty] | Idemitsu Renewables | 100 | Idemitsu Renewables | 100 | Non-regulated
Mustang Two | 62015_G_M2WHI | 62015 | G | M2WHI |  | Solar PV |  | WEC_CALN | California | 6 | Kings | 31 | 06031 | 100 | 0 | 2020 | 9999 |  |  | N | Solar | [13 empty] | 0 | 0 | 0 | 0 | [11 empty] | Idemitsu Renewables | 100 | Idemitsu Renewables | 100 | Non-regulated
UC Riverside Lots 30 & 32 | 62016_G_UCRIV | 62016 | G | UCRIV |  | Solar PV |  | WECC_SCE | California | 6 | Riverside | 65 | 06065 | 3.5 | 0 | 2017 | 9999 |  |  | N | Solar | [13 empty] | 0 | 0 | 0 | 0 | [11 empty] | Solar Star California XXIX LLC | 100 | SunPower Corp | 100 | Non-regulated
Riverhead Solar Farm | 62017_G_RIV1 | 62017 | G | RIV1 |  | Solar PV |  | NY_Z_K | New York | 36 | Suffolk | 103 | 36103 | 20 | 0 | 2019 | 9999 |  |  | N | Solar | [13 empty] | 0 | 0 | 0 | 0 | [11 empty] | Riverhead Solar Farm LLC | 100 | FTP Power LLC | 100 | Non-regulated
Page Solar | 62018_G_PGRI1 | 62018 | G | PGRI1 |  | Solar PV |  | S_VACA | North Carolina | 37 | Johnston | 101 | 37101 | 1.6 | 0 | 2018 | 9999 |  |  | N | Solar | [13 empty] | 0 | 0 | 0 | 0 | [11 empty] | Page Solar Farm LLC | 100 | Page Solar Farm LLC | 100 | Non-regulated
Ross | 6202_G_41 | 6202 | G | 41 |  | Hydro |  | WECC_PNW | Washington | 53 | Whatcom | 73 | 53073 | 112.5 | 0 | 1956 | 9999 |  |  | N | Hydro | [13 empty] | 0 | 0 | 0 | 0 | [11 empty] | Seattle City Light | 100 | Seattle City Light | 100 | Regulated
Ross | 6202_G_42 | 6202 | G | 42 |  | Hydro |  | WECC_PNW | Washington | 53 | Whatcom | 73 | 53073 | 112.5 | 0 | 1954 | 9999 |  |  | N | Hydro | [13 empty] | 0 | 0 | 0 | 0 | [11 empty] | Seattle City Light | 100 | Seattle City Light | 100 | Regulated
Ross | 6202_G_43 | 6202 | G | 43 |  | Hydro |  | WECC_PNW | Washington | 53 | Whatcom | 73 | 53073 | 112.5 | 0 | 1953 | 9999 |  |  | N | Hydro | [13 empty] | 0 | 0 | 0 | 0 | [11 empty] | Seattle City Light | 100 | Seattle City Light | 100 | Regulated
Ross | 6202_G_44 | 6202 | G | 44 |  | Hydro |  | WECC_PNW | Washington | 53 | Whatcom | 73 | 53073 | 112.5 | 0 | 1952 | 9999 |  |  | N | Hydro | [13 empty] | 0 | 0 | 0 | 0 | [11 empty] | Seattle City Light | 100 | Seattle City Light | 100 | Regulated
Stanford Campus Solar | 62020_G_STANF | 62020 | G | STANF |  | Solar PV |  | WEC_CALN | California | 6 | Santa Clara | 85 | 06085 | 3.3 | 0 | 2017 | 9999 |  |  | N | Solar | [13 empty] | 0 | 0 | 0 | 0 | [11 empty] | Solar Star California XLII LLC | 100 | TOTAL SA | 100 | Non-regulated
Franklin Solar | 62021_G_FRANK | 62021 | G | FRANK |  | Solar PV |  | NENG_CT | Connecticut | 9 | New London | 11 | 09011 | 1 | 0 | 2018 | 9999 |  |  | N | Solar | [13 empty] | 0 | 0 | 0 | 0 | [11 empty] | Ecos Energy LLC | 100 | Allco Renewable Energy Limited | 100 | Non-regulated
Wilson Solar | 62023_G_WILSN | 62023 | G | WILSN |  | Solar PV |  | NENG_CT | Connecticut | 9 | New London | 11 | 09011 | 1 | 0 | 2018 | 9999 |  |  | N | Solar | [13 empty] | 0 | 0 | 0 | 0 | [11 empty] | Ecos Energy LLC | 100 | Allco Renewable Energy Limited | 100 | Non-regulated
Jefferson Solar | 62024_G_JEFRS | 62024 | G | JEFRS |  | Solar PV |  | NENG_CT | Connecticut | 9 | New London | 11 | 09011 | 1 | 0 | 2018 | 9999 |  |  | N | Solar | [13 empty] | 0 | 0 | 0 | 0 | [11 empty] | Ecos Energy LLC | 100 | Allco Renewable Energy Limited | 100 | Non-regulated
Hamilton Solar | 62025_G_HAMLT | 62025 | G | HAMLT |  | Solar PV |  | NENG_CT | Connecticut | 9 | New London | 11 | 09011 | 1 | 0 | 2018 | 9999 |  |  | N | Solar | [13 empty] | 0 | 0 | 0 | 0 | [11 empty] | Ecos Energy LLC | 100 | Allco Renewable Energy Limited | 100 | Non-regulated
Adams Solar | 62026_G_ADAMS | 62026 | G | ADAMS |  | Solar PV |  | NENG_CT | Connecticut | 9 | New London | 11 | 09011 | 1 | 0 | 2018 | 9999 |  |  | N | Solar | [13 empty] | 0 | 0 | 0 | 0 | [11 empty] | Ecos Energy LLC | 100 | Allco Renewable Energy Limited | 100 | Non-regulated
Caldwell Wastewater Treatment Plant Hybrid | 62027_G_BAT1 | 62027 | G | BAT1 |  | Energy Storage |  | PJM_EMAC | New Jersey | 34 | Essex | 13 | 34013 | 0.5 | 0 | 2016 | 9999 |  |  | N | Energy Storage | [13 empty] | 0 | 0 | 0 | 0 | [11 empty] | Caldwell Wastewater Treatment Plant | 100 | Caldwell Wastewater Treatment Plant | 100 | Non-regulated
Caldwell Wastewater Treatment Plant Hybrid | 62027_G_PV1 | 62027 | G | PV1 |  | Solar PV |  | PJM_EMAC | New Jersey | 34 | Essex | 13 | 34013 | 0.7 | 0 | 2016 | 9999 |  |  | N | Solar | [13 empty] | 0 | 0 | 0 | 0 | [11 empty] | Caldwell Wastewater Treatment Plant | 100 | Caldwell Wastewater Treatment Plant | 100 | Non-regulated
CSU Long Beach Lots 7 & 14 | 62028_G_CSULB | 62028 | G | CSULB |  | Solar PV |  | WEC_LADW | California | 6 | Los Angeles | 37 | 06037 | 3.3 | 0 | 2017 | 9999 |  |  | N | Solar | [13 empty] | 0 | 0 | 0 | 0 | [11 empty] | Solar Star California XLVII LLC | 100 | SunPower Corp | 100 | Non-regulated
Enfield Community Solar | 62029_G_5515 | 62029 | G | 5515 |  | Solar PV |  | NY_Z_C&E | New York | 36 | Tompkins | 109 | 36109 | 1.8 | 0 | 2017 | 9999 |  |  | N | Solar | [13 empty] | 0 | 0 | 0 | 0 | [11 empty] | Enfield Community Solar | 100 | Enfield Community Solar | 100 | Non-regulated
Nautilus Lindstrom Solar (CSG) | 62030_G_LI | 62030 | G | LI |  | Solar PV |  | MIS_MNWI | Minnesota | 27 | Chisago | 25 | 27025 | 2 | 0 | 2019 | 9999 |  |  | N | Solar | [13 empty] | 0 | 0 | 0 | 0 | [11 empty] | Lindstrom Solar LLC | 100 | Lindstrom Solar LLC | 100 | Non-regulated
Nautilus Saint Cloud Solar (CSG) | 62031_G_SC | 62031 | G | SC |  | Solar PV |  | MIS_MNWI | Minnesota | 27 | Sherburne | 141 | 27141 | 5 | 0 | 2019 | 9999 |  |  | N | Solar | [13 empty] | 0 | 0 | 0 | 0 | [11 empty] | Saint Cloud Solar LLC | 100 | Saint Cloud Solar LLC | 100 | Non-regulated
Nautilus Winsted Solar (CSG) | 62032_G_WS | 62032 | G | WS |  | Solar PV |  | MIS_MNWI | Minnesota | 27 | McLeod | 85 | 27085 | 3 | 0 | 2019 | 9999 |  |  | N | Solar | [13 empty] | 0 | 0 | 0 | 0 | [11 empty] | Winsted Solar LLC | 100 | Winsted Solar LLC | 100 | Non-regulated
Baer Road CSG | 62034_G_7 | 62034 | G | 7 |  | Solar PV |  | NY_Z_G-I | New York | 36 | Sullivan | 105 | 36105 | 2 | 0 | 2018 | 9999 |  |  | N | Solar | [13 empty] | 0 | 0 | 0 | 0 | [11 empty] | Delaware River Solar | 100 | Delaware River Solar | 100 | Non-regulated
Glaciers Edge Wind Project | 62035_G_GEW | 62035 | G | GEW |  | Onshore Wind |  | MIS_MIDA | Iowa | 19 | Cherokee | 35 | 19035 | 200 | 0 | 2019 | 9999 |  |  | N | Wind | [13 empty] | 0 | 0 | 0 | 0 | [11 empty] | Glaciers Edge Wind Project LLC | 100 | EDF Group | 100 | Non-regulated
Sartell Holdco CSG | 62036_G_SARTE | 62036 | G | SARTE |  | Solar PV |  | MIS_MNWI | Minnesota | 27 | Stearns | 145 | 27145 | 5 | 0 | 2019 | 9999 |  |  | N | Solar | [13 empty] | 0 | 0 | 0 | 0 | [11 empty] | Sartell Holdco LLC | 100 | Sartell Holdco LLC | 100 | Non-regulated
Rollingstone Holdco CSG | 62037_G_ROLLI | 62037 | G | ROLLI |  | Solar PV |  | MIS_MNWI | Minnesota | 27 | Winona | 169 | 27169 | 4.8 | 0 | 2019 | 9999 |  |  | N | Solar | [13 empty] | 0 | 0 | 0 | 0 | [11 empty] | Rollingstone Holdco LLC | 100 | Rollingstone Holdco LLC | 100 | Non-regulated
Santa Rita East | 62038_G_STRAE | 62038 | G | STRAE |  | Onshore Wind |  | ERC_WEST | Texas | 48 | Irion | 235 | 48235 | 302.4 | 0 | 2019 | 9999 |  |  | N | Wind | [13 empty] | 0 | 0 | 0 | 0 | [11 empty] | Santa Rita East Wind Energy LLC | 100 | Invenergy LLC | 100 | Non-regulated
Santa Rosa Junior College Petaluma Solar | 62039_G_SRJCP | 62039 | G | SRJCP |  | Solar PV |  | WEC_CALN | California | 6 | Sonoma | 97 | 06097 | 1.1 | 0 | 2018 | 9999 |  |  | N | Solar | [13 empty] | 0 | 0 | 0 | 0 | [11 empty] | SunPower Corp Systems | 100 | SunPower Corp | 100 | Non-regulated
Becker Solar CSG | 62040_G_BCKR1 | 62040 | G | BCKR1 |  | Solar PV |  | MIS_MNWI | Minnesota | 27 | Wright | 171 | 27171 | 1 | 0 | 2019 | 9999 |  |  | N | Solar | [13 empty] | 0 | 0 | 0 | 0 | [11 empty] | Sunshare LLC | 100 | SunShare LLC | 100 | Non-regulated
Cuyahoga County Landfill | 62041_G_CCBO1 | 62041 | G | CCBO1 |  | Solar PV |  | PJM_ATSI | Ohio | 39 | Cuyahoga | 35 | 39035 | 3.7 | 0 | 2018 | 9999 |  |  | N | Solar | [13 empty] | 0 | 0 | 0 | 0 | [11 empty] | IOS II LLC | 100 | ORIX Corp | 100 | Non-regulated
USS Solar Rapids CSG | 62042_G_USSSR | 62042 | G | USSSR |  | Solar PV |  | MIS_MNWI | Minnesota | 27 | Benton | 9 | 27009 | 1 | 0 | 2019 | 9999 |  |  | N | Solar | [13 empty] | 0 | 0 | 0 | 0 | [11 empty] | USS Solar Rapids LLC | 100 | US Solar DG Development LLC | 100 | Non-regulated
First Baptist Church of Glenarden | 62043_G_FBCG1 | 62043 | G | FBCG1 |  | Solar PV |  | PJM_SMAC | Maryland | 24 | Prince Georges | 33 | 24033 | 1.6 | 0 | 2018 | 9999 |  |  | N | Solar | [13 empty] | 0 | 0 | 0 | 0 | [11 empty] | IOS II LLC | 100 | ORIX Corp | 100 | Non-regulated
USS Solar Dawn CSG | 62044_G_USSSD | 62044 | G | USSSD |  | Solar PV |  | MIS_MNWI | Minnesota | 27 | Chisago | 25 | 27025 | 1 | 0 | 2018 | 9999 |  |  | N | Solar | [13 empty] | 0 | 0 | 0 | 0 | [11 empty] | USS Solar Dawn LLC | 100 | US Solar DG Development LLC | 100 | Non-regulated
USS Norelius Solar CSG | 62045_G_USSNO | 62045 | G | USSNO |  | Solar PV |  | MIS_MNWI | Minnesota | 27 | Chisago | 25 | 27025 | 1 | 0 | 2019 | 9999 |  |  | N | Solar | [13 empty] | 0 | 0 | 0 | 0 | [11 empty] | USS Norelius Solar LLC | 100 | US Solar DG Development LLC | 100 | Non-regulated
USS Nillie Corn Solar CSG | 62046_G_USSNC | 62046 | G | USSNC |  | Solar PV |  | MIS_MNWI | Minnesota | 27 | Chisago | 25 | 27025 | 1 | 0 | 2018 | 9999 |  |  | N | Solar | [13 empty] | 0 | 0 | 0 | 0 | [11 empty] | USS Nillie Corn Solar LLC | 100 | US Solar DG Development LLC | 100 | Non-regulated
USS JJ Solar CSG | 62047_G_USSJJ | 62047 | G | USSJJ |  | Solar PV |  | MIS_MNWI | Minnesota | 27 | Benton | 9 | 27009 | 1 | 0 | 2019 | 9999 |  |  | N | Solar | [13 empty] | 0 | 0 | 0 | 0 | [11 empty] | USS JJ Solar LLC | 100 | US Solar DG Development LLC | 100 | Non-regulated
USS Dubhe Solar CSG | 62048_G_USSDB | 62048 | G | USSDB |  | Solar PV |  | MIS_MNWI | Minnesota | 27 | Chisago | 25 | 27025 | 1 | 0 | 2018 | 9999 |  |  | N | Solar | [13 empty] | 0 | 0 | 0 | 0 | [11 empty] | USS Dubhe Solar LLC | 100 | US Solar DG Development LLC | 100 | Non-regulated
USS Brockway Solar CSG | 62049_G_USSBR | 62049 | G | USSBR |  | Solar PV |  | MIS_MNWI | Minnesota | 27 | Stearns | 145 | 27145 | 1 | 0 | 2019 | 9999 |  |  | N | Solar | [13 empty] | 0 | 0 | 0 | 0 | [11 empty] | USS Brockway Solar LLC | 100 | US Solar DG Development LLC | 100 | Non-regulated
Citizens Imperial Solar | 62052_G_CIS1 | 62052 | G | CIS1 |  | Solar PV |  | WECC_IID | California | 6 | Imperial | 25 | 06025 | 30 | 0 | 2019 | 9999 |  |  | N | Solar | [13 empty] | 0 | 0 | 0 | 0 | [11 empty] | Citizens Solar Holdings VIII LLC | 100 | Citizens Enterprises Corp | 100 | Non-regulated
Syncarpha Dodge 1 CSG | 62053_G_SPGD1 | 62053 | G | SPGD1 |  | Solar PV |  | MIS_MNWI | Minnesota | 27 | Dodge | 39 | 27039 | 1 | 0 | 2019 | 9999 |  |  | N | Solar | [13 empty] | 0 | 0 | 0 | 0 | [11 empty] | Solar Provider Group MN I LLC | 100 | Solar Provider Group LLC | 100 | Non-regulated
Alpha Value Solar | 62054_G_AVS01 | 62054 | G | AVS01 |  | Solar PV |  | PJM_Dom | North Carolina | 37 | Perquimans | 143 | 37143 | 5 | 0 | 2019 | 9999 |  |  | N | Solar | [13 empty] | 0 | 0 | 0 | 0 | [11 empty] | Alpha Value Solar LLC | 100 | Alpha Value Solar LLC | 100 | Non-regulated
Wareham Solar PV | 62055_G_LG395 | 62055 | G | LG395 |  | Solar PV |  | NENGREST | Massachusetts | 25 | Plymouth | 23 | 25023 | 3.3 | 0 | 2018 | 9999 |  |  | N | Solar | [13 empty] | 0 | 0 | 0 | 0 | [11 empty] | NSTAR Co d/b/a Eversource Energy | 100 | Eversource Energy | 100 | Regulated
Lancaster | 62056_G_LANC | 62056 | G | LANC |  | Solar PV |  | WEC_LADW | California | 6 | Los Angeles | 37 | 06037 | 3 | 0 | 2018 | 9999 |  |  | N | Solar | [13 empty] | 0 | 0 | 0 | 0 | [11 empty] | AVS Phase 2 LLC | 100 | AVS Phase 2 LLC | 100 | Non-regulated
Hazlehurst III | 62057_G_HZIII | 62057 | G | HZIII |  | Solar PV |  | S_SOU | Georgia | 13 | Jeff Davis | 161 | 13161 | 40 | 0 | 2019 | 9999 |  |  | N | Solar | [13 empty] | 0 | 0 | 0 | 0 | [11 empty] | SR Hazlehurst III LLC | 100 | Silicon Ranch Corp | 100 | Non-regulated
SR Terrell | 62058_G_TERRL | 62058 | G | TERRL |  | Solar PV |  | S_SOU | Georgia | 13 | Terrell | 273 | 13273 | 74 | 0 | 2020 | 9999 |  |  | N | Solar | [13 empty] | 0 | 0 | 0 | 0 | [11 empty] | SR Terrell LLC | 100 | Silicon Ranch Corp | 100 | Non-regulated
East Longmeadow Solar PV | 62059_G_LG400 | 62059 | G | LG400 |  | Solar PV |  | NENGREST | Massachusetts | 25 | Hampden | 13 | 25013 | 5 | 0 | 2019 | 9999 |  |  | N | Solar | [13 empty] | 0 | 0 | 0 | 0 | [11 empty] | Allco Renewable Energy Limited | 100 | Allco Renewable Energy Limited | 100 | Regulated
Tacoma | 6206_G_1 | 6206 | G | 1 |  | Hydro |  | WECC_CO | Colorado | 8 | La Plata | 67 | 08067 | 2.3 | 0 | 1906 | 9999 |  |  | N | Hydro | [13 empty] | 0 | 0 | 0 | 0 | [11 empty] | Public Service Co of Colorado | 100 | Xcel Energy Inc | 100 | Regulated
Tacoma | 6206_G_2 | 6206 | G | 2 |  | Hydro |  | WECC_CO | Colorado | 8 | La Plata | 67 | 08067 | 2.3 | 0 | 1905 | 9999 |  |  | N | Hydro | [13 empty] | 0 | 0 | 0 | 0 | [11 empty] | Public Service Co of Colorado | 100 | Xcel Energy Inc | 100 | Regulated
Hampton MN GRE | 62060_G_PV1 | 62060 | G | PV1 |  | Solar PV |  | MIS_MNWI | Minnesota | 27 | Dakota | 37 | 27037 | 2 | 0 | 2018 | 9999 |  |  | N | Solar | [13 empty] | 0 | 0 | 0 | 0 | [11 empty] | SoCore 2017 ProjectCo M6 LLC | 100 | SoCore Energy | 100 | Non-regulated
Anoka County MN CONX | 62061_G_PV1 | 62061 | G | PV1 |  | Solar PV |  | MIS_MNWI | Minnesota | 27 | Anoka | 3 | 27003 | 3.4 | 0 | 2018 | 9999 |  |  | N | Solar | [13 empty] | 0 | 0 | 0 | 0 | [11 empty] | SoCore Energy LLC | 100 | SoCore Energy | 100 | Non-regulated
Athens MN CONX | 62062_G_PV1 | 62062 | G | PV1 |  | Solar PV |  | MIS_MNWI | Minnesota | 27 | Isanti | 59 | 27059 | 6.6 | 0 | 2018 | 9999 |  |  | N | Solar | [13 empty] | 0 | 0 | 0 | 0 | [11 empty] | SoCore 2018 ProjectCo M8 LLC | 100 | SoCore Energy | 100 | Non-regulated
Greenfield Solar PV | 62063_G_LG400 | 62063 | G | LG400 |  | Solar PV |  | NENGREST | Massachusetts | 25 | Franklin | 11 | 25011 | 2 | 0 | 2019 | 9999 |  |  | N | Solar | [13 empty] | 0 | 0 | 0 | 0 | [11 empty] | NSTAR Co d/b/a Eversource Energy | 100 | Eversource Energy | 100 | Regulated
Hinsdale Solar PV | 62064_G_LG400 | 62064 | G | LG400 |  | Solar PV |  | NENGREST | Massachusetts | 25 | Berkshire | 3 | 25003 | 2 | 0 | 2019 | 9999 |  |  | N | Solar | [13 empty] | 0 | 0 | 0 | 0 | [11 empty] | GEM Energy | 100 | Rudolph/Libbe Inc | 100 | Regulated
Savoy Solar PV | 62065_G_LG400 | 62065 | G | LG400 |  | Solar PV |  | NENGREST | Massachusetts | 25 | Hampshire | 15 | 25015 | 2 | 0 | 2019 | 9999 |  |  | N | Solar | [13 empty] | 0 | 0 | 0 | 0 | [11 empty] | NSTAR Co d/b/a Eversource Energy | 100 | Eversource Energy | 100 | Regulated
Southampton Solar PV | 62066_G_LG400 | 62066 | G | LG400 |  | Solar PV |  | NENGREST | Massachusetts | 25 | Hampshire | 15 | 25015 | 2 | 0 | 2019 | 9999 |  |  | N | Solar | [13 empty] | 0 | 0 | 0 | 0 | [11 empty] | NSTAR Co d/b/a Eversource Energy | 100 | Eversource Energy | 100 | Regulated
Urtica Solar Project | 62067_G_URTIC | 62067 | G | URTIC |  | Solar PV |  | WECC_PNW | Washington | 53 | Kittitas | 37 | 53037 | 5 | 0 | 2022 | 9999 |  |  | N | Solar | [13 empty] | 0 | 0 | 0 | 0 | [11 empty] | Greenbacker Renewable Energy Corporation | 100 | Greenbacker Renewable Energy Corporation | 100 | Non-regulated
Penstemon Solar Project | 62069_G_PENST | 62069 | G | PENST |  | Solar PV |  | WECC_PNW | Washington | 53 | Kittitas | 37 | 53037 | 5 | 0 | 2022 | 9999 |  |  | N | Solar | [13 empty] | 0 | 0 | 0 | 0 | [11 empty] | Greenbacker Renewable Energy Corporation | 100 | Greenbacker Renewable Energy Corporation | 100 | Non-regulated
Ames Hydro | 6207_G_1 | 6207 | G | 1 |  | Hydro |  | WECC_CO | Colorado | 8 | San Miguel | 113 | 08113 | 2.8 | 0 | 1906 | 9999 |  |  | N | Hydro | [13 empty] | 0 | 0 | 0 | 0 | [11 empty] | Public Service Co of Colorado | 100 | Xcel Energy Inc | 100 | Regulated
Camas Solar Project | 62071_G_CAMAS | 62071 | G | CAMAS |  | Solar PV |  | WECC_PNW | Washington | 53 | Kittitas | 37 | 53037 | 5 | 0 | 2022 | 9999 |  |  | N | Solar | [13 empty] | 0 | 0 | 0 | 0 | [11 empty] | Greenbacker Renewable Energy Corporation | 100 | Greenbacker Renewable Energy Corporation | 100 | Non-regulated
Springfield Solar PV | 62072_G_LG395 | 62072 | G | LG395 |  | Solar PV |  | NENGREST | Massachusetts | 25 | Hampden | 13 | 25013 | 4 | 0 | 2019 | 9999 |  |  | N | Solar | [13 empty] | 0 | 0 | 0 | 0 | [11 empty] | NSTAR Co d/b/a Eversource Energy | 100 | Eversource Energy | 100 | Regulated
Hampden Solar PV | 62073_G_LG390 | 62073 | G | LG390 |  | Solar PV |  | NENGREST | Massachusetts | 25 | Hampden | 13 | 25013 | 3.5 | 0 | 2019 | 9999 |  |  | N | Solar | [13 empty] | 0 | 0 | 0 | 0 | [11 empty] | NSTAR Co d/b/a Eversource Energy | 100 | Eversource Energy | 100 | Regulated
Bd of Educ of Queen Anne's Cnty, Cnty HS | 62074_G_PV1 | 62074 | G | PV1 |  | Solar PV |  | PJM_EMAC | Maryland | 24 | Queen Annes | 35 | 24035 | 1.7 | 0 | 2019 | 9999 |  |  | N | Solar | [13 empty] | 0 | 0 | 0 | 0 | [11 empty] | SolarCity Corp | 100 | Tesla Inc | 100 | Non-regulated
Pima Community College | 62075_G_PV1 | 62075 | G | PV1 |  | Solar PV |  | WECC_AZ | Arizona | 4 | Pima | 19 | 04019 | 1.1 | 0 | 2019 | 9999 |  |  | N | Solar | [13 empty] | 0 | 0 | 0 | 0 | [11 empty] | Tesla Inc | 100 | Tesla Inc | 100 | Non-regulated
Town of Branford | 62076_G_PV1 | 62076 | G | PV1 |  | Solar PV |  | NENG_CT | Connecticut | 9 | New Haven | 9 | 09009 | 1.1 | 0 | 2018 | 9999 |  |  | N | Solar | [13 empty] | 0 | 0 | 0 | 0 | [11 empty] | Tesla Inc | 100 | Tesla Inc | 100 | Non-regulated
Blue Shld Of Cal- El Dorado Hlls Mtr B | 62077_G_PV1 | 62077 | G | PV1 |  | Solar PV |  | WEC_CALN | California | 6 | El Dorado | 17 | 06017 | 2.1 | 0 | 2019 | 9999 |  |  | N | Solar | [13 empty] | 0 | 0 | 0 | 0 | [11 empty] | Tesla Inc | 100 | Tesla Inc | 100 | Non-regulated
Whispering Willow North | 62079_G_1 | 62079 | G | 1 |  | Onshore Wind |  | MIS_MIDA | Iowa | 19 | Franklin | 69 | 19069 | 201.3 | 0 | 2020 | 9999 |  |  | N | Wind | [13 empty] | 0 | 0 | 0 | 0 | [11 empty] | Interstate Power & Light Co | 100 | Alliant Energy Corp | 100 | Regulated
Mount Elbert | 6208_G_1 | 6208 | G | 1 |  | Pumped Storage |  | WECC_CO | Colorado | 8 | Lake | 65 | 08065 | 115 | 0 | 1981 | 9999 |  |  | N | Pumped Storage | [13 empty] | 0 | 0 | 0 | 0 | [11 empty] | U S Bureau of Reclamation | 100 | U S Bureau of Reclamation | 100 | Regulated
Mount Elbert | 6208_G_2 | 6208 | G | 2 |  | Pumped Storage |  | WECC_CO | Colorado | 8 | Lake | 65 | 08065 | 115 | 0 | 1984 | 9999 |  |  | N | Pumped Storage | [13 empty] | 0 | 0 | 0 | 0 | [11 empty] | U S Bureau of Reclamation | 100 | U S Bureau of Reclamation | 100 | Regulated
Richland | 62080_G_1 | 62080 | G | 1 |  | Onshore Wind |  | MIS_MIDA | Iowa | 19 | Sac | 161 | 19161 | 130.9 | 0 | 2020 | 9999 |  |  | N | Wind | [13 empty] | 0 | 0 | 0 | 0 | [11 empty] | Richland Wind Energy LLC | 100 | Invenergy LLC | 100 | Regulated
Golden Plains | 62081_G_1 | 62081 | G | 1 |  | Onshore Wind |  | MIS_IA | Iowa | 19 | Winnebago | 189 | 19189 | 199.8 | 0 | 2020 | 9999 |  |  | N | Wind | [13 empty] | 0 | 0 | 0 | 0 | [11 empty] | Interstate Power & Light Co | 100 | Alliant Energy Corp | 100 | Regulated
Southwick Solar PV | 62082_G_REC34 | 62082 | G | REC34 |  | Solar PV |  | NENGREST | Massachusetts | 25 | Hampden | 13 | 25013 | 5 | 0 | 2019 | 9999 |  |  | N | Solar | [13 empty] | 0 | 0 | 0 | 0 | [11 empty] | NSTAR Co d/b/a Eversource Energy | 100 | Eversource Energy | 100 | Regulated
Becker Solar 2 CSG | 62084_G_BCKR2 | 62084 | G | BCKR2 |  | Solar PV |  | MIS_MNWI | Minnesota | 27 | Wright | 171 | 27171 | 1 | 0 | 2019 | 9999 |  |  | N | Solar | [13 empty] | 0 | 0 | 0 | 0 | [11 empty] | Sunshare LLC | 100 | SunShare LLC | 100 | Non-regulated
Becker Solar 3 CSG | 62085_G_BCKR3 | 62085 | G | BCKR3 |  | Solar PV |  | MIS_MNWI | Minnesota | 27 | Wright | 171 | 27171 | 1 | 0 | 2019 | 9999 |  |  | N | Solar | [13 empty] | 0 | 0 | 0 | 0 | [11 empty] | Sunshare LLC | 100 | SunShare LLC | 100 | Non-regulated
Becker Solar 4 CSG | 62086_G_BCKR4 | 62086 | G | BCKR4 |  | Solar PV |  | MIS_MNWI | Minnesota | 27 | Wright | 171 | 27171 | 1 | 0 | 2019 | 9999 |  |  | N | Solar | [13 empty] | 0 | 0 | 0 | 0 | [11 empty] | Sunshare LLC | 100 | SunShare LLC | 100 | Non-regulated
Becker Solar 5 CSG | 62087_G_BCKR5 | 62087 | G | BCKR5 |  | Solar PV |  | MIS_MNWI | Minnesota | 27 | Wright | 171 | 27171 | 1 | 0 | 2019 | 9999 |  |  | N | Solar | [13 empty] | 0 | 0 | 0 | 0 | [11 empty] | Sunshare LLC | 100 | SunShare LLC | 100 | Non-regulated
Schultz CSG | 62088_G_SCHUL | 62088 | G | SCHUL |  | Solar PV |  | MIS_MNWI | Minnesota | 27 | Scott | 139 | 27139 | 1.8 | 0 | 2018 | 9999 |  |  | N | Solar | [13 empty] | 0 | 0 | 0 | 0 | [11 empty] | DG Minnesota CSG LLC | 100 | NextEra Energy Inc | 100 | Non-regulated
Panda Solar NC 1, LLC | 62089_G_20002 | 62089 | G | 20002 |  | Solar PV |  | S_VACA | North Carolina | 37 | Robeson | 155 | 37155 | 1 | 0 | 2019 | 9999 |  |  | N | Solar | [13 empty] | 0 | 0 | 0 | 0 | [11 empty] | Panda Solar NC 1 LLC | 100 | Renesola Ltd | 100 | Non-regulated
Sunderland Solar PV | 62090_G_REC34 | 62090 | G | REC34 |  | Solar PV |  | NENGREST | Massachusetts | 25 | Franklin | 11 | 25011 | 1.1 | 0 | 2018 | 9999 |  |  | N | Solar | [13 empty] | 0 | 0 | 0 | 0 | [11 empty] | NSTAR Co d/b/a Eversource Energy | 100 | Eversource Energy | 100 | Regulated
Hatfield Solar PV | 62091_G_LG395 | 62091 | G | LG395 |  | Solar PV |  | NENGREST | Massachusetts | 25 | Hampshire | 15 | 25015 | 3.6 | 0 | 2018 | 9999 |  |  | N | Solar | [13 empty] | 0 | 0 | 0 | 0 | [11 empty] | NSTAR Co d/b/a Eversource Energy | 100 | Eversource Energy | 100 | Regulated
Montague Site 36-Grosolar | 62092_G_REC34 | 62092 | G | REC34 |  | Solar PV |  | NENGREST | Massachusetts | 25 | Franklin | 11 | 25011 | 4.1 | 0 | 2018 | 9999 |  |  | N | Solar | [13 empty] | 0 | 0 | 0 | 0 | [11 empty] | NSTAR Co d/b/a Eversource Energy | 100 | Eversource Energy | 100 | Regulated
East Springfield Solar PV | 62093_G_REC34 | 62093 | G | REC34 |  | Solar PV |  | NENGREST | Massachusetts | 25 | Hampden | 13 | 25013 | 1.4 | 0 | 2018 | 9999 |  |  | N | Solar | [13 empty] | 0 | 0 | 0 | 0 | [11 empty] | NSTAR Co d/b/a Eversource Energy | 100 | Eversource Energy | 100 | Regulated
Quarter Horse Solar | 62095_G_PGRF5 | 62095 | G | PGRF5 |  | Solar PV |  | S_VACA | North Carolina | 37 | Pender | 141 | 37141 | 4.5 | 0 | 2018 | 9999 |  |  | N | Solar | [13 empty] | 0 | 0 | 0 | 0 | [11 empty] | Quarter Horse Farm LLC | 100 | Strata Solar LLC | 100 | Non-regulated
Atkinson Solar II | 62096_G_PGRF3 | 62096 | G | PGRF3 |  | Solar PV |  | S_VACA | North Carolina | 37 | Duplin | 61 | 37061 | 1.9 | 0 | 2018 | 9999 |  |  | N | Solar | [13 empty] | 0 | 0 | 0 | 0 | [11 empty] | Southern Current LLC | 100 | Southern Current LLC | 100 | Non-regulated
Ludlow Site 72 - Conti | 62097_G_LG390 | 62097 | G | LG390 |  | Solar PV |  | NENGREST | Massachusetts | 25 | Hampden | 13 | 25013 | 1.9 | 0 | 2018 | 9999 |  |  | N | Solar | [13 empty] | 0 | 0 | 0 | 0 | [11 empty] | NSTAR Co d/b/a Eversource Energy | 100 | Eversource Energy | 100 | Regulated
Tiller CSG | 62098_G_TILLE | 62098 | G | TILLE |  | Solar PV |  | MIS_MNWI | Minnesota | 27 | Sherburne | 141 | 27141 | 5 | 0 | 2018 | 9999 |  |  | N | Solar | [13 empty] | 0 | 0 | 0 | 0 | [11 empty] | DG Minnesota CSG LLC | 100 | NextEra Energy Inc | 100 | Non-regulated
Hammer CSG | 62099_G_HAMME | 62099 | G | HAMME |  | Solar PV |  | MIS_MNWI | Minnesota | 27 | Sherburne | 141 | 27141 | 4.8 | 0 | 2018 | 9999 |  |  | N | Solar | [13 empty] | 0 | 0 | 0 | 0 | [11 empty] | DG Minnesota CSG LLC | 100 | NextEra Energy Inc | 100 | Non-regulated
Turkey Point | 621_G_3 | 621 | G | 3 |  | Nuclear |  | FRCC | Florida | 12 | Miami Dade | 86 | 12086 | 837 | 10456 | 1972 | 9999 | other |  | N | Nuclear Fuel | [13 empty] | 0 | 0 | 0 | 0 | [11 empty] | Florida Power & Light Co | 100 | NextEra Energy Inc | 100 | Regulated
Turkey Point | 621_G_4 | 621 | G | 4 |  | Nuclear |  | FRCC | Florida | 12 | Miami Dade | 86 | 12086 | 861 | 10456 | 1973 | 9999 | other |  | N | Nuclear Fuel | [13 empty] | 0 | 0 | 0 | 0 | [11 empty] | Florida Power & Light Co | 100 | NextEra Energy Inc | 100 | Regulated
Turkey Point | 621_G_5CA | 621 | G | 5CA | 89540 | Combined Cycle |  | FRCC | Florida | 12 | Miami Dade | 86 | 12086 | 466.2 | 7122 | 2007 | 9999 |  |  | N | Natural Gas, Distillate Fuel Oil |  |  |  | LNB + STM | SCR | [8 empty] | 0.00757 | 0.00757 | 0.00757 | 0.00757 | [11 empty] | Florida Power & Light Co | 100 | NextEra Energy Inc | 100 | Regulated
Turkey Point | 621_G_5CTA | 621 | G | 5CTA | 89540 | Combined Cycle |  | FRCC | Florida | 12 | Miami Dade | 86 | 12086 | 197.8 | 7122 | 2007 | 9999 |  |  | N | Natural Gas, Distillate Fuel Oil |  |  |  | DLNB + H2O + NH3 | SCR | [8 empty] | 0.00757 | 0.00757 | 0.00757 | 0.00757 | [11 empty] | Florida Power & Light Co | 100 | NextEra Energy Inc | 100 | Regulated
Turkey Point | 621_G_5CTB | 621 | G | 5CTB | 89541 | Combined Cycle |  | FRCC | Florida | 12 | Miami Dade | 86 | 12086 | 196.7 | 7122 | 2007 | 9999 |  |  | N | Natural Gas, Distillate Fuel Oil |  |  |  | DLNB + H2O + NH3 | SCR | [8 empty] | 0.00757 | 0.00757 | 0.00757 | 0.00757 | [11 empty] | Florida Power & Light Co | 100 | NextEra Energy Inc | 100 | Regulated
Turkey Point | 621_G_5CTC | 621 | G | 5CTC | 89542 | Combined Cycle |  | FRCC | Florida | 12 | Miami Dade | 86 | 12086 | 196.7 | 7122 | 2007 | 9999 |  |  | N | Natural Gas, Distillate Fuel Oil |  |  |  | DLNB + H2O + NH3 | SCR | [8 empty] | 0.00757 | 0.00757 | 0.00757 | 0.00757 | [11 empty] | Florida Power & Light Co | 100 | NextEra Energy Inc | 100 | Regulated
Turkey Point | 621_G_5CTD | 621 | G | 5CTD | 89543 | Combined Cycle |  | FRCC | Florida | 12 | Miami Dade | 86 | 12086 | 196.7 | 7122 | 2007 | 9999 |  |  | N | Natural Gas, Distillate Fuel Oil |  |  |  | DLNB + H2O + NH3 | SCR | [8 empty] | 0.00757 | 0.00757 | 0.00757 | 0.00757 | [11 empty] | Florida Power & Light Co | 100 | NextEra Energy Inc | 100 | Regulated
Northeast (WA) | 6210_G_1 | 6210 | G | 1 |  | Combustion Turbine |  | WECC_PNW | Washington | 53 | Spokane | 63 | 53063 | 45 | 12657 | 1978 | 9999 |  |  | N | Natural Gas | [12 empty] | 2.63 | 0.47388 | 0.47388 | 0.47388 | 0.47388 | [11 empty] | Avista Corp | 100 | Avista Corp | 100 | Regulated
Warrenton I Solar | 62100_G_PGRI4 | 62100 | G | PGRI4 |  | Solar PV |  | S_VACA | North Carolina | 37 | Warren | 185 | 37185 | 4.9 | 0 | 2018 | 9999 |  |  | N | Solar | [13 empty] | 0 | 0 | 0 | 0 | [11 empty] | Warrenton Solar 1 LLC | 100 | Cypress Creek Holdings LLC | 100 | Non-regulated
Bladenboro Solar 2 | 62101_G_PGRF6 | 62101 | G | PGRF6 |  | Solar PV |  | S_VACA | North Carolina | 37 | Bladen | 17 | 37017 | 4.5 | 0 | 2018 | 9999 |  |  | N | Solar | [13 empty] | 0 | 0 | 0 | 0 | [11 empty] | Bladenboro Farm 2 LLC | 100 | Strata Solar LLC | 100 | Non-regulated
Sadiebrook NC Solar | 62102_G_PGRF1 | 62102 | G | PGRF1 |  | Solar PV |  | S_VACA | North Carolina | 37 | Bladen | 17 | 37017 | 5 | 0 | 2018 | 9999 |  |  | N | Solar | [13 empty] | 0 | 0 | 0 | 0 | [11 empty] | Sadiebrook Solar LLC | 100 | Sadiebrook Solar LLC | 100 | Non-regulated
Kossuth | 62103_G_1 | 62103 | G | 1 |  | Onshore Wind |  | MIS_MIDA | Iowa | 19 | Kossuth | 109 | 19109 | 152.2 | 0 | 2020 | 9999 |  |  | N | Wind | [13 empty] | 0 | 0 | 0 | 0 | [11 empty] | Wisconsin Power & Light Co | 100 | Wisconsin Power & Light Co | 100 | Regulated
Lane Solar | 62104_G_PGRF2 | 62104 | G | PGRF2 |  | Solar PV |  | S_VACA | North Carolina | 37 | Wayne | 191 | 37191 | 5 | 0 | 2018 | 9999 |  |  | N | Solar | [13 empty] | 0 | 0 | 0 | 0 | [11 empty] | Lane Solar Farm LLC | 100 | Sustainable Energy Solutions LLC | 100 | Non-regulated
Monticello Project CSG | 62105_G_MONTI | 62105 | G | MONTI |  | Solar PV |  | MIS_MNWI | Minnesota | 27 | Wright | 171 | 27171 | 5 | 0 | 2018 | 9999 |  |  | N | Solar | [13 empty] | 0 | 0 | 0 | 0 | [11 empty] | DG Minnesota CSG LLC | 100 | NextEra Energy Inc | 100 | Non-regulated
WED Green Hill, LLC | 62106_G_GHILL | 62106 | G | GHILL |  | Onshore Wind |  | NENGREST | Rhode Island | 44 | Providence | 7 | 44007 | 3 | 0 | 2019 | 9999 |  |  | N | Wind | [13 empty] | 0 | 0 | 0 | 0 | [11 empty] | WED Green Hill LLC | 100 | Wind Energy Development | 100 | Non-regulated
WED Plainfield II, LLC | 62107_G_PLAI2 | 62107 | G | PLAI2 |  | Onshore Wind |  | NENGREST | Rhode Island | 44 | Providence | 7 | 44007 | 3 | 0 | 2019 | 9999 |  |  | N | Wind | [13 empty] | 0 | 0 | 0 | 0 | [11 empty] | WED Plainfield II LLC | 100 | Wind Energy Development | 100 | Non-regulated
WED Plainfield III, LLC | 62108_G_PLAI3 | 62108 | G | PLAI3 |  | Onshore Wind |  | NENGREST | Rhode Island | 44 | Providence | 7 | 44007 | 3 | 0 | 2019 | 9999 |  |  | N | Wind | [13 empty] | 0 | 0 | 0 | 0 | [11 empty] | WED Plainfield III LLC | 100 | Wind Energy Development | 100 | Non-regulated
WED Plainfield, LLC | 62109_G_PLAI1 | 62109 | G | PLAI1 |  | Onshore Wind |  | NENGREST | Rhode Island | 44 | Providence | 7 | 44007 | 3 | 0 | 2019 | 9999 |  |  | N | Wind | [13 empty] | 0 | 0 | 0 | 0 | [11 empty] | WED Plainfield LLC | 100 | Wind Energy Development | 100 | Non-regulated
Dynegy Oakland Power Plant | 6211_G_GEN1 | 6211 | G | GEN1 |  | Combustion Turbine |  | WEC_CALN | California | 6 | Alameda | 1 | 06001 | 55 | 14765 | 1978 | 9999 |  |  | N | Distillate Fuel Oil | [12 empty] | 0.74 | 0.79511 | 0.79511 | 0.79511 | 0.79511 | [11 empty] | Dynegy Oakland LLC | 100 | Vistra Energy | 100 | Non-regulated
Dynegy Oakland Power Plant | 6211_G_GEN3 | 6211 | G | GEN3 |  | Combustion Turbine |  | WEC_CALN | California | 6 | Alameda | 1 | 06001 | 55 | 14765 | 1978 | 9999 |  |  | N | Distillate Fuel Oil | [12 empty] | 0.74 | 0.39333 | 0.39333 | 0.39333 | 0.39333 | [11 empty] | Dynegy Oakland LLC | 100 | Vistra Energy | 100 | Non-regulated
Dynegy Oakland Power Plant | 6211_G_GEN4 | 6211 | G | GEN4 |  | Energy Storage |  | WEC_CALN | California | 6 | Alameda | 1 | 06001 | 43.3 | 0 | 2024 | 9999 |  |  | N | Energy Storage | [13 empty] | 0 | 0 | 0 | 0 | [11 empty] | Dynegy Oakland, LLC | 100 | Dynegy Oakland, LLC | 100 | Non-regulated
WED Shun I, LLC | 62110_G_SHUN1 | 62110 | G | SHUN1 |  | Onshore Wind |  | NENGREST | Rhode Island | 44 | Providence | 7 | 44007 | 3 | 0 | 2019 | 9999 |  |  | N | Wind | [13 empty] | 0 | 0 | 0 | 0 | [11 empty] | WED Shun I LLC | 100 | Wind Energy Development | 100 | Non-regulated
WED Shun II, LLC | 62111_G_SHUN2 | 62111 | G | SHUN2 |  | Onshore Wind |  | NENGREST | Rhode Island | 44 | Providence | 7 | 44007 | 3 | 0 | 2019 | 9999 |  |  | N | Wind | [13 empty] | 0 | 0 | 0 | 0 | [11 empty] | WED Shun II LLC | 100 | Wind Energy Development | 100 | Non-regulated
WED Shun III, LLC | 62112_G_SHUN3 | 62112 | G | SHUN3 |  | Onshore Wind |  | NENGREST | Rhode Island | 44 | Providence | 7 | 44007 | 3 | 0 | 2019 | 9999 |  |  | N | Wind | [13 empty] | 0 | 0 | 0 | 0 | [11 empty] | WED Shun III LLC | 100 | Wind Energy Development | 100 | Non-regulated
Strauss Wind Farm | 62113_G_ST-CA | 62113 | G | ST-CA |  | Onshore Wind |  | WECC_SCE | California | 6 | Santa Barbara | 83 | 06083 | 95.5 | 0 | 2023 | 9999 |  |  | N | Wind | [13 empty] | 0 | 0 | 0 | 0 | [11 empty] | Strauss Wind LLC | 100 | Strauss Wind LLC | 100 | Non-regulated
AES Alamitos Energy Center | 62115_G_1A | 62115 | G | 1A |  | Combined Cycle |  | WEC_LADW | California | 6 | Los Angeles | 37 | 06037 | 194 | 7050 | 2020 | 9999 |  |  | N | Natural Gas |  |  |  |  | SCR | [8 empty] | 0.011 | 0.011 | 0.011 | 0.011 | [11 empty] | AES Alamitos Energy LLC | 100 | AES Corp (The) | 100 | Non-regulated
AES Alamitos Energy Center | 62115_G_1B | 62115 | G | 1B |  | Combined Cycle |  | WEC_LADW | California | 6 | Los Angeles | 37 | 06037 | 194 | 7050 | 2020 | 9999 |  |  | N | Natural Gas |  |  |  |  | SCR | [8 empty] | 0.011 | 0.011 | 0.011 | 0.011 | [11 empty] | AES Alamitos Energy LLC | 100 | AES Corp (The) | 100 | Non-regulated
AES Alamitos Energy Center | 62115_G_1S | 62115 | G | 1S |  | Combined Cycle |  | WEC_LADW | California | 6 | Los Angeles | 37 | 06037 | 215 | 7050 | 2020 | 9999 |  |  | N | Natural Gas |  |  |  |  | SCR | [8 empty] | 0.011 | 0.011 | 0.011 | 0.011 | [11 empty] | AES Alamitos Energy LLC | 100 | AES Corp (The) | 100 | Non-regulated
AES Huntington Beach Energy Project | 62116_G_1A | 62116 | G | 1A |  | Combined Cycle |  | WECC_SCE | California | 6 | Orange | 59 | 06059 | 205 | 7050 | 2020 | 9999 |  |  | N | Natural Gas |  |  |  |  | SCR | [8 empty] | 0.011 | 0.011 | 0.011 | 0.011 | [11 empty] | AES Southland LLC | 100 | AES Corp (The) | 100 | Non-regulated
AES Huntington Beach Energy Project | 62116_G_1B | 62116 | G | 1B |  | Combined Cycle |  | WECC_SCE | California | 6 | Orange | 59 | 06059 | 205 | 7050 | 2020 | 9999 |  |  | N | Natural Gas |  |  |  |  | SCR | [8 empty] | 0.011 | 0.011 | 0.011 | 0.011 | [11 empty] | AES Southland LLC | 100 | AES Corp (The) | 100 | Non-regulated
AES Huntington Beach Energy Project | 62116_G_1S | 62116 | G | 1S |  | Combined Cycle |  | WECC_SCE | California | 6 | Orange | 59 | 06059 | 220 | 7050 | 2020 | 9999 |  |  | N | Natural Gas |  |  |  |  | SCR | [8 empty] | 0.011 | 0.011 | 0.011 | 0.011 | [11 empty] | AES Southland LLC | 100 | AES Corp (The) | 100 | Non-regulated
Beloit Memorial Hospital Power Plant | 62117_G_GEN-1 | 62117 | G | GEN-1 |  | Combustion Turbine | IC Engine | MIS_WUMS | Wisconsin | 55 | Rock | 105 | 55105 | 1.5 | 11333 | 2000 | 9999 |  |  | Y | Natural Gas, Distillate Fuel Oil | [13 empty] | 1.061 | 1.061 | 1.061 | 1.061 | [11 empty] | Grumman Butkus | 100 | Grumman Butkus | 100 | Non-regulated
Beloit Memorial Hospital Power Plant | 62117_G_GEN-2 | 62117 | G | GEN-2 |  | Combustion Turbine | IC Engine | MIS_WUMS | Wisconsin | 55 | Rock | 105 | 55105 | 1.5 | 11333 | 2000 | 9999 |  |  | Y | Natural Gas, Distillate Fuel Oil | [13 empty] | 1.061 | 1.061 | 1.061 | 1.061 | [11 empty] | Grumman Butkus | 100 | Grumman Butkus | 100 | Non-regulated
WED GW Solar, LLC | 62118_G_GWSOL | 62118 | G | GWSOL |  | Solar PV |  | NENGREST | Rhode Island | 44 | Providence | 7 | 44007 | 3 | 0 | 2019 | 9999 |  |  | N | Solar | [13 empty] | 0 | 0 | 0 | 0 | [11 empty] | WED GW Solar LLC | 100 | Wind Energy Development | 100 | Non-regulated
University Park Solar | 62119_G_PSUPV | 62119 | G | PSUPV |  | Solar PV |  | PJM_AP | Pennsylvania | 42 | Centre | 27 | 42027 | 1.5 | 0 | 2018 | 9999 |  |  | N | Solar | [13 empty] | 0 | 0 | 0 | 0 | [11 empty] | SS PA II PSU LLC | 100 | SS PA II Psu LLC | 100 | Non-regulated
Panda Solar NC 2, LLC | 62120_G_20003 | 62120 | G | 20003 |  | Solar PV |  | S_VACA | North Carolina | 37 | Robeson | 155 | 37155 | 2 | 0 | 2019 | 9999 |  |  | N | Solar | [13 empty] | 0 | 0 | 0 | 0 | [11 empty] | Panda Solar NC 2 LLC | 100 | Renesola Ltd | 100 | Non-regulated
Panda Solar NC 3, LLC | 62121_G_20011 | 62121 | G | 20011 |  | Solar PV |  | S_VACA | North Carolina | 37 | Robeson | 155 | 37155 | 2 | 0 | 2019 | 9999 |  |  | N | Solar | [13 empty] | 0 | 0 | 0 | 0 | [11 empty] | Panda Solar NC 3 LLC | 100 | Renesola Ltd | 100 | Non-regulated
Panda Solar NC 4, LLC | 62122_G_20009 | 62122 | G | 20009 |  | Solar PV |  | S_VACA | North Carolina | 37 | Bladen | 17 | 37017 | 2 | 0 | 2019 | 9999 |  |  | N | Solar | [13 empty] | 0 | 0 | 0 | 0 | [11 empty] | Panda Solar NC 4 LLC | 100 | Renesola Ltd | 100 | Non-regulated
Panda Solar NC 5, LLC | 62123_G_20007 | 62123 | G | 20007 |  | Solar PV |  | S_VACA | North Carolina | 37 | Cumberland | 51 | 37051 | 1 | 0 | 2019 | 9999 |  |  | N | Solar | [13 empty] | 0 | 0 | 0 | 0 | [11 empty] | Panda Solar NC 5 LLC | 100 | Renesola Ltd | 100 | Non-regulated
Panda Solar NC 6, LLC | 62124_G_20028 | 62124 | G | 20028 |  | Solar PV |  | S_VACA | North Carolina | 37 | Columbus | 47 | 37047 | 1 | 0 | 2019 | 9999 |  |  | N | Solar | [13 empty] | 0 | 0 | 0 | 0 | [11 empty] | Panda Solar NC 6 LLC | 100 | Renesola Ltd | 100 | Non-regulated
Panda Solar NC 7, LLC | 62125_G_20038 | 62125 | G | 20038 |  | Solar PV |  | S_VACA | North Carolina | 37 | Sampson | 163 | 37163 | 1.5 | 0 | 2019 | 9999 |  |  | N | Solar | [13 empty] | 0 | 0 | 0 | 0 | [11 empty] | Panda Solar NC 7 LLC | 100 | Renesola Ltd | 100 | Non-regulated
Panda Solar NC 8, LLC | 62126_G_20052 | 62126 | G | 20052 |  | Solar PV |  | S_VACA | North Carolina | 37 | Moore | 125 | 37125 | 2 | 0 | 2019 | 9999 |  |  | N | Solar | [13 empty] | 0 | 0 | 0 | 0 | [11 empty] | Panda Solar NC 8 LLC | 100 | Renesola Ltd | 100 | Non-regulated
Panda Solar NC 9, LLC | 62127_G_20022 | 62127 | G | 20022 |  | Solar PV |  | S_VACA | North Carolina | 37 | Cumberland | 51 | 37051 | 2 | 0 | 2019 | 9999 |  |  | N | Solar | [13 empty] | 0 | 0 | 0 | 0 | [11 empty] | Panda Solar NC 9 LLC | 100 | Renesola Ltd | 100 | Non-regulated
Panda Solar NC 10, LLC | 62128_G_20031 | 62128 | G | 20031 |  | Solar PV |  | S_VACA | North Carolina | 37 | Cumberland | 51 | 37051 | 2 | 0 | 2019 | 9999 |  |  | N | Solar | [13 empty] | 0 | 0 | 0 | 0 | [11 empty] | Panda Solar NC 10 LLC | 100 | Renesola Ltd | 100 | Non-regulated
Panda Solar NC 11, LLC | 62129_G_20032 | 62129 | G | 20032 |  | Solar PV |  | S_VACA | North Carolina | 37 | Cumberland | 51 | 37051 | 2 | 0 | 2019 | 9999 |  |  | N | Solar | [13 empty] | 0 | 0 | 0 | 0 | [11 empty] | Panda Solar NC 11 LLC | 100 | Renesola Ltd | 100 | Non-regulated
Roseman | 62130_G_ROS | 62130 | G | ROS |  | Onshore Wind |  | MIS_MIDA | Iowa | 19 | Cass | 29 | 19029 | 1.8 | 0 | 2017 | 9999 |  |  | N | Wind | [13 empty] | 0 | 0 | 0 | 0 | [11 empty] | Roseman Energy LLC | 100 | Roseman Energy LLC | 100 | Non-regulated
Red Toad 4451 Buffalo Road, LLC | 62131_G_G4451 | 62131 | G | G4451 |  | Solar PV |  | S_VACA | North Carolina | 37 | Johnston | 101 | 37101 | 2 | 0 | 2018 | 9999 |  |  | N | Solar | [13 empty] | 0 | 0 | 0 | 0 | [11 empty] | Red Toad Phase 2 Buffalo Road LLC | 100 | Red Toad Phase 2 Buffalo Road LLC | 100 | Non-regulated
Arbor Hill Wind Farm | 62132_G_1 | 62132 | G | 1 |  | Onshore Wind |  | MIS_MIDA | Iowa | 19 | Adair | 1 | 19001 | 60 | 0 | 2020 | 9999 |  |  | N | Wind | [13 empty] | 0 | 0 | 0 | 0 | [11 empty] | MidAmerican Energy Co | 100 | MidAmerican Energy Co | 100 | Regulated
Arbor Hill Wind Farm | 62132_G_WT1 | 62132 | G | WT1 |  | Onshore Wind |  | MIS_MIDA | Iowa | 19 | Adair | 1 | 19001 | 250 | 0 | 2018 | 9999 |  |  | N | Wind | [13 empty] | 0 | 0 | 0 | 0 | [11 empty] | MidAmerican Energy Co | 100 | Berkshire Hathaway Inc | 100 | Regulated
North English | 62133_G_1 | 62133 | G | 1 |  | Onshore Wind |  | MIS_IA | Iowa | 19 | Poweshiek | 157 | 19157 | 140 | 0 | 2019 | 9999 |  |  | N | Wind | [13 empty] | 0 | 0 | 0 | 0 | [11 empty] | MidAmerican Energy Co | 100 | MidAmerican Energy Co | 100 | Regulated
North English | 62133_G_GT1 | 62133 | G | GT1 |  | Onshore Wind |  | MIS_IA | Iowa | 19 | Poweshiek | 157 | 19157 | 200 | 0 | 2018 | 9999 |  |  | N | Wind | [13 empty] | 0 | 0 | 0 | 0 | [11 empty] | MidAmerican Energy Co | 100 | Berkshire Hathaway Inc | 100 | Regulated
Palmer | 62135_G_PAL01 | 62135 | G | PAL01 |  | Solar PV |  | NENGREST | Massachusetts | 25 | Hampden | 13 | 25013 | 3.5 | 0 | 2019 | 9999 |  |  | N | Solar | [13 empty] | 0 | 0 | 0 | 0 | [11 empty] | River Street South 1 LLC | 100 | AES Corp (The) | 100 | Non-regulated
Arthur Solar, LLC | 62136_G_ART01 | 62136 | G | ART01 |  | Solar PV |  | S_VACA | North Carolina | 37 | Columbus | 47 | 37047 | 5 | 0 | 2018 | 9999 |  |  | N | Solar | [13 empty] | 0 | 0 | 0 | 0 | [11 empty] | Arthur Solar LLC | 100 | Cypress Creek Holdings LLC | 100 | Non-regulated
Eichtens II CSG | 62137_G_SO340 | 62137 | G | SO340 |  | Solar PV |  | MIS_MNWI | Minnesota | 27 | Chisago | 25 | 27025 | 1 | 0 | 2018 | 9999 |  |  | N | Solar | [13 empty] | 0 | 0 | 0 | 0 | [11 empty] | Eichtens MN LLC | 100 | WGL Holdings Inc | 100 | Non-regulated
Barone CSG | 62138_G_SO328 | 62138 | G | SO328 |  | Solar PV |  | MIS_MNWI | Minnesota | 27 | McLeod | 85 | 27085 | 1 | 0 | 2018 | 9999 |  |  | N | Solar | [13 empty] | 0 | 0 | 0 | 0 | [11 empty] | Terraform Power Inc | 100 | Brookfield Asset Management Inc | 100 | Non-regulated
Huneke II CSG | 62139_G_SO346 | 62139 | G | SO346 |  | Solar PV |  | MIS_MNWI | Minnesota | 27 | Goodhue | 49 | 27049 | 1.1 | 0 | 2018 | 9999 |  |  | N | Solar | [13 empty] | 0 | 0 | 0 | 0 | [11 empty] | WGL Solar Huneke II LLC | 100 | AltaGas Ltd | 100 | Non-regulated
Puller Solar | 62140_G_PULL | 62140 | G | PULL |  | Solar PV |  | PJM_Dom | Virginia | 51 | Middlesex | 119 | 51119 | 15 | 0 | 2018 | 9999 |  |  | N | Solar | [13 empty] | 0 | 0 | 0 | 0 | [11 empty] | Dominion Energy Inc | 100 | Dominion Energy Inc | 100 | Regulated
Rambler | 62141_G_RMBLR | 62141 | G | RMBLR |  | Solar PV |  | ERC_WEST | Texas | 48 | Tom Green | 451 | 48451 | 200 | 0 | 2020 | 9999 |  |  | N | Solar | [13 empty] | 0 | 0 | 0 | 0 | [11 empty] | Rambler LLC | 100 | Duke Energy Corp | 100 | Non-regulated
Amadeus Wind Farm | 62142_G_AM-TX | 62142 | G | AM-TX |  | Onshore Wind |  | ERC_WEST | Texas | 48 | Fisher | 151 | 48151 | 250 | 0 | 2020 | 9999 |  |  | N | Wind | [13 empty] | 0 | 0 | 0 | 0 | [11 empty] | Amadeus Wind LLC | 100 | Amadeus Wind LLC | 100 | Non-regulated
MSC-GreyCloud01 Community Solar | 62143_G_52785 | 62143 | G | 52785 |  | Solar PV |  | MIS_MNWI | Minnesota | 27 | Washington | 163 | 27163 | 1 | 0 | 2019 | 9999 |  |  | N | Solar | [13 empty] | 0 | 0 | 0 | 0 | [11 empty] | MSC-GreyCloud01 LLC | 100 | MSC Greycloud01 LLC | 100 | Non-regulated
MSC-Scandia01 CSG | 62144_G_52741 | 62144 | G | 52741 |  | Solar PV |  | MIS_MNWI | Minnesota | 27 | Washington | 163 | 27163 | 1 | 0 | 2019 | 9999 |  |  | N | Solar | [13 empty] | 0 | 0 | 0 | 0 | [11 empty] | MSC Scandia01 LLC | 100 | MSC Scandia01 LLC | 100 | Non-regulated
Minisink Solar 1 LLC | 62145_G_MINI1 | 62145 | G | MINI1 |  | Solar PV |  | NY_Z_G-I | New York | 36 | Orange | 71 | 36071 | 1.8 | 0 | 2018 | 9999 |  |  | N | Solar | [13 empty] | 0 | 0 | 0 | 0 | [11 empty] | Minisink Solar 1 LLC | 100 | NRG Energy Inc | 100 | Non-regulated
Minisink Community Solar 2 LLC | 62146_G_MINI2 | 62146 | G | MINI2 |  | Solar PV |  | NY_Z_G-I | New York | 36 | Orange | 71 | 36071 | 2 | 0 | 2018 | 9999 |  |  | N | Solar | [13 empty] | 0 | 0 | 0 | 0 | [11 empty] | Minisink Solar 2 LLC | 100 | NRG Energy Inc | 100 | Non-regulated
KCE NY 1 | 62147_G_KNY1 | 62147 | G | KNY1 |  | Energy Storage |  | NY_Z_F | New York | 36 | Saratoga | 91 | 36091 | 20 | 0 | 2019 | 9999 |  |  | N | Energy Storage | [13 empty] | 0 | 0 | 0 | 0 | [11 empty] | KCE NY 1 LLC | 100 | Key Capture Energy | 100 | Non-regulated
Goose Lake MN DPC-GM | 62148_G_PV1 | 62148 | G | PV1 |  | Solar PV |  | MIS_MNWI | Minnesota | 27 | Freeborn | 47 | 27047 | 1.5 | 0 | 2019 | 9999 |  |  | N | Solar | [13 empty] | 0 | 0 | 0 | 0 | [11 empty] | SoCore 2018 ProjectCo W26 LLC | 100 | ENGIE SA | 100 | Non-regulated
Syncarpha Eagle Nest | 62149_G_SYEN1 | 62149 | G | SYEN1 |  | Solar PV |  | WECC_NM | New Mexico | 35 | Colfax | 7 | 35007 | 1 | 0 | 2018 | 9999 |  |  | N | Solar | [13 empty] | 0 | 0 | 0 | 0 | [11 empty] | Syncarpha Eagle Nest I LLC | 100 | Syncarpha Capital | 100 | Non-regulated
Chaffey College Rancho Cucamonga Campus | 62150_G_SOLAR | 62150 | G | SOLAR |  | Solar PV |  | WECC_SCE | California | 6 | San Bernardino | 71 | 06071 | 4 | 0 | 2017 | 9999 |  |  | N | Solar | [13 empty] | 0 | 0 | 0 | 0 | [11 empty] | Chaffey Community College District | 100 | Chaffey Community College District | 100 | Non-regulated
Kelly Bridge Road Community Solar Farm | 62154_G_12 | 62154 | G | 12 |  | Solar PV |  | NY_Z_G-I | New York | 36 | Sullivan | 105 | 36105 | 2 | 0 | 2020 | 9999 |  |  | N | Solar | [13 empty] | 0 | 0 | 0 | 0 | [11 empty] | Delaware River Solar | 100 | Delaware River Solar | 100 | Non-regulated
Hospital Rd Community Solar Farm CSG | 62155_G_9 | 62155 | G | 9 |  | Solar PV |  | NY_Z_G-I | New York | 36 | Sullivan | 105 | 36105 | 1.4 | 0 | 2019 | 9999 |  |  | N | Solar | [13 empty] | 0 | 0 | 0 | 0 | [11 empty] | NY Delaware II LLC | 100 | NY Delaware II LLC | 100 | Non-regulated
Pool Brook Rd Community Solar Farm | 62156_G_15 | 62156 | G | 15 |  | Solar PV |  | NY_Z_C&E | New York | 36 | Otsego | 77 | 36077 | 2 | 0 | 2019 | 9999 |  |  | N | Solar | [13 empty] | 0 | 0 | 0 | 0 | [11 empty] | Delaware River Solar | 100 | Delaware River Solar | 100 | Non-regulated
Breesport Road Community Solar Farm | 62157_G_235 | 62157 | G | 235 |  | Solar PV |  | NY_Z_C&E | New York | 36 | Chemung | 15 | 36015 | 2 | 0 | 2019 | 9999 |  |  | N | Solar | [13 empty] | 0 | 0 | 0 | 0 | [11 empty] | NY Baldwin I LLC | 100 | NY Baldwin I LLC | 100 | Non-regulated
Sacket Lake Rd #1 Community Solar Farm | 62158_G_11 | 62158 | G | 11 |  | Solar PV |  | NY_Z_G-I | New York | 36 | Sullivan | 105 | 36105 | 2 | 0 | 2020 | 9999 |  |  | N | Solar | [13 empty] | 0 | 0 | 0 | 0 | [11 empty] | Delaware River Solar | 100 | Delaware River Solar | 100 | Non-regulated
Sacket Lake Rd #2 Community Solar Farm | 62159_G_20 | 62159 | G | 20 |  | Solar PV |  | NY_Z_G-I | New York | 36 | Sullivan | 105 | 36105 | 1.7 | 0 | 2019 | 9999 |  |  | N | Solar | [13 empty] | 0 | 0 | 0 | 0 | [11 empty] | Delaware River Solar | 100 | Delaware River Solar | 100 | Non-regulated
Turner Rd Community Solar Project | 62160_G_300 | 62160 | G | 300 |  | Solar PV |  | NY_Z_C&E | New York | 36 | Chemung | 15 | 36015 | 2 | 0 | 2019 | 9999 |  |  | N | Solar | [13 empty] | 0 | 0 | 0 | 0 | [11 empty] | NY Baldwin II LLC | 100 | NY Baldwin II LLC | 100 | Non-regulated
Galactic Wind | 62161_G_GWT | 62161 | G | GWT |  | Onshore Wind |  | MIS_WUMS | Wisconsin | 55 | Dane | 25 | 55025 | 9.9 | 0 | 2012 | 9999 |  |  | N | Wind | [13 empty] | 0 | 0 | 0 | 0 | [11 empty] | Galactic Wind LLC | 100 | Epic Systems | 100 | Non-regulated
Meridian III | 62163_G_MRDII | 62163 | G | MRDII |  | Solar PV |  | S_SOU | Mississippi | 28 | Lauderdale | 75 | 28075 | 52.5 | 0 | 2019 | 9999 |  |  | N | Solar | [13 empty] | 0 | 0 | 0 | 0 | [11 empty] | SR Meridian III LLC | 100 | Silicon Ranch Corp | 100 | Non-regulated
Meridian II | 62164_G_MRDII | 62164 | G | MRDII |  | Solar PV |  | S_C_TVA | Mississippi | 28 | Lauderdale | 75 | 28075 | 5 | 0 | 2019 | 9999 |  |  | N | Solar | [13 empty] | 0 | 0 | 0 | 0 | [11 empty] | SR Meridian II | 100 | Silicon Ranch Corp | 100 | Non-regulated
Snipesville | 62165_G_SNIPE | 62165 | G | SNIPE |  | Solar PV |  | S_SOU | Georgia | 13 | Jeff Davis | 161 | 13161 | 86 | 0 | 2020 | 9999 |  |  | N | Solar | [13 empty] | 0 | 0 | 0 | 0 | [11 empty] | SR Snipesville, LLC | 100 | SR Snipesville, LLC | 100 | Non-regulated
County Home Solar LLC | 62167_G_COU01 | 62167 | G | COU01 |  | Solar PV |  | S_VACA | North Carolina | 37 | Richmond | 153 | 37153 | 4.9 | 0 | 2018 | 9999 |  |  | N | Solar | [13 empty] | 0 | 0 | 0 | 0 | [11 empty] | Radian Generation | 100 | Radian Generation | 100 | Non-regulated
Church Road Solar LLC | 62168_G_CHU01 | 62168 | G | CHU01 |  | Solar PV |  | S_VACA | North Carolina | 37 | Harnett | 85 | 37085 | 5 | 0 | 2018 | 9999 |  |  | N | Solar | [13 empty] | 0 | 0 | 0 | 0 | [11 empty] | New Energy Solar Ltd | 100 | New Energy Solar Ltd | 100 | Non-regulated
Boring Solar LLC | 62169_G_BSPV2 | 62169 | G | BSPV2 |  | Solar PV |  | WECC_PNW | Oregon | 41 | Clackamas | 5 | 41005 | 2.2 | 0 | 2019 | 9999 |  |  | N | Solar | [13 empty] | 0 | 0 | 0 | 0 | [11 empty] | Boring Solar LLC | 100 | Oregon Solar Land Holdings LLC | 100 | Non-regulated
Ballston Solar LLC | 62170_G_BSPV1 | 62170 | G | BSPV1 |  | Solar PV |  | WECC_PNW | Oregon | 41 | Yamhill | 71 | 41071 | 2.2 | 0 | 2018 | 9999 |  |  | N | Solar | [13 empty] | 0 | 0 | 0 | 0 | [11 empty] | Ballston Solar LLC | 100 | Oregon Solar Land Holdings LLC | 100 | Non-regulated
Labish Solar LLC | 62171_G_LSPV2 | 62171 | G | LSPV2 |  | Solar PV |  | WECC_PNW | Oregon | 41 | Marion | 47 | 41047 | 2.2 | 0 | 2018 | 9999 |  |  | N | Solar | [13 empty] | 0 | 0 | 0 | 0 | [11 empty] | Labish Solar LLC | 100 | Labish Solar LLC | 100 | Non-regulated
Birch | 62172_G_BIR | 62172 | G | BIR |  | Onshore Wind |  | MIS_IA | Iowa | 19 | Taylor | 173 | 19173 | 1.8 | 0 | 2017 | 9999 |  |  | N | Wind | [13 empty] | 0 | 0 | 0 | 0 | [11 empty] | Birch Power Co | 100 | Birch Power Co | 100 | Non-regulated
SR Jonesborough | 62173_G_JONES | 62173 | G | JONES |  | Solar PV |  | S_C_TVA | Tennessee | 47 | Washington | 179 | 47179 | 4.4 | 0 | 2018 | 9999 |  |  | N | Solar | [13 empty] | 0 | 0 | 0 | 0 | [11 empty] | SR Jonesborough II LLC | 100 | Silicon Ranch Corp | 100 | Non-regulated
Diablo Energy Storage | 62175_G_DIBLO | 62175 | G | DIBLO |  | Energy Storage |  | WEC_CALN | California | 6 | Contra Costa | 13 | 06013 | 200 | 0 | 2022 | 9999 |  |  | N | Energy Storage | [13 empty] | 0 | 0 | 0 | 0 | [11 empty] | Diablo Energy Storage, LLC | 100 | Diablo Energy Storage, LLC | 100 | Non-regulated
Desert Harvest, LLC | 62177_G_DH001 | 62177 | G | DH001 |  | Solar PV |  | WECC_SCE | California | 6 | Riverside | 65 | 06065 | 80 | 0 | 2020 | 9999 |  |  | N | Solar | [13 empty] | 0 | 0 | 0 | 0 | [11 empty] | Desert Harvest, LLC | 100 | Desert Harvest, LLC | 100 | Non-regulated
Maverick Solar, LLC | 62178_G_MAV01 | 62178 | G | MAV01 |  | Solar PV |  | WECC_SCE | California | 6 | Riverside | 65 | 06065 | 125 | 0 | 2020 | 9999 |  |  | N | Solar | [13 empty] | 0 | 0 | 0 | 0 | [11 empty] | Maverick Solar, LLC | 100 | Maverick Solar, LLC | 100 | Non-regulated
Ashley Solar (SC) | 62179_G_21 | 62179 | G | 21 |  | Solar PV |  | S_VACA | South Carolina | 45 | Darlington | 31 | 45031 | 2 | 0 | 2023 | 9999 |  |  | N | Solar | [13 empty] | 0 | 0 | 0 | 0 | [11 empty] | Ashley Solar (SC) | 100 | Ashley Solar (SC) | 100 | Non-regulated
B & K Solar | 62181_G_23 | 62181 | G | 23 |  | Solar PV |  | S_VACA | South Carolina | 45 | Darlington | 31 | 45031 | 63 | 0 | 2026 | 9999 |  |  | N | Solar | [13 empty] | 0 | 0 | 0 | 0 | [11 empty] | B & K Solar | 100 | B & K Solar | 100 | Non-regulated
Big Fork Solar | 62184_G_26 | 62184 | G | 26 |  | Solar PV |  | S_VACA | South Carolina | 45 | Barnwell | 11 | 45011 | 74.9 | 0 | 2026 | 9999 |  |  | N | Solar | [13 empty] | 0 | 0 | 0 | 0 | [11 empty] | Big Fork Solar | 100 | Big Fork Solar | 100 | Non-regulated
Birch Solar | 62185_G_27 | 62185 | G | 27 |  | Solar PV |  | S_VACA | South Carolina | 45 | Darlington | 31 | 45031 | 2 | 0 | 2023 | 9999 |  |  | N | Solar | [13 empty] | 0 | 0 | 0 | 0 | [11 empty] | Birch Solar | 100 | Birch Solar | 100 | Non-regulated
Chapman Solar | 62186_G_28 | 62186 | G | 28 |  | Solar PV |  | S_VACA | South Carolina | 45 | Darlington | 31 | 45031 | 2 | 0 | 2026 | 9999 |  |  | N | Solar | [13 empty] | 0 | 0 | 0 | 0 | [11 empty] | Chapman Solar | 100 | Chapman Solar | 100 | Non-regulated
Clark Solar | 62187_G_29 | 62187 | G | 29 |  | Solar PV |  | S_VACA | South Carolina | 45 | Dillon | 33 | 45033 | 2 | 0 | 2026 | 9999 |  |  | N | Solar | [13 empty] | 0 | 0 | 0 | 0 | [11 empty] | Clark Solar | 100 | Clark Solar | 100 | Non-regulated
Colleton Solar | 62188_G_30 | 62188 | G | 30 |  | Solar PV |  | S_VACA | South Carolina | 45 | Colleton | 29 | 45029 | 75 | 0 | 2026 | 9999 |  |  | N | Solar | [13 empty] | 0 | 0 | 0 | 0 | [11 empty] | Colleton Solar | 100 | Colleton Solar | 100 | Non-regulated
Collins Farm Solar | 62189_G_31 | 62189 | G | 31 |  | Solar PV |  | S_VACA | South Carolina | 45 | Bamberg | 9 | 45009 | 5.4 | 0 | 2026 | 9999 |  |  | N | Solar | [13 empty] | 0 | 0 | 0 | 0 | [11 empty] | Collins Farm Solar | 100 | Collins Farm Solar | 100 | Non-regulated
Crossroads Solar | 62190_G_32 | 62190 | G | 32 |  | Solar PV |  | S_VACA | South Carolina | 45 | Barnwell | 11 | 45011 | 67.7 | 0 | 2026 | 9999 |  |  | N | Solar | [13 empty] | 0 | 0 | 0 | 0 | [11 empty] | Crossroads Solar | 100 | Crossroads Solar | 100 | Non-regulated
CNMEC Solar Energy Center | 62191_G_CNMEC | 62191 | G | CNMEC |  | Solar PV |  | WECC_NM | New Mexico | 35 | Torrance | 57 | 35057 | 2 | 0 | 2018 | 9999 |  |  | N | Solar | [13 empty] | 0 | 0 | 0 | 0 | [11 empty] | New Mexico Renewable Development LLC | 100 | New Mexico Renewable Development LLC | 100 | Non-regulated
Blue Water Energy Center | 62192_G_11 | 62192 | G | 11 |  | Combined Cycle |  | MIS_LMI | Michigan | 26 | St Clair | 147 | 26147 | 359 | 7050 | 2022 | 9999 |  |  | N | Natural Gas |  |  |  | DLNB | SCR | [8 empty] | 0.011 | 0.011 | 0.011 | 0.011 | [11 empty] | DTE Energy Co | 100 | DTE Energy Co | 100 | Regulated
Blue Water Energy Center | 62192_G_12 | 62192 | G | 12 |  | Combined Cycle |  | MIS_LMI | Michigan | 26 | St Clair | 147 | 26147 | 359 | 7050 | 2022 | 9999 |  |  | N | Natural Gas |  |  |  | DLNB | SCR | [8 empty] | 0.011 | 0.011 | 0.011 | 0.011 | [11 empty] | DTE Energy Co | 100 | DTE Energy Co | 100 | Regulated
Blue Water Energy Center | 62192_G_1S | 62192 | G | 1S |  | Combined Cycle |  | MIS_LMI | Michigan | 26 | St Clair | 147 | 26147 | 428 | 7050 | 2022 | 9999 | other |  | N | Natural Gas |  |  |  |  | SCR | [8 empty] | 0.011 | 0.011 | 0.011 | 0.011 | [11 empty] | DTE Energy Co | 100 | DTE Energy Co | 100 | Regulated
Winegar CSG | 62193_G_SO377 | 62193 | G | SO377 |  | Solar PV |  | MIS_MNWI | Minnesota | 27 | Waseca | 161 | 27161 | 1 | 0 | 2018 | 9999 |  |  | N | Solar | [13 empty] | 0 | 0 | 0 | 0 | [11 empty] | Terraform Power Inc | 100 | Brookfield Asset Management Inc | 100 | Non-regulated
Bolduan CSG | 62194_G_SO360 | 62194 | G | SO360 |  | Solar PV |  | MIS_MNWI | Minnesota | 27 | Waseca | 161 | 27161 | 1 | 0 | 2018 | 9999 |  |  | N | Solar | [13 empty] | 0 | 0 | 0 | 0 | [11 empty] | Terraform Power Inc | 100 | Brookfield Asset Management Inc | 100 | Non-regulated
Guse CSG | 62195_G_SO371 | 62195 | G | SO371 |  | Solar PV |  | MIS_MNWI | Minnesota | 27 | Waseca | 161 | 27161 | 1 | 0 | 2018 | 9999 |  |  | N | Solar | [13 empty] | 0 | 0 | 0 | 0 | [11 empty] | Terraform Power Inc | 100 | Brookfield Asset Management Inc | 100 | Non-regulated
Hadley 2 Solar, LLC CSG | 62196_G_2368 | 62196 | G | 2368 |  | Solar PV |  | NENGREST | Massachusetts | 25 | Hampshire | 15 | 25015 | 1.9 | 0 | 2016 | 9999 |  |  | N | Solar | [13 empty] | 0 | 0 | 0 | 0 | [11 empty] | Hadley 2 Solar LLC | 100 | Nexamp | 100 | Non-regulated
East Bridgewater Solar | 62197_G_EBRID | 62197 | G | EBRID |  | Solar PV |  | NENGREST | Massachusetts | 25 | Plymouth | 23 | 25023 | 2.3 | 0 | 2017 | 9999 |  |  | N | Solar | [13 empty] | 0 | 0 | 0 | 0 | [11 empty] | Solten East Bridgewater 6000 LLC | 100 | Solten East Bridgewater 6000 LLC | 100 | Non-regulated
Griffin Road Solar, LLC CSG | 62198_G_2639 | 62198 | G | 2639 |  | Solar PV |  | NENGREST | Massachusetts | 25 | Worcester | 27 | 25027 | 2 | 0 | 2018 | 9999 |  |  | N | Solar | [13 empty] | 0 | 0 | 0 | 0 | [11 empty] | Griffin Road Solar LLC | 100 | Griffin Road Solar LLC | 100 | Non-regulated
Ashby Solar, LLC CSG | 62199_G_4472 | 62199 | G | 4472 |  | Solar PV |  | NENGREST | Massachusetts | 25 | Worcester | 27 | 25027 | 1.8 | 0 | 2018 | 9999 |  |  | N | Solar | [13 empty] | 0 | 0 | 0 | 0 | [11 empty] | Ashby Solar LLC | 100 | Ashby Solar LLC | 100 | Non-regulated
South Fork Tolt | 622_G_1 | 622 | G | 1 |  | Hydro |  | WECC_PNW | Washington | 53 | King | 33 | 53033 | 16.8 | 0 | 1995 | 9999 |  |  | N | Hydro | [13 empty] | 0 | 0 | 0 | 0 | [11 empty] | Seattle City Light | 100 | Seattle City Light | 100 | Regulated
Durant | 6220_G_7 | 6220 | G | 7 |  | Combustion Turbine | IC Engine | MIS_IA | Iowa | 19 | Cedar | 31 | 19031 | 1.8 | 11593 | 1998 | 9999 |  |  | N | Distillate Fuel Oil | [12 empty] | 2.5 | 1.6498 | 1.6498 | 1.6498 | 1.6498 | [11 empty] | Durant IA (City of) | 100 | Durant IA (City of) | 100 | Regulated
Durant | 6220_G_8 | 6220 | G | 8 |  | Combustion Turbine | IC Engine | MIS_IA | Iowa | 19 | Cedar | 31 | 19031 | 2.6 | 13444 | 2011 | 9999 |  |  | N | Distillate Fuel Oil | [13 empty] | 1.6498 | 1.6498 | 1.6498 | 1.6498 | [11 empty] | Durant IA (City of) | 100 | Durant IA (City of) | 100 | Regulated
Hillcrest Solar | 62200_G_HILLC | 62200 | G | HILLC |  | Solar PV |  | PJM_West | Ohio | 39 | Brown | 15 | 39015 | 200 | 0 | 2021 | 9999 |  |  | N | Solar | [13 empty] | 0 | 0 | 0 | 0 | [11 empty] | Hillcrest Solar I, LLC | 100 | Hillcrest Solar I, LLC | 100 | Non-regulated
Dudley Solar CSG | 62201_G_02419 | 62201 | G | 02419 |  | Solar PV |  | NENGREST | Massachusetts | 25 | Worcester | 27 | 25027 | 1.9 | 0 | 2017 | 9999 |  |  | N | Solar | [13 empty] | 0 | 0 | 0 | 0 | [11 empty] | Dudley Solar LLC | 100 | Nexamp | 100 | Non-regulated
Williamsburg | 62202_G_WIL01 | 62202 | G | WIL01 |  | Solar PV |  | NENGREST | Massachusetts | 25 | Hampshire | 15 | 25015 | 4 | 0 | 2019 | 9999 |  |  | N | Solar | [13 empty] | 0 | 0 | 0 | 0 | [11 empty] | Williamsburg East Street Solar LLC | 100 | AES Corp (The) | 100 | Non-regulated
Monson Solar, LLC | 62203_G_2701 | 62203 | G | 2701 |  | Solar PV |  | NENGREST | Massachusetts | 25 | Hampden | 13 | 25013 | 2 | 0 | 2017 | 9999 |  |  | N | Solar | [13 empty] | 0 | 0 | 0 | 0 | [11 empty] | Monson Solar LLC | 100 | Nexamp | 100 | Non-regulated
Red Toad 5840 Buffalo Road, LLC | 62204_G_G5840 | 62204 | G | G5840 |  | Solar PV |  | S_VACA | North Carolina | 37 | Johnston | 101 | 37101 | 2 | 0 | 2018 | 9999 |  |  | N | Solar | [13 empty] | 0 | 0 | 0 | 0 | [11 empty] | Red Toad 5840 Buffalo Road LLC | 100 | Helios 1 LL LLC | 100 | Non-regulated
Nickelson Solar, LLC | 62205_G_GNICK | 62205 | G | GNICK |  | Solar PV |  | S_VACA | North Carolina | 37 | Duplin | 61 | 37061 | 5.3 | 0 | 2018 | 9999 |  |  | N | Solar | [13 empty] | 0 | 0 | 0 | 0 | [11 empty] | Nickelson Solar LLC | 100 | Cypress Creek Holdings LLC | 100 | Non-regulated
Hibiscus Solar Energy Center | 62206_G_1 | 62206 | G | 1 |  | Solar PV |  | FRCC | Florida | 12 | Palm Beach | 99 | 12099 | 74.5 | 0 | 2020 | 9999 |  |  | N | Solar | [13 empty] | 0 | 0 | 0 | 0 | [11 empty] | Florida Power & Light Co | 100 | NextEra Energy Inc | 100 | Regulated
Reloj del Sol Wind Farm | 62207_G_RELOJ | 62207 | G | RELOJ |  | Onshore Wind |  | ERC_REST | Texas | 48 | Zapata | 505 | 48505 | 209.4 | 0 | 2021 | 9999 |  |  | N | Wind | [13 empty] | 0 | 0 | 0 | 0 | [11 empty] | Reloj del Sol Wind Farm LLC | 100 | Reloj del Sol Wind Farm LLC | 100 | Non-regulated
NIST Solar | 62208_G_PV1 | 62208 | G | PV1 |  | Solar PV |  | PJM_SMAC | Maryland | 24 | Montgomery | 31 | 24031 | 4 | 0 | 2018 | 9999 |  |  | N | Solar | [13 empty] | 0 | 0 | 0 | 0 | [11 empty] | Constellation NewEnergy Inc | 100 | Exelon Corp | 100 | Non-regulated
Randolph CSG PV1-5 | 62209_G_RAND1 | 62209 | G | RAND1 |  | Solar PV |  | MIS_MNWI | Minnesota | 27 | Dakota | 37 | 27037 | 1 | 0 | 2019 | 9999 |  |  | N | Solar | [13 empty] | 0 | 0 | 0 | 0 | [11 empty] | Randolph CSG 1 LLC | 100 | Ecoplexus Inc | 100 | Non-regulated
Randolph CSG PV1-5 | 62209_G_RAND2 | 62209 | G | RAND2 |  | Solar PV |  | MIS_MNWI | Minnesota | 27 | Dakota | 37 | 27037 | 1 | 0 | 2019 | 9999 |  |  | N | Solar | [13 empty] | 0 | 0 | 0 | 0 | [11 empty] | Randolph CSG 1 LLC | 100 | Ecoplexus Inc | 100 | Non-regulated
Randolph CSG PV1-5 | 62209_G_RAND3 | 62209 | G | RAND3 |  | Solar PV |  | MIS_MNWI | Minnesota | 27 | Dakota | 37 | 27037 | 1 | 0 | 2019 | 9999 |  |  | N | Solar | [13 empty] | 0 | 0 | 0 | 0 | [11 empty] | Randolph CSG 1 LLC | 100 | Ecoplexus Inc | 100 | Non-regulated
Randolph CSG PV1-5 | 62209_G_RAND4 | 62209 | G | RAND4 |  | Solar PV |  | MIS_MNWI | Minnesota | 27 | Dakota | 37 | 27037 | 1 | 0 | 2019 | 9999 |  |  | N | Solar | [13 empty] | 0 | 0 | 0 | 0 | [11 empty] | Randolph CSG 1 LLC | 100 | Ecoplexus Inc | 100 | Non-regulated
Randolph CSG PV1-5 | 62209_G_RAND5 | 62209 | G | RAND5 |  | Solar PV |  | MIS_MNWI | Minnesota | 27 | Dakota | 37 | 27037 | 1 | 0 | 2019 | 9999 |  |  | N | Solar | [13 empty] | 0 | 0 | 0 | 0 | [11 empty] | Randolph CSG 1 LLC | 100 | Ecoplexus Inc | 100 | Non-regulated
Felton CSG PV1-5 | 62210_G_FELT1 | 62210 | G | FELT1 |  | Solar PV |  | MIS_MNWI | Minnesota | 27 | Dakota | 37 | 27037 | 1 | 0 | 2019 | 9999 |  |  | N | Solar | [13 empty] | 0 | 0 | 0 | 0 | [11 empty] | Felton Farms CSG 1 LLC | 100 | Ecoplexus Inc | 100 | Non-regulated
Felton CSG PV1-5 | 62210_G_FELT2 | 62210 | G | FELT2 |  | Solar PV |  | MIS_MNWI | Minnesota | 27 | Dakota | 37 | 27037 | 1 | 0 | 2019 | 9999 |  |  | N | Solar | [13 empty] | 0 | 0 | 0 | 0 | [11 empty] | Felton Farms CSG 1 LLC | 100 | Ecoplexus Inc | 100 | Non-regulated
Felton CSG PV1-5 | 62210_G_FELT3 | 62210 | G | FELT3 |  | Solar PV |  | MIS_MNWI | Minnesota | 27 | Dakota | 37 | 27037 | 1 | 0 | 2019 | 9999 |  |  | N | Solar | [13 empty] | 0 | 0 | 0 | 0 | [11 empty] | Felton Farms CSG 1 LLC | 100 | Ecoplexus Inc | 100 | Non-regulated
Felton CSG PV1-5 | 62210_G_FELT4 | 62210 | G | FELT4 |  | Solar PV |  | MIS_MNWI | Minnesota | 27 | Dakota | 37 | 27037 | 1 | 0 | 2019 | 9999 |  |  | N | Solar | [13 empty] | 0 | 0 | 0 | 0 | [11 empty] | Felton Farms CSG 1 LLC | 100 | Ecoplexus Inc | 100 | Non-regulated
Felton CSG PV1-5 | 62210_G_FELT5 | 62210 | G | FELT5 |  | Solar PV |  | MIS_MNWI | Minnesota | 27 | Dakota | 37 | 27037 | 1 | 0 | 2019 | 9999 |  |  | N | Solar | [13 empty] | 0 | 0 | 0 | 0 | [11 empty] | Felton Farms CSG 1 LLC | 100 | Ecoplexus Inc | 100 | Non-regulated
Denmark Solar | 62211_G_35 | 62211 | G | 35 |  | Solar PV |  | S_VACA | South Carolina | 45 | Bamberg | 9 | 45009 | 6 | 0 | 2020 | 9999 |  |  | N | Solar | [13 empty] | 0 | 0 | 0 | 0 | [11 empty] | Dominion Energy Inc. | 100 | Dominion Energy Inc. | 100 | Non-regulated
Foreman Solar | 62215_G_39 | 62215 | G | 39 |  | Solar PV |  | S_VACA | South Carolina | 45 | Aiken | 3 | 45003 | 6.4 | 0 | 2026 | 9999 |  |  | N | Solar | [13 empty] | 0 | 0 | 0 | 0 | [11 empty] | Foreman Solar | 100 | Foreman Solar | 100 | Non-regulated
Gaines Solar | 62216_G_41 | 62216 | G | 41 |  | Solar PV |  | S_VACA | South Carolina | 45 | Lee | 61 | 45061 | 2 | 0 | 2020 | 9999 |  |  | N | Solar | [13 empty] | 0 | 0 | 0 | 0 | [11 empty] | Renewable Properties, LLC | 100 | Renewable Properties, LLC | 100 | Non-regulated
GEB Solar | 62217_G_40 | 62217 | G | 40 |  | Solar PV |  | S_VACA | South Carolina | 45 | Darlington | 31 | 45031 | 60 | 0 | 2026 | 9999 |  |  | N | Solar | [13 empty] | 0 | 0 | 0 | 0 | [11 empty] | GEB Solar | 100 | GEB Solar | 100 | Non-regulated
Ashburnham Energy Storage Project | 62219_G_AMLPB | 62219 | G | AMLPB |  | Energy Storage |  | NENGREST | Massachusetts | 25 | Worcester | 27 | 25027 | 3 | 0 | 2019 | 9999 |  |  | N | Energy Storage | [13 empty] | 0 | 0 | 0 | 0 | [11 empty] | Massachusetts Municipal Wholesale Electric Co | 100 | Massachusetts Municipal Wholesale Electric Co | 100 | Regulated
East Fork Wind Project, LLC | 62220_G_WTGS | 62220 | G | WTGS |  | Onshore Wind |  | SPP_N | Kansas | 20 | Thomas | 193 | 20193 | 195.8 | 0 | 2020 | 9999 |  |  | N | Wind | [13 empty] | 0 | 0 | 0 | 0 | [11 empty] | East Fork Wind Project LLC | 100 | ENGIE SA | 100 | Non-regulated
Culpepper Solar | 62221_G_33 | 62221 | G | 33 |  | Solar PV |  | S_VACA | South Carolina | 45 | Darlington | 31 | 45031 | 69.5 | 0 | 2026 | 9999 |  |  | N | Solar | [13 empty] | 0 | 0 | 0 | 0 | [11 empty] | Culpepper Solar | 100 | Culpepper Solar | 100 | Non-regulated
Warren Solar Farm LLC | 62223_G_10423 | 62223 | G | 10423 |  | Solar PV |  | S_VACA | North Carolina | 37 | Sampson | 163 | 37163 | 5 | 0 | 2019 | 9999 |  |  | N | Solar | [13 empty] | 0 | 0 | 0 | 0 | [11 empty] | Warren Solar Farm LLC | 100 | ESA Renewables LLC | 100 | Non-regulated
Oak Leaf Solar XXVII LLC | 62224_G_53971 | 62224 | G | 53971 |  | Solar PV |  | WECC_CO | Colorado | 8 | Weld | 123 | 08123 | 1.5 | 0 | 2018 | 9999 |  |  | N | Solar | [13 empty] | 0 | 0 | 0 | 0 | [11 empty] | Oak Leaf Solar XXVII LLC | 100 | Greenbacker Renewable Energy Corp | 100 | Non-regulated
Hunterdon Health System Solar Project | 62225_G_PV1 | 62225 | G | PV1 |  | Solar PV |  | PJM_EMAC | New Jersey | 34 | Hunterdon | 19 | 34019 | 1.5 | 0 | 2019 | 9999 |  |  | N | Solar | [13 empty] | 0 | 0 | 0 | 0 | [11 empty] | NJ Solar 1 LLC | 100 | ENGIE SA | 100 | Non-regulated
Westminster Renewables, LLC CSG | 62226_G_2479 | 62226 | G | 2479 |  | Solar PV |  | NENGREST | Massachusetts | 25 | Worcester | 27 | 25027 | 1.5 | 0 | 2018 | 9999 |  |  | N | Solar | [13 empty] | 0 | 0 | 0 | 0 | [11 empty] | Westminster Renewables LLC | 100 | Westminster Renewables LLC | 100 | Non-regulated
Seymour Hills Wind Project, LLC | 62227_G_WTGS | 62227 | G | WTGS |  | Onshore Wind |  | ERC_WEST | Texas | 48 | Baylor | 23 | 48023 | 30.2 | 0 | 2019 | 9999 |  |  | N | Wind | [13 empty] | 0 | 0 | 0 | 0 | [11 empty] | Seymour Hills Wind Project LLC | 100 | ENGIE SA | 100 | Non-regulated
Otis Elevator Company Solar | 62228_G_O1614 | 62228 | G | O1614 |  | Solar PV |  | S_VACA | South Carolina | 45 | Florence | 41 | 45041 | 1 | 0 | 2018 | 9999 |  |  | N | Solar | [13 empty] | 0 | 0 | 0 | 0 | [11 empty] | Otis Elevator Co | 100 | Otis Elevator Co | 100 | Non-regulated
Holliday Solar I | 62229_G_43 | 62229 | G | 43 |  | Solar PV |  | S_VACA | South Carolina | 45 | Horry | 51 | 45051 | 74 | 0 | 2026 | 9999 |  |  | N | Solar | [13 empty] | 0 | 0 | 0 | 0 | [11 empty] | Holliday Solar I | 100 | Holliday Solar I | 100 | Non-regulated
Empire Energy Center | 6223_G_3 | 6223 | G | 3 | 9179 | Combustion Turbine |  | SPP_N | Missouri | 29 | Jasper | 97 | 29097 | 40 | 12621 | 2003 | 9999 |  |  | N | Natural Gas, Distillate Fuel Oil |  |  |  | H2O | [8 empty] | 2.3 | 0.08526 | 0.08526 | 0.08526 | 0.08526 | [11 empty] | Empire District Electric Co (The) | 100 | Algonquin Power & Utilities Corp | 100 | Regulated
Empire Energy Center | 6223_G_4 | 6223 | G | 4 | 9181 | Combustion Turbine |  | SPP_N | Missouri | 29 | Jasper | 97 | 29097 | 40 | 12621 | 2003 | 9999 |  |  | N | Natural Gas, Distillate Fuel Oil |  |  |  | H2O | [8 empty] | 2.3 | 0.08656 | 0.08656 | 0.08656 | 0.08656 | [11 empty] | Empire District Electric Co (The) | 100 | Algonquin Power & Utilities Corp | 100 | Regulated
Jefferson Solar | 62233_G_47 | 62233 | G | 47 |  | Solar PV |  | S_VACA | South Carolina | 45 | Darlington | 31 | 45031 | 8.2 | 0 | 2022 | 9999 |  |  | N | Solar | [13 empty] | 0 | 0 | 0 | 0 | [11 empty] | Jefferson Solar | 100 | Jefferson Solar | 100 | Non-regulated
Juniper Solar | 62234_G_48 | 62234 | G | 48 |  | Solar PV |  | S_VACA | South Carolina | 45 | Chesterfield | 25 | 45025 | 65.5 | 0 | 2026 | 9999 |  |  | N | Solar | [13 empty] | 0 | 0 | 0 | 0 | [11 empty] | Juniper Solar | 100 | Juniper Solar | 100 | Non-regulated
Lone Star Solar | 62235_G_49 | 62235 | G | 49 |  | Solar PV |  | S_VACA | South Carolina | 45 | Calhoun | 17 | 45017 | 66 | 0 | 2023 | 9999 |  |  | N | Solar | [13 empty] | 0 | 0 | 0 | 0 | [11 empty] | Lone Star Solar | 100 | Lone Star Solar | 100 | Non-regulated
Lone Star Solar | 62235_G_50 | 62235 | G | 50 |  | Energy Storage |  | S_VACA | South Carolina | 45 | Calhoun | 17 | 45017 | 66 | 0 | 2023 | 9999 |  |  | N | Energy Storage | [11 empty] | 0 |  | 0 | 0 | 0 | 0 | [11 empty] | Lone Star Solar | 100 | Lone Star Solar | 100 | Non-regulated
Luz Solar | 62236_G_50 | 62236 | G | 50 |  | Solar PV |  | S_VACA | South Carolina | 45 | Darlington | 31 | 45031 | 2 | 0 | 2026 | 9999 |  |  | N | Solar | [13 empty] | 0 | 0 | 0 | 0 | [11 empty] | Luz Solar | 100 | Luz Solar | 100 | Non-regulated
Marshall Solar | 62238_G_52 | 62238 | G | 52 |  | Solar PV |  | S_VACA | South Carolina | 45 | Darlington | 31 | 45031 | 2 | 0 | 2022 | 9999 |  |  | N | Solar | [13 empty] | 0 | 0 | 0 | 0 | [11 empty] | Marshall Solar | 100 | Marshall Solar | 100 | Non-regulated
Oak Leaf Solar XXX LLC (CSG) | 62239_G_53963 | 62239 | G | 53963 |  | Solar PV |  | WECC_CO | Colorado | 8 | Alamosa | 3 | 08003 | 1.5 | 0 | 2018 | 9999 |  |  | N | Solar | [13 empty] | 0 | 0 | 0 | 0 | [11 empty] | Oak Leaf Solar XXX LLC | 100 | Greenbacker Renewable Energy Corp | 100 | Non-regulated
Burgaw Solar, LLC | 62240_G_1072 | 62240 | G | 1072 |  | Solar PV |  | S_VACA | North Carolina | 37 | Pender | 141 | 37141 | 5 | 0 | 2019 | 9999 |  |  | N | Solar | [13 empty] | 0 | 0 | 0 | 0 | [11 empty] | Burgaw Solar LLC | 100 | Greengo Energy US Inc | 100 | Non-regulated
NorWest Energy 9 LLC | 62241_G_NWE9 | 62241 | G | NWE9 |  | Solar PV |  | WECC_PNW | Oregon | 41 | Umatilla | 59 | 41059 | 6 | 0 | 2018 | 9999 |  |  | N | Solar | [13 empty] | 0 | 0 | 0 | 0 | [11 empty] | NorWest Energy 9 LLC | 100 | Cypress Creek Holdings LLC | 100 | Non-regulated
County of San Diego SBRC | 62242_G_SBRC | 62242 | G | SBRC |  | Solar PV |  | WEC_SDGE | California | 6 | San Diego | 73 | 06073 | 1.3 | 0 | 2018 | 9999 |  |  | N | Solar | [13 empty] | 0 | 0 | 0 | 0 | [11 empty] | Solar Star California LXIII LLC | 100 | SunPower Corp | 100 | Non-regulated
Oak Leaf Solar XXI (CSG) | 62243_G_53964 | 62243 | G | 53964 |  | Solar PV |  | WECC_CO | Colorado | 8 | Arapahoe | 5 | 08005 | 1.5 | 0 | 2018 | 9999 |  |  | N | Solar | [13 empty] | 0 | 0 | 0 | 0 | [11 empty] | Oak Leaf Solar XXI LLC | 100 | Greenbacker Renewable Energy Corp | 100 | Non-regulated
Oak Leaf Solar XXXI LLC (CSG) | 62244_G_53977 | 62244 | G | 53977 |  | Solar PV |  | WECC_CO | Colorado | 8 | Mesa | 77 | 08077 | 1.5 | 0 | 2018 | 9999 |  |  | N | Solar | [13 empty] | 0 | 0 | 0 | 0 | [11 empty] | Oak Leaf Solar XXXI LLC | 100 | Greenbacker Renewable Energy Corp | 100 | Non-regulated
Oak Leaf Solar XXV LLC (CSG) | 62245_G_53968 | 62245 | G | 53968 |  | Solar PV |  | WECC_CO | Colorado | 8 | Arapahoe | 5 | 08005 | 1.5 | 0 | 2018 | 9999 |  |  | N | Solar | [13 empty] | 0 | 0 | 0 | 0 | [11 empty] | Oak Leaf Solar XXV LLC | 100 | Greenbacker Renewable Energy Corp | 100 | Non-regulated
Target Woodland Solar Project | 62246_G_TWSP | 62246 | G | TWSP |  | Solar PV |  | WEC_CALN | California | 6 | Yolo | 113 | 06113 | 1.8 | 0 | 2018 | 9999 |  |  | N | Solar | [13 empty] | 0 | 0 | 0 | 0 | [11 empty] | Solar Star Woodlands ST CR LLC | 100 | TOTAL SA | 100 | Non-regulated
Prevailing Wind Park | 62247_G_PWPSD | 62247 | G | PWPSD |  | Onshore Wind |  | SPP_WAUE | South Dakota | 46 | Yankton | 135 | 46135 | 220 | 0 | 2020 | 9999 |  |  | N | Wind | [13 empty] | 0 | 0 | 0 | 0 | [11 empty] | Prevailing Wind Park LLC | 100 | AES Corp (The) | 100 | Non-regulated
Arrow Canyon Solar Hybrid | 62248_G_1 | 62248 | G | 1 |  | Solar PV |  | WECC_SNV | Nevada | 32 | Clark | 3 | 32003 | 200 | 0 | 2023 | 9999 |  |  | N | Solar | [13 empty] | 0 | 0 | 0 | 0 | [11 empty] | Arrow Canyon Solar LLC | 100 | Arrow Canyon Solar LLC | 100 | Non-regulated
Arrow Canyon Solar Hybrid | 62248_G_2 | 62248 | G | 2 |  | Energy Storage |  | WECC_SNV | Nevada | 32 | Clark | 3 | 32003 | 75 | 0 | 2023 | 9999 |  |  | N | Energy Storage | [13 empty] | 0 | 0 | 0 | 0 | [11 empty] | Arrow Canyon Solar LLC | 100 | Arrow Canyon Solar LLC | 100 | Non-regulated
Misae Solar | 62249_G_77777 | 62249 | G | 77777 |  | Solar PV |  | ERC_WEST | Texas | 48 | Childress | 75 | 48075 | 240 | 0 | 2020 | 9999 |  |  | N | Solar | [13 empty] | 0 | 0 | 0 | 0 | [11 empty] | Childress Solar Park LLC | 100 | Lae American Energy LLC | 100 | Non-regulated
Oak Leaf Solar XXXII (CSG) | 62251_G_53975 | 62251 | G | 53975 |  | Solar PV |  | WECC_CO | Colorado | 8 | Garfield | 45 | 08045 | 1.5 | 0 | 2019 | 9999 |  |  | N | Solar | [13 empty] | 0 | 0 | 0 | 0 | [11 empty] | Oak Leaf Solar XXXII LLC | 100 | Greenbacker Renewable Energy Corp | 100 | Non-regulated
Oak Leaf Solar XXII LLC (CSG) | 62252_G_53965 | 62252 | G | 53965 |  | Solar PV |  | WECC_CO | Colorado | 8 | Denver | 31 | 08031 | 1.5 | 0 | 2019 | 9999 |  |  | N | Solar | [13 empty] | 0 | 0 | 0 | 0 | [11 empty] | Oak Leaf Solar XXII LLC | 100 | Greenbacker Renewable Energy Corp | 100 | Non-regulated
Oak Leaf Solar XXIV LLC (CSG) | 62253_G_53967 | 62253 | G | 53967 |  | Solar PV |  | WECC_CO | Colorado | 8 | Arapahoe | 5 | 08005 | 1.5 | 0 | 2019 | 9999 |  |  | N | Solar | [13 empty] | 0 | 0 | 0 | 0 | [11 empty] | Oak Leaf Solar XXIV LLC | 100 | Greenbacker Renewable Energy Corp | 100 | Non-regulated
Oak Leaf Solar XXVI LLC | 62254_G_53970 | 62254 | G | 53970 |  | Solar PV |  | WECC_CO | Colorado | 8 | Denver | 31 | 08031 | 1.5 | 0 | 2019 | 9999 |  |  | N | Solar | [13 empty] | 0 | 0 | 0 | 0 | [11 empty] | Oak Leaf Solar XXVI LLC | 100 | Greenbacker Renewable Energy Corp | 100 | Non-regulated
Oak Leaf Solar XXVIII LLC (CSG) | 62255_G_53973 | 62255 | G | 53973 |  | Solar PV |  | WECC_CO | Colorado | 8 | Weld | 123 | 08123 | 1.5 | 0 | 2019 | 9999 |  |  | N | Solar | [13 empty] | 0 | 0 | 0 | 0 | [11 empty] | Oak Leaf Solar XXVIII LLC | 100 | Greenbacker Renewable Energy Corp | 100 | Non-regulated
Oak Leaf Solar XXIII LLC (CSG) | 62256_G_53966 | 62256 | G | 53966 |  | Solar PV |  | WECC_CO | Colorado | 8 | Adams | 1 | 08001 | 1.5 | 0 | 2019 | 9999 |  |  | N | Solar | [13 empty] | 0 | 0 | 0 | 0 | [11 empty] | Oak Leaf Solar XXIII LLC | 100 | Greenbacker Renewable Energy Corp | 100 | Non-regulated
Station 9 Energy Storage System | 62257_G_ESS1 | 62257 | G | ESS1 |  | Energy Storage |  | NENGREST | Massachusetts | 25 | Norfolk | 21 | 25021 | 2 | 0 | 2018 | 9999 |  |  | N | Energy Storage | [13 empty] | 0 | 0 | 0 | 0 | [11 empty] | Braintree MA (Town of) | 100 | Braintree MA (Town of) | 100 | Regulated
Mesteno | 62258_G_MES | 62258 | G | MES |  | Onshore Wind |  | ERC_REST | Texas | 48 | Starr | 427 | 48427 | 200 | 0 | 2019 | 9999 |  |  | N | Wind | [13 empty] | 0 | 0 | 0 | 0 | [11 empty] | Mesteno Windpower LLC | 100 | Duke Energy Corp | 100 | Non-regulated
Ranchero Wind Farm LLC | 62259_G_RAN | 62259 | G | RAN |  | Onshore Wind |  | ERC_WEST | Texas | 48 | Crockett | 105 | 48105 | 300 | 0 | 2019 | 9999 |  |  | N | Wind | [13 empty] | 0 | 0 | 0 | 0 | [11 empty] | Ranchero Wind Farm LLC | 100 | Quinbrook Infrastructure Partners | 100 | Non-regulated
Trout Creek Solar | 62260_G_44901 | 62260 | G | 44901 |  | Solar PV |  | WECC_CO | Colorado | 8 | Chaffee | 15 | 08015 | 2 | 0 | 2019 | 9999 |  |  | N | Solar | [13 empty] | 0 | 0 | 0 | 0 | [11 empty] | AEP OnSite Partners LLC | 100 | American Electric Power Co Inc | 100 | Non-regulated
Rolling Upland Wind Farm LLC | 62262_G_GEN1 | 62262 | G | GEN1 |  | Onshore Wind |  | NY_Z_C&E | New York | 36 | Madison | 53 | 36053 | 71.4 | 0 | 2028 | 9999 |  |  | N | Wind | [13 empty] | 0 | 0 | 0 | 0 | [11 empty] | Rolling Upland Wind Farm LLC | 100 | Rolling Upland Wind Farm LLC | 100 | Non-regulated
Saddle Mountain East Wind Farm | 62263_G_GEN1 | 62263 | G | GEN1 |  | Onshore Wind |  | WECC_PNW | Washington | 53 | Adams | 1 | 53001 | 126 | 0 | 2025 | 9999 |  |  | N | Wind | [13 empty] | 0 | 0 | 0 | 0 | [11 empty] | EDP Renewables North America LLC | 100 | EDP Renewables North America LLC | 100 | Non-regulated
Pittsfield 44 - M&W PV | 62264_G_LG400 | 62264 | G | LG400 |  | Solar PV |  | NENGREST | Massachusetts | 25 | Berkshire | 3 | 25003 | 1.2 | 0 | 2018 | 9999 |  |  | N | Solar | [13 empty] | 0 | 0 | 0 | 0 | [11 empty] | NSTAR Co d/b/a Eversource Energy | 100 | Eversource Energy | 100 | Regulated
Lee Site 31 Solar | 62265_G_LG370 | 62265 | G | LG370 |  | Solar PV |  | NENGREST | Massachusetts | 25 | Berkshire | 3 | 25003 | 1.9 | 0 | 2018 | 9999 |  |  | N | Solar | [13 empty] | 0 | 0 | 0 | 0 | [11 empty] | NSTAR Co d/b/a Eversource Energy | 100 | Eversource Energy | 100 | Regulated
Plymouth Solar | 62266_G_LG400 | 62266 | G | LG400 |  | Solar PV |  | NENGREST | Massachusetts | 25 | Plymouth | 23 | 25023 | 1.1 | 0 | 2018 | 9999 |  |  | N | Solar | [13 empty] | 0 | 0 | 0 | 0 | [11 empty] | NSTAR Co d/b/a Eversource Energy | 100 | Eversource Energy | 100 | Regulated
Held Solar Project | 62267_G_HELD | 62267 | G | HELD |  | Solar PV |  | MIS_MNWI | Minnesota | 27 | Stearns | 145 | 27145 | 5 | 0 | 2019 | 9999 |  |  | N | Solar | [13 empty] | 0 | 0 | 0 | 0 | [11 empty] | DG Minnesota CSG LLC | 100 | NextEra Energy Inc | 100 | Non-regulated
NorWest Energy 4, LLC | 62268_G_NWE4 | 62268 | G | NWE4 |  | Solar PV |  | WECC_PNW | Oregon | 41 | Klamath | 35 | 41035 | 5.6 | 0 | 2019 | 9999 |  |  | N | Solar | [13 empty] | 0 | 0 | 0 | 0 | [11 empty] | NorWest Energy 4 LLC | 100 | Cypress Creek Holdings LLC | 100 | Non-regulated
Stoneray Power Partners, LLC | 62269_G_STNRY | 62269 | G | STNRY |  | Onshore Wind |  | MIS_MNWI | Minnesota | 27 | Pipestone | 117 | 27117 | 100 | 0 | 2019 | 9999 |  |  | N | Wind | [13 empty] | 0 | 0 | 0 | 0 | [11 empty] | Stoneray Power Partners LLC | 100 | EDF Group | 100 | Non-regulated
Bly Solar Center | 62272_G_BLY | 62272 | G | BLY |  | Solar PV |  | WECC_PNW | Oregon | 41 | Klamath | 35 | 41035 | 8 | 0 | 2018 | 9999 |  |  | N | Solar | [13 empty] | 0 | 0 | 0 | 0 | [11 empty] | Bly Solar Center LLC | 100 | Heliosage Energy LLC | 100 | Non-regulated
Hecate Energy Columbia County Solar | 62273_G_HECC1 | 62273 | G | HECC1 |  | Solar PV |  | NY_Z_F | New York | 36 | Columbia | 21 | 36021 | 60 | 0 | 2024 | 9999 |  |  | N | Solar | [13 empty] | 0 | 0 | 0 | 0 | [11 empty] | Hecate Energy LLC | 100 | Hecate Energy LLC | 100 | Non-regulated
Liberty HS Solar Project | 62274_G_LHSSP | 62274 | G | LHSSP |  | Solar PV |  | WECC_SCE | California | 6 | Kern | 29 | 06029 | 1.2 | 0 | 2018 | 9999 |  |  | N | Solar | [13 empty] | 0 | 0 | 0 | 0 | [11 empty] | Kern High School District Solar 2 LLC | 100 | APG Asset Management US Inc | 100 | Non-regulated
Frontier HS Solar Project | 62275_G_FHSSP | 62275 | G | FHSSP |  | Solar PV |  | WECC_SCE | California | 6 | Kern | 29 | 06029 | 1.4 | 0 | 2018 | 9999 |  |  | N | Solar | [13 empty] | 0 | 0 | 0 | 0 | [11 empty] | Kern High School District Solar 2 LLC | 100 | APG Asset Management US Inc | 100 | Non-regulated
McClain Solar | 62278_G_56 | 62278 | G | 56 |  | Solar PV |  | S_VACA | South Carolina | 45 | Orangeburg | 75 | 45075 | 17.3 | 0 | 2026 | 9999 |  |  | N | Solar | [13 empty] | 0 | 0 | 0 | 0 | [11 empty] | McClain Solar | 100 | McClain Solar | 100 | Non-regulated
Melsam Solar | 62280_G_58 | 62280 | G | 58 |  | Solar PV |  | S_VACA | South Carolina | 45 | Dillon | 33 | 45033 | 60.5 | 0 | 2026 | 9999 |  |  | N | Solar | [13 empty] | 0 | 0 | 0 | 0 | [11 empty] | Melsam Solar | 100 | Melsam Solar | 100 | Non-regulated
Xebec 1 | 62286_G_W7188 | 62286 | G | W7188 |  | Solar PV |  | WEC_LADW | California | 6 | Los Angeles | 37 | 06037 | 1.9 | 0 | 2018 | 9999 |  |  | N | Solar | [13 empty] | 0 | 0 | 0 | 0 | [11 empty] | AES LA FIT Sun Valley LLC | 100 | AES Corp (The) | 100 | Non-regulated
Francisco St. Solar | 62287_G_W7190 | 62287 | G | W7190 |  | Solar PV |  | WEC_LADW | California | 6 | Los Angeles | 37 | 06037 | 1 | 0 | 2018 | 9999 |  |  | N | Solar | [13 empty] | 0 | 0 | 0 | 0 | [11 empty] | AES LA FIT Francisco LLC | 100 | AES Corp (The) | 100 | Non-regulated
Valentine Solar, LLC | 62288_G_VAL01 | 62288 | G | VAL01 |  | Solar PV |  | WECC_SCE | California | 6 | Kern | 29 | 06029 | 111.2 | 0 | 2019 | 9999 |  |  | N | Solar | [13 empty] | 0 | 0 | 0 | 0 | [11 empty] | Valentine Solar LLC | 100 | EDF Group | 100 | Non-regulated
Dearborn Energy Center | 62289_G_GTG-1 | 62289 | G | GTG-1 |  | Combined Cycle |  | MIS_LMI | Michigan | 26 | Wayne | 163 | 26163 | 11.2 | 6370 | 2019 | 9999 |  |  | Y | Natural Gas, Distillate Fuel Oil | [13 empty] | 0.011 | 0.011 | 0.011 | 0.011 | [11 empty] | DTE Electric Company | 100 | DTE Electric Company | 100 | Regulated
Dearborn Energy Center | 62289_G_GTG-2 | 62289 | G | GTG-2 |  | Combined Cycle |  | MIS_LMI | Michigan | 26 | Wayne | 163 | 26163 | 11.2 | 6370 | 2019 | 9999 |  |  | Y | Natural Gas, Distillate Fuel Oil | [13 empty] | 0.011 | 0.011 | 0.011 | 0.011 | [11 empty] | DTE Electric Company | 100 | DTE Electric Company | 100 | Regulated
Dearborn Energy Center | 62289_G_STG-1 | 62289 | G | STG-1 |  | Combined Cycle |  | MIS_LMI | Michigan | 26 | Wayne | 163 | 26163 | 4.5 | 6370 | 2019 | 9999 |  |  | Y | Natural Gas, Distillate Fuel Oil | [13 empty] | 0.011 | 0.011 | 0.011 | 0.011 | [11 empty] | DTE Electric Company | 100 | DTE Electric Company | 100 | Regulated
Mobile | 6229_G_1 | 6229 | G | 1 |  | Combustion Turbine | IC Engine | SPP_NEBR | Nebraska | 31 | York | 185 | 31185 | 1 | 13190 | 1980 | 9999 |  |  | N | Distillate Fuel Oil | [12 empty] | 2.5 | 1.6498 | 1.6498 | 1.6498 | 1.6498 | [11 empty] | Nebraska Public Power District | 100 | Nebraska Public Power District | 100 | Regulated
Mobile | 6229_G_2 | 6229 | G | 2 |  | Combustion Turbine | IC Engine | SPP_NEBR | Nebraska | 31 | York | 185 | 31185 | 1.6 | 13311 | 1996 | 9999 |  |  | N | Distillate Fuel Oil | [12 empty] | 2.5 | 1.6498 | 1.6498 | 1.6498 | 1.6498 | [11 empty] | Nebraska Public Power District | 100 | Nebraska Public Power District | 100 | Regulated
Mobile | 6229_G_500 | 6229 | G | 500 |  | Combustion Turbine | IC Engine | SPP_NEBR | Nebraska | 31 | York | 185 | 31185 | 0.5 | 13415 | 1994 | 9999 |  |  | N | Distillate Fuel Oil | [12 empty] | 2.5 | 1.6498 | 1.6498 | 1.6498 | 1.6498 | [11 empty] | Nebraska Public Power District | 100 | Nebraska Public Power District | 100 | Regulated
Polaris Wind Park | 62290_G_1 | 62290 | G | 1 |  | Onshore Wind |  | MIS_LMI | Michigan | 26 | Gratiot | 57 | 26057 | 168.6 | 0 | 2020 | 9999 |  |  | N | Wind | [13 empty] | 0 | 0 | 0 | 0 | [11 empty] | Polaris Wind Energy LLC | 100 | Invenergy LLC | 100 | Regulated
Palmer's Creek Wind Farm, LLC | 62291_G_PCWF | 62291 | G | PCWF |  | Onshore Wind |  | MIS_MNWI | Minnesota | 27 | Chippewa | 23 | 27023 | 44.6 | 0 | 2018 | 9999 |  |  | N | Wind | [13 empty] | 0 | 0 | 0 | 0 | [11 empty] | Palmers Creek Wind Farm LLC | 100 | Fagen Inc | 100 | Non-regulated
Pruger Solar II | 62293_G_64 | 62293 | G | 64 |  | Solar PV |  | S_VACA | South Carolina | 45 | Marion | 67 | 45067 | 2 | 0 | 2026 | 9999 |  |  | N | Solar | [13 empty] | 0 | 0 | 0 | 0 | [11 empty] | Pruger Solar II | 100 | Pruger Solar II | 100 | Non-regulated
Rollins Solar | 62295_G_67 | 62295 | G | 67 |  | Solar PV |  | S_VACA | South Carolina | 45 | Darlington | 31 | 45031 | 63 | 0 | 2026 | 9999 |  |  | N | Solar | [13 empty] | 0 | 0 | 0 | 0 | [11 empty] | Rollins Solar | 100 | Rollins Solar | 100 | Non-regulated
Ross Solar | 62296_G_68 | 62296 | G | 68 |  | Solar PV |  | S_VACA | South Carolina | 45 | Darlington | 31 | 45031 | 75 | 0 | 2026 | 9999 |  |  | N | Solar | [13 empty] | 0 | 0 | 0 | 0 | [11 empty] | Ross Solar | 100 | Ross Solar | 100 | Non-regulated
Quest Solar | 62299_G_66 | 62299 | G | 66 |  | Solar PV |  | S_VACA | South Carolina | 45 | Allendale | 5 | 45005 | 40 | 0 | 2026 | 9999 |  |  | N | Solar | [13 empty] | 0 | 0 | 0 | 0 | [11 empty] | Quest Solar | 100 | Quest Solar | 100 | Non-regulated
Richmond NMCA | 62301_G_RNM02 | 62301 | G | RNM02 |  | Solar PV |  | NENGREST | Rhode Island | 44 | Washington | 9 | 44009 | 4 | 0 | 2018 | 9999 |  |  | N | Solar | [13 empty] | 0 | 0 | 0 | 0 | [11 empty] | Richmond Solar Power 1 LLC | 100 | AES Corp (The) | 100 | Non-regulated
Founders Homestead Farms Solar | 62302_G_RFH01 | 62302 | G | RFH01 |  | Solar PV |  | NENGREST | Rhode Island | 44 | Newport | 5 | 44005 | 4.5 | 0 | 2019 | 9999 |  |  | N | Solar | [13 empty] | 0 | 0 | 0 | 0 | [11 empty] | Founders Homestead Farm Solar LLC | 100 | AES Corp (The) | 100 | Non-regulated
Mattas Farms | 62303_G_MF01 | 62303 | G | MF01 |  | Solar PV |  | NY_Z_F | New York | 36 | Montgomery | 57 | 36057 | 2 | 0 | 2018 | 9999 |  |  | N | Solar | [13 empty] | 0 | 0 | 0 | 0 | [11 empty] | NY RNM Project1A LLC | 100 | AES Corp (The) | 100 | Non-regulated
Woodleaf Solar Facility | 62304_G_PV1 | 62304 | G | PV1 |  | Solar PV |  | S_VACA | North Carolina | 37 | Rowan | 159 | 37159 | 6 | 0 | 2018 | 9999 |  |  | N | Solar | [13 empty] | 0 | 0 | 0 | 0 | [11 empty] | Duke Energy Carolinas | 100 | Duke Energy Corp | 100 | Regulated
Tipton Solar Park | 62305_G_STIP | 62305 | G | STIP |  | Solar PV |  | MIS_INKY | Indiana | 18 | Tipton | 159 | 18159 | 5.3 | 0 | 2019 | 9999 |  |  | N | Solar | [13 empty] | 0 | 0 | 0 | 0 | [11 empty] | Indiana Municipal Power Agency | 100 | Indiana Municipal Power Agency | 100 | Regulated
IFF Union Beach Project | 62306_G_IFFUB | 62306 | G | IFFUB |  | Solar PV |  | PJM_EMAC | New Jersey | 34 | Monmouth | 25 | 34025 | 5.5 | 0 | 2019 | 9999 |  |  | N | Solar | [13 empty] | 0 | 0 | 0 | 0 | [11 empty] | NJR Clean Energy Ventures Corp | 100 | New Jersey Resources Corp | 100 | Non-regulated
Shining Sun Solar | 62309_G_73 | 62309 | G | 73 |  | Solar PV |  | S_VACA | South Carolina | 45 | Orangeburg | 75 | 45075 | 74.4 | 0 | 2026 | 9999 |  |  | N | Solar | [13 empty] | 0 | 0 | 0 | 0 | [11 empty] | Shining Sun Solar | 100 | Shining Sun Solar | 100 | Non-regulated
Shorthorn Solar | 62310_G_74 | 62310 | G | 74 |  | Solar PV |  | S_VACA | South Carolina | 45 | Lee | 61 | 45061 | 60.5 | 0 | 2026 | 9999 |  |  | N | Solar | [13 empty] | 0 | 0 | 0 | 0 | [11 empty] | Shorthorn Solar | 100 | Shorthorn Solar | 100 | Non-regulated
Southard Solar | 62312_G_76 | 62312 | G | 76 |  | Solar PV |  | S_VACA | South Carolina | 45 | Colleton | 29 | 45029 | 6 | 0 | 2026 | 9999 |  |  | N | Solar | [13 empty] | 0 | 0 | 0 | 0 | [11 empty] | Southard Solar | 100 | Southard Solar | 100 | Non-regulated
Stamey Solar | 62313_G_77 | 62313 | G | 77 |  | Solar PV |  | S_VACA | South Carolina | 45 | Darlington | 31 | 45031 | 2 | 0 | 2026 | 9999 |  |  | N | Solar | [13 empty] | 0 | 0 | 0 | 0 | [11 empty] | Stamey Solar | 100 | Stamey Solar | 100 | Non-regulated
Tedder Solar | 62315_G_79 | 62315 | G | 79 |  | Solar PV |  | S_VACA | South Carolina | 45 | Darlington | 31 | 45031 | 2 | 0 | 2021 | 9999 |  |  | N | Solar | [13 empty] | 0 | 0 | 0 | 0 | [11 empty] | Tedder Solar | 100 | Tedder Solar | 100 | Non-regulated
Collard Holdings Solar | 62317_G_PV | 62317 | G | PV |  | Solar PV |  | S_VACA | North Carolina | 37 | Scotland | 165 | 37165 | 10 | 0 | 2028 | 9999 |  |  | N | Solar | [13 empty] | 0 | 0 | 0 | 0 | [11 empty] | Collard Holdings, LLC | 100 | Collard Holdings, LLC | 100 | Non-regulated
North Stonington Solar Center, LLC | 62318_G_PAWCA | 62318 | G | PAWCA |  | Solar PV |  | NENG_CT | Connecticut | 9 | New London | 11 | 09011 | 15 | 0 | 2022 | 9999 |  |  | N | Solar | [13 empty] | 0 | 0 | 0 | 0 | [11 empty] | Adapture Renewables, Inc. | 100 | Adapture Renewables, Inc. | 100 | Non-regulated
Antelope Expansion 1B | 62320_G_ANE1B | 62320 | G | ANE1B |  | Solar PV |  | WEC_LADW | California | 6 | Los Angeles | 37 | 06037 | 17 | 0 | 2022 | 9999 |  |  | N | Solar | [13 empty] | 0 | 0 | 0 | 0 | [11 empty] | AES Distributed Energy | 100 | AES Distributed Energy | 100 | Non-regulated
Cedar Falls Solar Farm | 62321_G_1 | 62321 | G | 1 |  | Solar PV |  | MIS_MIDA | Iowa | 19 | Black Hawk | 13 | 19013 | 1.5 | 0 | 2016 | 9999 |  |  | N | Solar | [13 empty] | 0 | 0 | 0 | 0 | [11 empty] | Cedar Falls Solar Farm LLC | 100 | Cedar Falls Solar Farm LLC | 100 | Non-regulated
Mechanicville Hydroelectric Station | 62322_G_MG8 | 62322 | G | MG8 |  | Hydro |  | NY_Z_F | New York | 36 | Saratoga | 91 | 36091 | 1.5 | 0 | 2011 | 9999 |  |  | N | Hydro | [13 empty] | 0 | 0 | 0 | 0 | [11 empty] | Niagara Mohawk Power Corp | 100 | National Grid Plc | 100 | Non-regulated
Mechanicville Hydroelectric Station | 62322_G_MG9 | 62322 | G | MG9 |  | Hydro |  | NY_Z_F | New York | 36 | Saratoga | 91 | 36091 | 1.5 | 0 | 2011 | 9999 |  |  | N | Hydro | [13 empty] | 0 | 0 | 0 | 0 | [11 empty] | Niagara Mohawk Power Corp | 100 | National Grid Plc | 100 | Non-regulated
Macy's MD Joppa Solar Project | 62323_G_MMDJ | 62323 | G | MMDJ |  | Solar PV |  | PJM_EMAC | Maryland | 24 | Harford | 25 | 24025 | 1.8 | 0 | 2016 | 9999 |  |  | N | Solar | [13 empty] | 0 | 0 | 0 | 0 | [11 empty] | Northstar Macys Maryland 2015 LLC | 100 | SunPower Corp | 100 | Non-regulated
Dynamic - Walpole | 62324_G_WAL01 | 62324 | G | WAL01 |  | Solar PV |  | NENGREST | Massachusetts | 25 | Norfolk | 21 | 25021 | 2 | 0 | 2017 | 9999 |  |  | N | Solar | [13 empty] | 0 | 0 | 0 | 0 | [11 empty] | AES Energy Solutions LLC | 100 | AES Corp (The) | 100 | Non-regulated
46 Meadowlands Parkway | 62325_G_1 | 62325 | G | 1 |  | Solar PV |  | PJM_EMAC | New Jersey | 34 | Hudson | 17 | 34017 | 1.5 | 0 | 2018 | 9999 |  |  | N | Solar | [13 empty] | 0 | 0 | 0 | 0 | [11 empty] | Hartz Solar LLC | 100 | Hartz Mountain Industries Inc | 100 | Non-regulated
77 Metro Way | 62326_G_1 | 62326 | G | 1 |  | Solar PV |  | PJM_EMAC | New Jersey | 34 | Hudson | 17 | 34017 | 1 | 0 | 2018 | 9999 |  |  | N | Solar | [13 empty] | 0 | 0 | 0 | 0 | [11 empty] | Hartz Solar LLC | 100 | Hartz Mountain Industries Inc | 100 | Non-regulated
Synergen Panorama, LLC CSG | 62327_G_SP | 62327 | G | SP |  | Solar PV |  | PJM_SMAC | Maryland | 24 | Prince Georges | 33 | 24033 | 5 | 0 | 2019 | 9999 |  |  | N | Solar | [13 empty] | 0 | 0 | 0 | 0 | [11 empty] | Synergen Panorama LLC | 100 | Synergen Panorama LLC | 100 | Non-regulated
Mill Pond Solar, LLC | 62328_G_MLLPD | 62328 | G | MLLPD |  | Solar PV |  | PJM_Dom | North Carolina | 37 | Martin | 117 | 37117 | 5 | 0 | 2019 | 9999 |  |  | N | Solar | [13 empty] | 0 | 0 | 0 | 0 | [11 empty] | Mill Pond Solar Farm LLC | 100 | Cypress Creek Holdings LLC | 100 | Non-regulated
Jamesville Road Solar, LLC | 62329_G_JMVLR | 62329 | G | JMVLR |  | Solar PV |  | PJM_Dom | North Carolina | 37 | Martin | 117 | 37117 | 5 | 0 | 2019 | 9999 |  |  | N | Solar | [13 empty] | 0 | 0 | 0 | 0 | [11 empty] | Jamesville Road Solar LLC | 100 | Greenbacker Renewable Energy Corp | 100 | Non-regulated
Camden Dam Solar, LLC | 62330_G_CMDND | 62330 | G | CMDND |  | Solar PV |  | PJM_Dom | North Carolina | 37 | Camden | 29 | 37029 | 5 | 0 | 2019 | 9999 |  |  | N | Solar | [13 empty] | 0 | 0 | 0 | 0 | [11 empty] | Camden Dam Solar LLC | 100 | Greenbacker Renewable Energy Corp | 100 | Non-regulated
Sol Phoenix | 62331_G_SOLPH | 62331 | G | SOLPH |  | Solar PV |  | PJM_SMAC | Maryland | 24 | Prince Georges | 33 | 24033 | 2.5 | 0 | 2020 | 9999 |  |  | N | Solar | [13 empty] | 0 | 0 | 0 | 0 | [11 empty] | Greenbacker Renewable Energy Co LLC | 100 | Greenbacker Renewable Energy Corp | 100 | Non-regulated
Blue Star | 62332_G_BLUES | 62332 | G | BLUES |  | Solar PV |  | PJM_EMAC | Maryland | 24 | Kent | 29 | 24029 | 7.5 | 0 | 2020 | 9999 |  |  | N | Solar | [13 empty] | 0 | 0 | 0 | 0 | [11 empty] | OneEnergy Blue Star Solar LLC | 100 | OneEnergy Inc | 100 | Non-regulated
Polk County Renewables, LLC | 62333_G_T-1 | 62333 | G | T-1 |  | Onshore Wind |  | SPP_NEBR | Nebraska | 31 | Polk | 143 | 31143 | 2.5 | 0 | 2018 | 9999 |  |  | N | Wind | [13 empty] | 0 | 0 | 0 | 0 | [11 empty] | Polk County Renewables LLC | 100 | Polk County Renewables LLC | 100 | Non-regulated
USS Centerfield Solar CSG | 62335_G_USCEN | 62335 | G | USCEN |  | Solar PV |  | MIS_MNWI | Minnesota | 27 | Rice | 131 | 27131 | 1 | 0 | 2019 | 9999 |  |  | N | Solar | [13 empty] | 0 | 0 | 0 | 0 | [11 empty] | USS Centerfield Solar LLC | 100 | US Solar DG Development LLC | 100 | Non-regulated
USS Webster Solar CSG | 62336_G_USWEB | 62336 | G | USWEB |  | Solar PV |  | MIS_MNWI | Minnesota | 27 | Rice | 131 | 27131 | 1 | 0 | 2019 | 9999 |  |  | N | Solar | [13 empty] | 0 | 0 | 0 | 0 | [11 empty] | USS Webster Solar CSG | 100 | US Solar DG Development LLC | 100 | Non-regulated
USS Lake Patterson Solar CSG | 62337_G_USLP | 62337 | G | USLP |  | Solar PV |  | MIS_MNWI | Minnesota | 27 | Carver | 19 | 27019 | 1 | 0 | 2019 | 9999 |  |  | N | Solar | [13 empty] | 0 | 0 | 0 | 0 | [11 empty] | USS Lake Patterson Solar CSG | 100 | US Solar DG Development LLC | 100 | Non-regulated
USS Kost Trail Solar CSG | 62339_G_USSKT | 62339 | G | USSKT |  | Solar PV |  | MIS_MNWI | Minnesota | 27 | Chisago | 25 | 27025 | 1 | 0 | 2019 | 9999 |  |  | N | Solar | [13 empty] | 0 | 0 | 0 | 0 | [11 empty] | USS Kost Trail Solar CSG | 100 | US Solar DG Development LLC | 100 | Non-regulated
Aulander Holloman Solar, LLC | 62340_G_HOLLO | 62340 | G | HOLLO |  | Solar PV |  | PJM_Dom | North Carolina | 37 | Hertford | 91 | 37091 | 99.9 | 0 | 2018 | 9999 |  |  | N | Solar | [13 empty] | 0 | 0 | 0 | 0 | [11 empty] | Aulander Holloman Solar LLC | 100 | SunEnergy 1 LLC | 100 | Non-regulated
Washington Solar (SC) | 62342_G_87 | 62342 | G | 87 |  | Solar PV |  | S_VACA | South Carolina | 45 | Marion | 67 | 45067 | 2 | 0 | 2023 | 9999 |  |  | N | Solar | [13 empty] | 0 | 0 | 0 | 0 | [11 empty] | Washington Solar (SC) | 100 | Washington Solar (SC) | 100 | Non-regulated
Washington Solar II (SC) | 62344_G_88 | 62344 | G | 88 |  | Solar PV |  | S_VACA | South Carolina | 45 | Marion | 67 | 45067 | 2 | 0 | 2023 | 9999 |  |  | N | Solar | [13 empty] | 0 | 0 | 0 | 0 | [11 empty] | Washington Solar II (SC) | 100 | Washington Solar II (SC) | 100 | Non-regulated
Trask East Solar | 62346_G_83 | 62346 | G | 83 |  | Solar PV |  | S_VACA | South Carolina | 45 | Beaufort | 13 | 45013 | 12 | 0 | 2020 | 9999 |  |  | N | Solar | [13 empty] | 0 | 0 | 0 | 0 | [11 empty] | Dominion Energy Inc. | 100 | Dominion Energy Inc. | 100 | Non-regulated
Weaver Solar | 62347_G_90 | 62347 | G | 90 |  | Solar PV |  | S_VACA | South Carolina | 45 | Lee | 61 | 45061 | 2 | 0 | 2021 | 9999 |  |  | N | Solar | [13 empty] | 0 | 0 | 0 | 0 | [11 empty] | Weaver Solar | 100 | Weaver Solar | 100 | Non-regulated
Thomas Solar | 62352_G_81 | 62352 | G | 81 |  | Solar PV |  | S_VACA | South Carolina | 45 | Lee | 61 | 45061 | 2 | 0 | 2026 | 9999 |  |  | N | Solar | [13 empty] | 0 | 0 | 0 | 0 | [11 empty] | Thomas Solar | 100 | Thomas Solar | 100 | Non-regulated
Yemassee Solar | 62353_G_93 | 62353 | G | 93 |  | Solar PV |  | S_VACA | South Carolina | 45 | Beaufort | 13 | 45013 | 10 | 0 | 2020 | 9999 |  |  | N | Solar | [13 empty] | 0 | 0 | 0 | 0 | [11 empty] | Dominion Energy Inc. | 100 | Dominion Energy Inc. | 100 | Non-regulated
Lockett Windfarm | 62356_G_LOC | 62356 | G | LOC |  | Onshore Wind |  | ERC_WEST | Texas | 48 | Wilbarger | 487 | 48487 | 183.8 | 0 | 2019 | 9999 |  |  | N | Wind | [13 empty] | 0 | 0 | 0 | 0 | [11 empty] | Lockett Wind Farm LLC | 100 | Orsted | 100 | Non-regulated
Gloversville Landfill Solar | 62357_G_08158 | 62357 | G | 08158 |  | Solar PV |  | NY_Z_F | New York | 36 | Fulton | 35 | 36035 | 5 | 0 | 2021 | 9999 |  |  | N | Solar | [13 empty] | 0 | 0 | 0 | 0 | [11 empty] | Gloversville Community Solar LLC | 100 | Gloversville Community Solar LLC | 100 | Non-regulated
USS King 2 CSG | 62358_G_USK12 | 62358 | G | USK12 |  | Solar PV |  | MIS_MNWI | Minnesota | 27 | Carver | 19 | 27019 | 1 | 0 | 2019 | 9999 |  |  | N | Solar | [13 empty] | 0 | 0 | 0 | 0 | [11 empty] | USS King 2 CSG | 100 | US Solar DG Development LLC | 100 | Non-regulated
USS Eggo Solar CSG | 62359_G_USEGG | 62359 | G | USEGG |  | Solar PV |  | MIS_MNWI | Minnesota | 27 | Carver | 19 | 27019 | 1 | 0 | 2019 | 9999 |  |  | N | Solar | [13 empty] | 0 | 0 | 0 | 0 | [11 empty] | USS Eggo Solar CSG | 100 | US Solar DG Development LLC | 100 | Non-regulated
USS DVL Solar CSG | 62360_G_USDVL | 62360 | G | USDVL |  | Solar PV |  | MIS_MNWI | Minnesota | 27 | Carver | 19 | 27019 | 1 | 0 | 2019 | 9999 |  |  | N | Solar | [13 empty] | 0 | 0 | 0 | 0 | [11 empty] | USS DVL Solar CSG | 100 | US Solar DG Development LLC | 100 | Non-regulated
Barre Solar III LLC | 62363_G_BSPV | 62363 | G | BSPV |  | Solar PV |  | NENGREST | Massachusetts | 25 | Worcester | 27 | 25027 | 1 | 0 | 2018 | 9999 |  |  | N | Solar | [13 empty] | 0 | 0 | 0 | 0 | [11 empty] | Barre Solar III LLC | 100 | Barre Solar III LLC | 100 | Non-regulated
Nobles 2 Wind Project | 62364_G_WT1 | 62364 | G | WT1 |  | Onshore Wind |  | MIS_MNWI | Minnesota | 27 | Nobles | 105 | 27105 | 250 | 0 | 2020 | 9999 |  |  | N | Wind | [13 empty] | 0 | 0 | 0 | 0 | [11 empty] | Nobles 2 Power Partners LLC | 100 | Tenaska Inc | 100 | Non-regulated
Wright Kirby 1-5 CSG | 62365_G_WK1 | 62365 | G | WK1 |  | Solar PV |  | MIS_MNWI | Minnesota | 27 | Wright | 171 | 27171 | 1 | 0 | 2019 | 9999 |  |  | N | Solar | [13 empty] | 0 | 0 | 0 | 0 | [11 empty] | Wright Kirby Commmunty Solar | 100 | Wright Kirby Commmunty Solar | 100 | Non-regulated
Wright Kirby 1-5 CSG | 62365_G_WK2 | 62365 | G | WK2 |  | Solar PV |  | MIS_MNWI | Minnesota | 27 | Wright | 171 | 27171 | 1 | 0 | 2019 | 9999 |  |  | N | Solar | [13 empty] | 0 | 0 | 0 | 0 | [11 empty] | Wright Kirby Commmunty Solar | 100 | Wright Kirby Commmunty Solar | 100 | Non-regulated
Wright Kirby 1-5 CSG | 62365_G_WK3 | 62365 | G | WK3 |  | Solar PV |  | MIS_MNWI | Minnesota | 27 | Wright | 171 | 27171 | 1 | 0 | 2019 | 9999 |  |  | N | Solar | [13 empty] | 0 | 0 | 0 | 0 | [11 empty] | Wright Kirby Commmunty Solar | 100 | Wright Kirby Commmunty Solar | 100 | Non-regulated
Wright Kirby 1-5 CSG | 62365_G_WK4 | 62365 | G | WK4 |  | Solar PV |  | MIS_MNWI | Minnesota | 27 | Wright | 171 | 27171 | 1 | 0 | 2019 | 9999 |  |  | N | Solar | [13 empty] | 0 | 0 | 0 | 0 | [11 empty] | Wright Kirby Commmunty Solar | 100 | Wright Kirby Commmunty Solar | 100 | Non-regulated
Wright Kirby 1-5 CSG | 62365_G_WK5 | 62365 | G | WK5 |  | Solar PV |  | MIS_MNWI | Minnesota | 27 | Wright | 171 | 27171 | 1 | 0 | 2019 | 9999 |  |  | N | Solar | [13 empty] | 0 | 0 | 0 | 0 | [11 empty] | Wright Kirby Commmunty Solar | 100 | Wright Kirby Commmunty Solar | 100 | Non-regulated
SR Arlington II | 62367_G_ARLII | 62367 | G | ARLII |  | Solar PV |  | S_SOU | Georgia | 13 | Early | 99 | 13099 | 102.5 | 0 | 2019 | 9999 |  |  | N | Solar | [13 empty] | 0 | 0 | 0 | 0 | [11 empty] | SR Arlington II LLC | 100 | Silicon Ranch Corp | 100 | Non-regulated
BWC Origination 18 | 62368_G_62591 | 62368 | G | 62591 |  | Solar PV |  | NENGREST | Massachusetts | 25 | Plymouth | 23 | 25023 | 4.8 | 0 | 2018 | 9999 |  |  | N | Solar | [13 empty] | 0 | 0 | 0 | 0 | [11 empty] | BWC Origination 18 LLC | 100 | Bluewave Capital LLC | 100 | Non-regulated
BWC Gibbs Brook | 62369_G_62595 | 62369 | G | 62595 |  | Solar PV |  | NENGREST | Massachusetts | 25 | Plymouth | 23 | 25023 | 4 | 0 | 2018 | 9999 |  |  | N | Solar | [13 empty] | 0 | 0 | 0 | 0 | [11 empty] | BWC Gibbs Brook LLC | 100 | Bluewave Capital LLC | 100 | Non-regulated
BWC Wareham River | 62370_G_62593 | 62370 | G | 62593 |  | Solar PV |  | NENGREST | Massachusetts | 25 | Plymouth | 23 | 25023 | 1 | 0 | 2018 | 9999 |  |  | N | Solar | [13 empty] | 0 | 0 | 0 | 0 | [11 empty] | BWC Wareham River LLC | 100 | Bluewave Capital LLC | 100 | Non-regulated
BWC Harlow Brook | 62371_G_62592 | 62371 | G | 62592 |  | Solar PV |  | NENGREST | Massachusetts | 25 | Plymouth | 23 | 25023 | 1.5 | 0 | 2018 | 9999 |  |  | N | Solar | [13 empty] | 0 | 0 | 0 | 0 | [11 empty] | BWC Harlow Brook LLC | 100 | Bluewave Capital LLC | 100 | Non-regulated
BWC Pocasset River | 62372_G_62594 | 62372 | G | 62594 |  | Solar PV |  | NENGREST | Massachusetts | 25 | Plymouth | 23 | 25023 | 1.5 | 0 | 2018 | 9999 |  |  | N | Solar | [13 empty] | 0 | 0 | 0 | 0 | [11 empty] | BWC Pocasset River LLC | 100 | Bluewave Capital LLC | 100 | Non-regulated
I25 Battery Storage | 62373_G_I25BA | 62373 | G | I25BA |  | Energy Storage |  | WECC_CO | Colorado | 8 | Weld | 123 | 08123 | 4 | 0 | 2018 | 9999 |  |  | N | Energy Storage | [13 empty] | 0 | 0 | 0 | 0 | [11 empty] | United Power Inc | 100 | United Power Inc | 100 | Regulated
JBAB - Washington DC | 62374_G_PV1 | 62374 | G | PV1 |  | Solar PV |  | PJM_SMAC | District of Columbia | 11 | District of Columbia | 1 | 11001 | 5.9 | 0 | 2019 | 9999 |  |  | N | Solar | [13 empty] | 0 | 0 | 0 | 0 | [11 empty] | Constellation Solar MC LLC | 100 | Exelon Corp | 100 | Non-regulated
Dougherty County Solar, LLC | 62375_G_PV1 | 62375 | G | PV1 |  | Solar PV |  | S_SOU | Georgia | 13 | Dougherty | 95 | 13095 | 120 | 0 | 2019 | 9999 |  |  | N | Solar | [13 empty] | 0 | 0 | 0 | 0 | [11 empty] | Dougherty County Solar LLC | 100 | NextEra Energy Inc | 100 | Non-regulated
Grazing Yak Solar | 62376_G_PV1 | 62376 | G | PV1 |  | Solar PV |  | WECC_CO | Colorado | 8 | El Paso | 41 | 08041 | 35 | 0 | 2019 | 9999 |  |  | N | Solar | [13 empty] | 0 | 0 | 0 | 0 | [11 empty] | Grazing Yak Solar LLC | 100 | NextEra Energy Inc | 100 | Non-regulated
Moody Air Force Base Solar | 62377_G_1 | 62377 | G | 1 |  | Solar PV |  | S_SOU | Georgia | 13 | Lowndes | 185 | 13185 | 49.5 | 0 | 2020 | 9999 |  |  | N | Solar | [13 empty] | 0 | 0 | 0 | 0 | [11 empty] | Georgia Power Co | 100 | Southern Co | 100 | Regulated
CFW Solar X LLC - Vaughn | 62378_G_VSCFW | 62378 | G | VSCFW |  | Solar PV |  | WEC_LADW | California | 6 | Los Angeles | 37 | 06037 | 1.6 | 0 | 2018 | 9999 |  |  | N | Solar | [13 empty] | 0 | 0 | 0 | 0 | [11 empty] | Los Angeles Dept of Water & Power | 100 | Los Angeles Dept of Water & Power | 100 | Non-regulated
Spanish Peaks Solar | 62379_G_47301 | 62379 | G | 47301 |  | Solar PV |  | WECC_CO | Colorado | 8 | Las Animas | 71 | 08071 | 140 | 0 | 2024 | 9999 |  |  | N | Solar | [13 empty] | 0 | 0 | 0 | 0 | [11 empty] | Spanish Peaks Solar LLC | 100 | Spanish Peaks Solar LLC | 100 | Non-regulated
Pearl Station | 6238_G_GT1 | 6238 | G | GT1 |  | Combustion Turbine |  | MIS_IL | Illinois | 17 | Pike | 149 | 17149 | 20.1 | 17928 | 1973 | 2030 |  |  | N | Distillate Fuel Oil | [12 empty] | 1 | 1.01 | 1.01 | 1.01 | 1.01 | [11 empty] | Prairie Power Inc | 100 | Prairie Power Inc | 100 | Regulated
Emmons-Logan Wind, LLC | 62380_G_ELLLC | 62380 | G | ELLLC |  | Onshore Wind |  | MIS_MAPP | North Dakota | 38 | Emmons | 29 | 38029 | 200 | 0 | 2019 | 9999 |  |  | N | Wind | [13 empty] | 0 | 0 | 0 | 0 | [11 empty] | NextEra Energy Resources LLC | 100 | NextEra Energy Inc | 100 | Non-regulated
GMP Solar/Storage-Milton Hybrid | 62381_G_GMPBM | 62381 | G | GMPBM |  | Energy Storage |  | NENGREST | Vermont | 50 | Chittenden | 7 | 50007 | 2 | 0 | 2019 | 9999 |  |  | N | Energy Storage | [13 empty] | 0 | 0 | 0 | 0 | [11 empty] | Green Mountain Power Corp | 100 | Gaz Métropolitain & Co LP | 100 | Regulated
GMP Solar/Storage-Milton Hybrid | 62381_G_GMPSM | 62381 | G | GMPSM |  | Solar PV |  | NENGREST | Vermont | 50 | Chittenden | 7 | 50007 | 5 | 0 | 2019 | 9999 |  |  | N | Solar | [13 empty] | 0 | 0 | 0 | 0 | [11 empty] | Green Mountain Power Corp | 100 | Gaz Métropolitain & Co LP | 100 | Regulated
GMP Solar/Storage-Ferrisburgh Hybrid | 62382_G_GMPBF | 62382 | G | GMPBF |  | Energy Storage |  | NENGREST | Vermont | 50 | Addison | 1 | 50001 | 2 | 0 | 2019 | 9999 |  |  | N | Energy Storage | [13 empty] | 0 | 0 | 0 | 0 | [11 empty] | Green Mountain Power Corp | 100 | Gaz Métropolitain & Co LP | 100 | Regulated
GMP Solar/Storage-Ferrisburgh Hybrid | 62382_G_GMPSF | 62382 | G | GMPSF |  | Solar PV |  | NENGREST | Vermont | 50 | Addison | 1 | 50001 | 5 | 0 | 2019 | 9999 |  |  | N | Solar | [13 empty] | 0 | 0 | 0 | 0 | [11 empty] | Green Mountain Power Corp | 100 | Gaz Métropolitain & Co LP | 100 | Regulated
GMP Solar/Storage-Essex Hybrid | 62383_G_GMPBE | 62383 | G | GMPBE |  | Energy Storage |  | NENGREST | Vermont | 50 | Chittenden | 7 | 50007 | 2 | 0 | 2019 | 9999 |  |  | N | Energy Storage | [13 empty] | 0 | 0 | 0 | 0 | [11 empty] | Green Mountain Power Corp | 100 | Gaz Métropolitain & Co LP | 100 | Regulated
GMP Solar/Storage-Essex Hybrid | 62383_G_GMPSE | 62383 | G | GMPSE |  | Solar PV |  | NENGREST | Vermont | 50 | Chittenden | 7 | 50007 | 4.5 | 0 | 2019 | 9999 |  |  | N | Solar | [13 empty] | 0 | 0 | 0 | 0 | [11 empty] | Green Mountain Power Corp | 100 | Gaz Métropolitain & Co LP | 100 | Regulated
Pasto Solar | 62389_G_PASTO | 62389 | G | PASTO |  | Solar PV |  | NY_Z_C&E | New York | 36 | Tioga | 107 | 36107 | 16 | 0 | 2019 | 9999 |  |  | N | Solar | [13 empty] | 0 | 0 | 0 | 0 | [11 empty] | Spencer Tioga Solar LLC | 100 | Spencer Tioga Solar LLC | 100 | Non-regulated
Guyton Community Solar | 62392_G_1 | 62392 | G | 1 |  | Solar PV |  | S_SOU | Georgia | 13 | Effingham | 103 | 13103 | 3.6 | 0 | 2019 | 9999 |  |  | N | Solar | [13 empty] | 0 | 0 | 0 | 0 | [11 empty] | Georgia Power Co | 100 | Southern Co | 100 | Regulated
Atlanta Falcons Solar | 62393_G_1 | 62393 | G | 1 |  | Solar PV |  | S_SOU | Georgia | 13 | Fulton | 121 | 13121 | 0.3 | 0 | 2015 | 9999 |  |  | N | Solar | [13 empty] | 0 | 0 | 0 | 0 | [11 empty] | Georgia Power Co | 100 | Southern Co | 100 | Regulated
Atlanta Falcons Solar | 62393_G_2 | 62393 | G | 2 |  | Solar PV |  | S_SOU | Georgia | 13 | Fulton | 121 | 13121 | 0.2 | 0 | 2017 | 9999 |  |  | N | Solar | [13 empty] | 0 | 0 | 0 | 0 | [11 empty] | Georgia Power Co | 100 | Southern Co | 100 | Regulated
Atlanta Falcons Solar | 62393_G_3 | 62393 | G | 3 |  | Solar PV |  | S_SOU | Georgia | 13 | Fulton | 121 | 13121 | 0.5 | 0 | 2016 | 9999 |  |  | N | Solar | [13 empty] | 0 | 0 | 0 | 0 | [11 empty] | Georgia Power Co | 100 | Southern Co | 100 | Regulated
Sweetbay Solar Center | 62394_G_1 | 62394 | G | 1 |  | Solar PV |  | FRCC | Florida | 12 | Martin | 85 | 12085 | 74.5 | 0 | 2020 | 9999 |  |  | N | Solar | [13 empty] | 0 | 0 | 0 | 0 | [11 empty] | Florida Power & Light Co | 100 | NextEra Energy Inc | 100 | Regulated
Bell Bay Solar Farm | 62395_G_1 | 62395 | G | 1 |  | Solar PV |  | S_VACA | South Carolina | 45 | Horry | 51 | 45051 | 1.6 | 0 | 2018 | 9999 |  |  | N | Solar | [13 empty] | 0 | 0 | 0 | 0 | [11 empty] | Bell Bay Solar Farm | 100 | Bell Bay Solar Farm | 100 | Regulated
Jamison Solar Farm | 62396_G_1 | 62396 | G | 1 |  | Solar PV |  | S_VACA | South Carolina | 45 | Orangeburg | 75 | 45075 | 1.2 | 0 | 2019 | 9999 |  |  | N | Solar | [13 empty] | 0 | 0 | 0 | 0 | [11 empty] | Jamison Solar Farm | 100 | Jamison Solar Farm | 100 | Regulated
Runway Solar Farm | 62397_G_1 | 62397 | G | 1 |  | Solar PV |  | S_VACA | South Carolina | 45 | Horry | 51 | 45051 | 2 | 0 | 2019 | 9999 |  |  | N | Solar | [13 empty] | 0 | 0 | 0 | 0 | [11 empty] | Runway Solar Farm | 100 | Runway Solar Farm | 100 | Regulated
Sage Solar I-III | 62399_G_77778 | 62399 | G | 77778 |  | Solar PV |  | WECC_UT | Utah | 49 | Rich | 33 | 49033 | 57.6 | 0 | 2019 | 9999 |  |  | N | Solar | [13 empty] | 0 | 0 | 0 | 0 | [11 empty] | Sage Solar II LLC | 100 | Copenhagen Infrastructure Partners | 100 | Non-regulated
UMCES Ground Mount | 62405_G_X0009 | 62405 | G | X0009 |  | Solar PV |  | PJM_EMAC | Maryland | 24 | Dorchester | 19 | 24019 | 2 | 0 | 2018 | 9999 |  |  | N | Solar | [13 empty] | 0 | 0 | 0 | 0 | [11 empty] | Solar I Partnership LLC | 100 | Standard Solar Inc | 100 | Non-regulated
City of Gallup Solar | 62406_G_X0022 | 62406 | G | X0022 |  | Solar PV |  | WECC_NM | New Mexico | 35 | McKinley | 31 | 35031 | 8 | 0 | 2018 | 9999 |  |  | N | Solar | [13 empty] | 0 | 0 | 0 | 0 | [11 empty] | Standard Solar Inc | 100 | Standard Solar Inc | 100 | Non-regulated
Anne Arundel County Public Schools | 62407_G_X0001 | 62407 | G | X0001 |  | Solar PV |  | PJM_SMAC | Maryland | 24 | Anne Arundel | 3 | 24003 | 1 | 0 | 2017 | 9999 |  |  | N | Solar | [13 empty] | 0 | 0 | 0 | 0 | [11 empty] | Standard Solar Inc | 100 | Standard Solar Inc | 100 | Non-regulated
Fort Indiantown Gap | 62408_G_X0028 | 62408 | G | X0028 |  | Solar PV |  | PJM_WMAC | Pennsylvania | 42 | Lebanon | 75 | 42075 | 3 | 0 | 2019 | 9999 |  |  | N | Solar | [13 empty] | 0 | 0 | 0 | 0 | [11 empty] | FTIG Solar Fund LLC | 100 | Standard Solar Inc | 100 | Non-regulated
Waynesboro Community Solar | 62409_G_1 | 62409 | G | 1 |  | Solar PV |  | S_SOU | Georgia | 13 | Burke | 33 | 13033 | 2.4 | 0 | 2019 | 9999 |  |  | N | Solar | [13 empty] | 0 | 0 | 0 | 0 | [11 empty] | Georgia Power Co | 100 | Southern Co | 100 | Regulated
Griffin Trail Wind | 62411_G_GTWND | 62411 | G | GTWND |  | Onshore Wind |  | ERC_WEST | Texas | 48 | Knox | 275 | 48275 | 225.6 | 0 | 2021 | 9999 |  |  | N | Wind | [13 empty] | 0 | 0 | 0 | 0 | [11 empty] | Griffin Trail Wind, LLC | 100 | Griffin Trail Wind, LLC | 100 | Non-regulated
Daum Solar | 62412_G_DAUM | 62412 | G | DAUM |  | Solar PV |  | NY_Z_C&E | New York | 36 | Yates | 123 | 36123 | 4 | 0 | 2020 | 9999 |  |  | N | Solar | [13 empty] | 0 | 0 | 0 | 0 | [11 empty] | Middlesex Yates Solar LLC | 100 | Middlesex Yates Solar LLC | 100 | Non-regulated
Ellis Solar | 62413_G_ELLIS | 62413 | G | ELLIS |  | Solar PV |  | NY_Z_C&E | New York | 36 | Tompkins | 109 | 36109 | 18 | 0 | 2019 | 9999 |  |  | N | Solar | [13 empty] | 0 | 0 | 0 | 0 | [11 empty] | Dryden Tompkins Solar I LLC | 100 | Dryden Tompkins Solar I LLC | 100 | Non-regulated
Lady Slipper Solar Array CSG | 62414_G_PV1 | 62414 | G | PV1 |  | Solar PV |  | MIS_MNWI | Minnesota | 27 | Goodhue | 49 | 27049 | 4.5 | 0 | 2019 | 9999 |  |  | N | Solar | [13 empty] | 0 | 0 | 0 | 0 | [11 empty] | AEP OnSite Partners LLC | 100 | American Electric Power Co Inc | 100 | Non-regulated
West of the Pecos Solar | 62415_G_WOTP1 | 62415 | G | WOTP1 |  | Solar PV |  | ERC_WEST | Texas | 48 | Reeves | 389 | 48389 | 100 | 0 | 2019 | 9999 |  |  | N | Solar | [13 empty] | 0 | 0 | 0 | 0 | [11 empty] | West of The Pecos Solar LLC | 100 | E.ON Group | 100 | Non-regulated
Cranell Wind Farm LLC | 62416_G_WT1 | 62416 | G | WT1 |  | Onshore Wind |  | ERC_REST | Texas | 48 | Refugio | 391 | 48391 | 220 | 0 | 2022 | 9999 |  |  | N | Wind | [13 empty] | 0 | 0 | 0 | 0 | [11 empty] | Cranell Wind Farm LLC | 100 | Algonquin Power & Utilities Corp | 100 | Non-regulated
Peyton Creek Wind Farm LLC | 62417_G_WT1 | 62417 | G | WT1 |  | Onshore Wind |  | ERC_REST | Texas | 48 | Matagorda | 321 | 48321 | 151.2 | 0 | 2020 | 9999 |  |  | N | Wind | [13 empty] | 0 | 0 | 0 | 0 | [11 empty] | Peyton Creek Wind Farm LLC | 100 | RWE Group | 100 | Non-regulated
Verwey-Hanford Dairy Digester #2 | 62418_G_4 | 62418 | G | 4 |  | Non-Fossil Waste |  | WEC_CALN | California | 6 | Kings | 31 | 06031 | 1 | 13500 | 2019 | 9999 |  |  | N | Non-Fossil Waste | [13 empty] | 0 | 0 | 0 | 0 | [11 empty] | Hanford Renewable Energy LLC | 100 | Philip Verwey Farms | 100 | Non-regulated
Verwey-Hanford Dairy Digester #3 | 62419_G_4 | 62419 | G | 4 |  | Non-Fossil Waste |  | WEC_CALN | California | 6 | Kings | 31 | 06031 | 1 | 13500 | 2019 | 9999 |  |  | N | Non-Fossil Waste | [13 empty] | 0 | 0 | 0 | 0 | [11 empty] | Hanford Renewable Energy LLC | 100 | Philip Verwey Farms | 100 | Non-regulated
Prairie State Solar Project | 62420_G_PSS01 | 62420 | G | PSS01 |  | Solar PV |  | MIS_IL | Illinois | 17 | Perry | 145 | 17145 | 99 | 0 | 2021 | 9999 |  |  | N | Solar | [13 empty] | 0 | 0 | 0 | 0 | [11 empty] | Prairie State Solar, LLC | 100 | Prairie State Solar, LLC | 100 | Non-regulated
Assembly Solar Project | 62422_G_ASP01 | 62422 | G | ASP01 |  | Solar PV |  | MIS_LMI | Michigan | 26 | Shiawassee | 155 | 26155 | 50 | 0 | 2020 | 9999 |  |  | N | Solar | [13 empty] | 0 | 0 | 0 | 0 | [11 empty] | Assembly Solar I, LLC | 100 | Assembly Solar I, LLC | 100 | Non-regulated
Dansby | 6243_G_2 | 6243 | G | 2 | 89412 | Combustion Turbine |  | ERC_REST | Texas | 48 | Brazos | 41 | 48041 | 47.1 | 10745 | 2004 | 9999 |  |  | N | Natural Gas |  |  |  | H2O | SCR | [7 empty] | 0.02 | 0.01384 | 0.01255 | 0.01384 | 0.01255 | [11 empty] | Bryan Texas Utilities | 100 | Bryan Texas Utilities | 100 | Regulated
Dansby | 6243_G_3 | 6243 | G | 3 | 90415 | Combustion Turbine |  | ERC_REST | Texas | 48 | Brazos | 41 | 48041 | 47.1 | 10745 | 2010 | 9999 |  |  | N | Natural Gas |  |  |  | H2O | SCR | [7 empty] | 0.014 | 0.01989 | 0.01868 | 0.01989 | 0.01868 | [11 empty] | Bryan Texas Utilities | 100 | Bryan Texas Utilities | 100 | Regulated
Willow Creek Wind Power LLC | 62431_G_1 | 62431 | G | 1 |  | Onshore Wind |  | SPP_WAUE | South Dakota | 46 | Butte | 19 | 46019 | 103.5 | 0 | 2020 | 9999 |  |  | N | Wind | [13 empty] | 0 | 0 | 0 | 0 | [11 empty] | Willow Creek Wind Power LLC | 100 | Willow Creek Wind Power LLC | 100 | Non-regulated
SR Arlington I | 62436_G_ARLI | 62436 | G | ARLI |  | Solar PV |  | S_SOU | Georgia | 13 | Early | 99 | 13099 | 20 | 0 | 2021 | 9999 |  |  | N | Solar | [13 empty] | 0 | 0 | 0 | 0 | [11 empty] | SR Arlington, LLC | 100 | SR Arlington, LLC | 100 | Non-regulated
Dodge County Wind | 62437_G_WT | 62437 | G | WT |  | Onshore Wind |  | MIS_MNWI | Minnesota | 27 | Dodge | 39 | 27039 | 260 | 0 | 2024 | 9999 |  |  | N | Wind | [11 empty] | 0 |  | 0 | 0 | 0 | 0 | [11 empty] | Dodge County Wind, LLC | 100 | Dodge County Wind, LLC | 100 | Non-regulated
Owens Corning | 62439_G_A | 62439 | G | A |  | Solar PV |  | PJM_EMAC | New Jersey | 34 | Camden | 7 | 34007 | 2.8 | 0 | 2016 | 9999 |  |  | N | Solar | [13 empty] | 0 | 0 | 0 | 0 | [11 empty] | PVnavigator LLC | 100 | Project Navigator Ltd | 100 | Non-regulated
Techren Solar V | 62440_G_TECH5 | 62440 | G | TECH5 |  | Solar PV |  | WECC_SNV | Nevada | 32 | Clark | 3 | 32003 | 50 | 0 | 2020 | 9999 |  |  | N | Solar | [13 empty] | 0 | 0 | 0 | 0 | [11 empty] | Techren Solar V LLC | 100 | Techren Solar V LLC | 100 | Non-regulated
Kearny Mesa Storage LLC | 62441_G_U1 | 62441 | G | U1 |  | Energy Storage |  | WEC_SDGE | California | 6 | San Diego | 73 | 06073 | 1 | 0 | 2020 | 9999 |  |  | N | Energy Storage | [13 empty] | 0 | 0 | 0 | 0 | [11 empty] | Kearny Mesa Storage LLC | 100 | Kearny Mesa Storage LLC | 100 | Non-regulated
Lake Region Community Hybrid, LLC | 62442_G_LRCH | 62442 | G | LRCH |  | Onshore Wind |  | MIS_MNWI | Minnesota | 27 | Otter Tail | 111 | 27111 | 2 | 0 | 2018 | 9999 |  |  | N | Wind | [13 empty] | 0 | 0 | 0 | 0 | [11 empty] | Lake Region Community Hybrid LLC | 100 | Juhl Wind Inc | 100 | Non-regulated
Lake Region Community Hybrid, LLC | 62442_G_LRCHS | 62442 | G | LRCHS |  | Solar PV |  | MIS_MNWI | Minnesota | 27 | Otter Tail | 111 | 27111 | 0.5 | 0 | 2018 | 9999 |  |  | N | Solar | [13 empty] | 0 | 0 | 0 | 0 | [11 empty] | Lake Region Community Hybrid, LLC | 100 | Lake Region Community Hybrid, LLC | 100 | Non-regulated
Westminster | 62443_G_A | 62443 | G | A |  | Solar PV |  | NENGREST | Vermont | 50 | Windham | 25 | 50025 | 1.8 | 0 | 2016 | 9999 |  |  | N | Solar | [13 empty] | 0 | 0 | 0 | 0 | [11 empty] | Marina Energy LLC | 100 | Goldman Sachs Group Inc (The) | 100 | Non-regulated
Meyersdale Battery | 62444_G_BMY | 62444 | G | BMY |  | Energy Storage |  | PJM_PENE | Pennsylvania | 42 | Somerset | 111 | 42111 | 18 | 0 | 2015 | 9999 |  |  | N | Energy Storage | [13 empty] | 0 | 0 | 0 | 0 | [11 empty] | Meyersdale Storage LLC | 100 | Quinbrook Infrastructure Partners | 100 | Non-regulated
Busch Ranch II Wind Farm | 62445_G_WT | 62445 | G | WT |  | Onshore Wind |  | WECC_CO | Colorado | 8 | Huerfano | 55 | 08055 | 59.4 | 0 | 2019 | 9999 |  |  | N | Wind | [13 empty] | 0 | 0 | 0 | 0 | [11 empty] | Black Hills Electric Generation | 100 | Black Hills Corp | 100 | Non-regulated
Lapetus | 62448_G_LAP | 62448 | G | LAP |  | Solar PV |  | ERC_WEST | Texas | 48 | Andrews | 3 | 48003 | 100 | 0 | 2019 | 9999 |  |  | N | Solar | [13 empty] | 0 | 0 | 0 | 0 | [11 empty] | Lapetus Energy Project LLC | 100 | Duke Energy Corp | 100 | Non-regulated
Rantoul Solar | 62451_G_RANTL | 62451 | G | RANTL |  | Solar PV |  | MIS_IL | Illinois | 17 | Champaign | 19 | 17019 | 2 | 0 | 2016 | 9999 |  |  | N | Solar | [13 empty] | 0 | 0 | 0 | 0 | [11 empty] | Altorfer Inc | 100 | Altorfer Inc | 100 | Non-regulated
Lakewood Cheddar School | 62454_G_1 | 62454 | G | 1 |  | Solar PV |  | PJM_EMAC | New Jersey | 34 | Ocean | 29 | 34029 | 1 | 0 | 2013 | 9999 |  |  | N | Solar | [13 empty] | 0 | 0 | 0 | 0 | [11 empty] | Marina Energy LLC | 100 | Goldman Sachs Group Inc (The) | 100 | Non-regulated
Digital Fairfield | 62455_G_DGR01 | 62455 | G | DGR01 |  | Fuel Cell |  | NENG_CT | Connecticut | 9 | Fairfield | 1 | 09001 | 2 | 9500 | 2018 | 9999 |  |  | N | Natural Gas | [13 empty] | 0 | 0 | 0 | 0 | [11 empty] | Bloom Energy Corp | 100 | Bloom Energy Corp | 100 | Non-regulated
Regeneron Tarrytown | 62456_G_RGP00 | 62456 | G | RGP00 |  | Fuel Cell |  | NY_Z_G-I | New York | 36 | Westchester | 119 | 36119 | 1.5 | 9500 | 2018 | 9999 |  |  | N | Natural Gas | [13 empty] | 0 | 0 | 0 | 0 | [11 empty] | Bloom Energy Corp | 100 | Bloom Energy Corp | 100 | Non-regulated
Ratkovich Alhambra | 62458_G_RAT00 | 62458 | G | RAT00 |  | Fuel Cell |  | WEC_LADW | California | 6 | Los Angeles | 37 | 06037 | 1 | 9500 | 2018 | 9999 |  |  | N | Natural Gas | [13 empty] | 0 | 0 | 0 | 0 | [11 empty] | Bloom Energy Corp | 100 | Bloom Energy Corp | 100 | Non-regulated
Micro Santa Clara | 62459_G_SMC01 | 62459 | G | SMC01 |  | Fuel Cell |  | WEC_CALN | California | 6 | Santa Clara | 85 | 06085 | 2 | 9500 | 2018 | 9999 |  |  | N | Natural Gas | [13 empty] | 0 | 0 | 0 | 0 | [11 empty] | Bloom Energy Corp | 100 | Bloom Energy Corp | 100 | Non-regulated
DESI-2 Battery Storage Facility | 62460_G_DESI2 | 62460 | G | DESI2 |  | Energy Storage |  | WECC_SCE | California | 6 | Orange | 59 | 06059 | 1.4 | 0 | 2019 | 9999 |  |  | N | Energy Storage | [13 empty] | 0 | 0 | 0 | 0 | [11 empty] | Southern California Edison Co | 100 | Edison International | 100 | Regulated
Farmers Electric Cooperative - Kalona | 62461_G_1 | 62461 | G | 1 |  | Combustion Turbine | IC Engine | MIS_MIDA | Iowa | 19 | Johnson | 103 | 19103 | 2 | 12283 | 2001 | 9999 |  |  | N | Distillate Fuel Oil | [13 empty] | 1.6498 | 1.6498 | 1.6498 | 1.6498 | [11 empty] | Farmers Electric Coop Inc (IA) | 100 | Farmers Electric Coop Inc (IA) | 100 | Regulated
Farmers Electric Cooperative - Kalona | 62461_G_2 | 62461 | G | 2 |  | Combustion Turbine | IC Engine | MIS_MIDA | Iowa | 19 | Johnson | 103 | 19103 | 2 | 12283 | 2001 | 9999 |  |  | N | Distillate Fuel Oil | [13 empty] | 1.6498 | 1.6498 | 1.6498 | 1.6498 | [11 empty] | Farmers Electric Coop Inc (IA) | 100 | Farmers Electric Coop Inc (IA) | 100 | Regulated
Farmers Electric Cooperative - Kalona | 62461_G_3 | 62461 | G | 3 |  | Combustion Turbine | IC Engine | MIS_MIDA | Iowa | 19 | Johnson | 103 | 19103 | 2 | 12283 | 2006 | 9999 |  |  | N | Distillate Fuel Oil | [13 empty] | 1.6498 | 1.6498 | 1.6498 | 1.6498 | [11 empty] | Farmers Electric Coop Inc (IA) | 100 | Farmers Electric Coop Inc (IA) | 100 | Regulated
Muscle Shoals | 62462_G_GEN01 | 62462 | G | GEN01 |  | Solar PV |  | S_C_TVA | Alabama | 1 | Colbert | 33 | 01033 | 227 | 0 | 2021 | 9999 |  |  | N | Solar | [13 empty] | 0 | 0 | 0 | 0 | [11 empty] | Muscle Shoals Solar, LLC | 100 | Muscle Shoals Solar, LLC | 100 | Non-regulated
Little Bear 3 | 62463_G_GEN01 | 62463 | G | GEN01 |  | Solar PV |  | WEC_CALN | California | 6 | Fresno | 19 | 06019 | 20 | 0 | 2020 | 9999 |  |  | N | Solar | [13 empty] | 0 | 0 | 0 | 0 | [11 empty] | Longroad Energy Services LLC | 100 | Longroad Energy Services LLC | 100 | Non-regulated
Little Bear 4 | 62464_G_GEN01 | 62464 | G | GEN01 |  | Solar PV |  | WEC_CALN | California | 6 | Fresno | 19 | 06019 | 50 | 0 | 2020 | 9999 |  |  | N | Solar | [13 empty] | 0 | 0 | 0 | 0 | [11 empty] | Longroad Energy Services LLC | 100 | Longroad Energy Services LLC | 100 | Non-regulated
Little Bear 5 | 62465_G_GEN01 | 62465 | G | GEN01 |  | Solar PV |  | WEC_CALN | California | 6 | Fresno | 19 | 06019 | 50 | 0 | 2020 | 9999 |  |  | N | Solar | [13 empty] | 0 | 0 | 0 | 0 | [11 empty] | Longroad Energy Services LLC | 100 | Longroad Energy Services LLC | 100 | Non-regulated
Vista Solar Energy Center | 62467_G_VISTA | 62467 | G | VISTA |  | Solar PV |  | WECC_NM | New Mexico | 35 | Valencia | 61 | 35061 | 10 | 0 | 2019 | 9999 |  |  | N | Solar | [13 empty] | 0 | 0 | 0 | 0 | [11 empty] | PNM Resources Inc | 100 | PNM Resources Inc | 100 | Regulated
Music City Community Solar | 62468_G_MCS01 | 62468 | G | MCS01 |  | Solar PV |  | S_C_TVA | Tennessee | 47 | Davidson | 37 | 47037 | 1.5 | 0 | 2018 | 9999 |  |  | N | Solar | [13 empty] | 0 | 0 | 0 | 0 | [11 empty] | Nashville Electric Service | 100 | Nashville Electric Service | 100 | Regulated
Cove Mountain Solar | 62469_G_GEN01 | 62469 | G | GEN01 |  | Solar PV |  | WECC_UT | Utah | 49 | Iron | 21 | 49021 | 58 | 0 | 2020 | 9999 |  |  | N | Solar | [13 empty] | 0 | 0 | 0 | 0 | [11 empty] | Cove Mountain Solar LLC | 100 | Cove Mountain Solar LLC | 100 | Non-regulated
Cove Mountain Solar 2 | 62470_G_GEN01 | 62470 | G | GEN01 |  | Solar PV |  | WECC_UT | Utah | 49 | Iron | 21 | 49021 | 122 | 0 | 2020 | 9999 |  |  | N | Solar | [13 empty] | 0 | 0 | 0 | 0 | [11 empty] | Cove Mountain Solar 2 LLC | 100 | Cove Mountain Solar 2 LLC | 100 | Non-regulated
Washington St Community Solar Farm #4 | 62471_G_1034 | 62471 | G | 1034 |  | Solar PV |  | NY_Z_B | New York | 36 | Monroe | 55 | 36055 | 2.5 | 0 | 2020 | 9999 |  |  | N | Solar | [13 empty] | 0 | 0 | 0 | 0 | [11 empty] | Delaware River Solar | 100 | Delaware River Solar | 100 | Non-regulated
Washington St Community Solar Farm #1 | 62472_G_617 | 62472 | G | 617 |  | Solar PV |  | NY_Z_B | New York | 36 | Monroe | 55 | 36055 | 2.2 | 0 | 2020 | 9999 |  |  | N | Solar | [13 empty] | 0 | 0 | 0 | 0 | [11 empty] | Delaware River Solar | 100 | Delaware River Solar | 100 | Non-regulated
Washington St Community Solar Farm #3 | 62473_G_1035 | 62473 | G | 1035 |  | Solar PV |  | NY_Z_B | New York | 36 | Monroe | 55 | 36055 | 2.5 | 0 | 2020 | 9999 |  |  | N | Solar | [13 empty] | 0 | 0 | 0 | 0 | [11 empty] | Delaware River Solar | 100 | Delaware River Solar | 100 | Non-regulated
Gaskill Rd Community Solar Farm CSG | 62474_G_928 | 62474 | G | 928 |  | Solar PV |  | NY_Z_C&E | New York | 36 | Tioga | 107 | 36107 | 5 | 0 | 2019 | 9999 |  |  | N | Solar | [13 empty] | 0 | 0 | 0 | 0 | [11 empty] | NY Owego I LLC | 100 | NY Owego I LLC | 100 | Non-regulated
Kings Point Wind Energy Center | 62475_G_KPW1 | 62475 | G | KPW1 |  | Onshore Wind |  | SPP_N | Missouri | 29 | Lawrence | 109 | 29109 | 145.6 | 0 | 2021 | 9999 |  |  | N | Wind | [13 empty] | 0 | 0 | 0 | 0 | [11 empty] | Empire District Electric Co | 100 | Empire District Electric Co | 100 | Regulated
Big Tree Community Solar Farm | 62476_G_607 | 62476 | G | 607 |  | Solar PV |  | NY_Z_A | New York | 36 | Erie | 29 | 36029 | 2 | 0 | 2021 | 9999 |  |  | N | Solar | [13 empty] | 0 | 0 | 0 | 0 | [11 empty] | Generate NY Community Solar Lessor III | 100 | Generate NY Community Solar Lessor III | 100 | Non-regulated
Dryden Rd #2 Community Solar Farm CSG | 62477_G_372 | 62477 | G | 372 |  | Solar PV |  | NY_Z_C&E | New York | 36 | Tompkins | 109 | 36109 | 1.3 | 0 | 2019 | 9999 |  |  | N | Solar | [13 empty] | 0 | 0 | 0 | 0 | [11 empty] | NY Dryden II LLC | 100 | NY Dryden II LLC | 100 | Non-regulated
North Fork Ridge Wind Energy Center | 62478_G_NFRW1 | 62478 | G | NFRW1 |  | Onshore Wind |  | SPP_N | Missouri | 29 | Barton | 11 | 29011 | 145.5 | 0 | 2020 | 9999 |  |  | N | Wind | [13 empty] | 0 | 0 | 0 | 0 | [11 empty] | Empire District Electric Co | 100 | Empire District Electric Co | 100 | Regulated
Woodoak Drive Community Solar Farm CSG | 62479_G_175 | 62479 | G | 175 |  | Solar PV |  | NY_Z_G-I | New York | 36 | Sullivan | 105 | 36105 | 2 | 0 | 2019 | 9999 |  |  | N | Solar | [13 empty] | 0 | 0 | 0 | 0 | [11 empty] | NY Tusten I LLC | 100 | NY Tusten I LLC | 100 | Non-regulated
Burritt Rd Community Solar Farm | 62480_G_635 | 62480 | G | 635 |  | Solar PV |  | NY_Z_B | New York | 36 | Monroe | 55 | 36055 | 2 | 0 | 2020 | 9999 |  |  | N | Solar | [13 empty] | 0 | 0 | 0 | 0 | [11 empty] | Delaware River Solar | 100 | Delaware River Solar | 100 | Non-regulated
Neosho Ridge Wind Energy Center | 62481_G_NRW1 | 62481 | G | NRW1 |  | Onshore Wind |  | SPP_N | Kansas | 20 | Neosho | 133 | 20133 | 294.4 | 0 | 2021 | 9999 |  |  | N | Wind | [13 empty] | 0 | 0 | 0 | 0 | [11 empty] | Empire District Electric Co | 100 | Empire District Electric Co | 100 | Regulated
Beech Ridge II Wind Energy Center | 62482_G_GEN1 | 62482 | G | GEN1 |  | Onshore Wind |  | PJM_AP | West Virginia | 54 | Greenbrier | 25 | 54025 | 56.2 | 0 | 2020 | 9999 |  |  | N | Wind | [13 empty] | 0 | 0 | 0 | 0 | [11 empty] | Beech Ridge Energy II LLC | 100 | Invenergy LLC | 100 | Non-regulated
Taygete Energy Project LLC | 62483_G_PV1 | 62483 | G | PV1 |  | Solar PV |  | ERC_WEST | Texas | 48 | Pecos | 371 | 48371 | 255 | 0 | 2021 | 9999 |  |  | N | Solar | [13 empty] | 0 | 0 | 0 | 0 | [11 empty] | TE Taygete Energy HoldCo, LLC | 100 | TE Taygete Energy HoldCo, LLC | 100 | Non-regulated
Crawfordsville 2 Solar Park | 62484_G_SCRA2 | 62484 | G | SCRA2 |  | Solar PV |  | MIS_INKY | Indiana | 18 | Montgomery | 107 | 18107 | 7.9 | 0 | 2019 | 9999 |  |  | N | Solar | [13 empty] | 0 | 0 | 0 | 0 | [11 empty] | Crawfordsville 2 Solar Array LLC | 100 | Alchemy Renewable Energy LLC | 100 | Regulated
Crawfordsville 3 Solar Park | 62485_G_SCRA3 | 62485 | G | SCRA3 |  | Solar PV |  | MIS_INKY | Indiana | 18 | Montgomery | 107 | 18107 | 4.8 | 0 | 2019 | 9999 |  |  | N | Solar | [13 empty] | 0 | 0 | 0 | 0 | [11 empty] | Crawfordsville 3 Solar Array LLC | 100 | Alchemy Renewable Energy LLC | 100 | Regulated
CMR Solar LLC | 62486_G_CMRSL | 62486 | G | CMRSL |  | Solar PV |  | NY_Z_G-I | New York | 36 | Orange | 71 | 36071 | 2 | 0 | 2019 | 9999 |  |  | N | Solar | [13 empty] | 0 | 0 | 0 | 0 | [11 empty] | CMR Solar LLC | 100 | CMR Solar LLC | 100 | Non-regulated
Flowers Solar LLC | 62487_G_FLOW | 62487 | G | FLOW |  | Solar PV |  | S_VACA | North Carolina | 37 | Johnston | 101 | 37101 | 4.3 | 0 | 2019 | 9999 |  |  | N | Solar | [13 empty] | 0 | 0 | 0 | 0 | [11 empty] | Flowers Solar LLC | 100 | Solar Projectco 8 LLC | 100 | Non-regulated
Prairie Queen Wind Farm | 62488_G_WT | 62488 | G | WT |  | Onshore Wind |  | SPP_N | Kansas | 20 | Allen | 1 | 20001 | 199.3 | 0 | 2019 | 9999 |  |  | N | Wind | [13 empty] | 0 | 0 | 0 | 0 | [11 empty] | Prairie Queen Wind Farm LLC | 100 | Axium Infrastructure Inc | 100 | Non-regulated
Crossing Trails Wind Power Project LLC. | 62489_G_GEN1 | 62489 | G | GEN1 |  | Onshore Wind |  | WECC_CO | Colorado | 8 | Kit Carson | 63 | 08063 | 104 | 0 | 2021 | 9999 |  |  | N | Wind | [13 empty] | 0 | 0 | 0 | 0 | [11 empty] | EDP Renewables North America LLC | 100 | EDP Renewables North America LLC | 100 | Non-regulated
Echo River Solar | 62490_G_1 | 62490 | G | 1 |  | Solar PV |  | FRCC | Florida | 12 | Suwannee | 121 | 12121 | 74.5 | 0 | 2020 | 9999 |  |  | N | Solar | [13 empty] | 0 | 0 | 0 | 0 | [11 empty] | Florida Power & Light Co | 100 | NextEra Energy Inc | 100 | Regulated
Echo River Solar | 62490_G_2 | 62490 | G | 2 |  | Energy Storage |  | FRCC | Florida | 12 | Suwannee | 121 | 12121 | 30 | 0 | 2021 | 9999 |  |  | N | Energy Storage | [11 empty] | 0 |  | 0 | 0 | 0 | 0 | [11 empty] | Florida Power & Light Co | 100 | Florida Power & Light Co | 100 | Regulated
Okeechobee Solar | 62491_G_1 | 62491 | G | 1 |  | Solar PV |  | FRCC | Florida | 12 | Okeechobee | 93 | 12093 | 74.5 | 0 | 2020 | 9999 |  |  | N | Solar | [13 empty] | 0 | 0 | 0 | 0 | [11 empty] | Florida Power & Light Co | 100 | NextEra Energy Inc | 100 | Regulated
DTE Atlantic, LLC | 62492_G_ACB-1 | 62492 | G | ACB-1 |  | Combustion Turbine |  | PJM_EMAC | New Jersey | 34 | Atlantic | 1 | 34001 | 7.1 | 19558 | 2010 | 9999 |  |  | N | Natural Gas | [13 empty] | 0.23894 | 0.23894 | 0.23894 | 0.23894 | [11 empty] | ACB Energy Partners LLC | 100 | Goldman Sachs Group Inc (The) | 100 | Non-regulated
Southfork Solar | 62493_G_1 | 62493 | G | 1 |  | Solar PV |  | FRCC | Florida | 12 | Manatee | 81 | 12081 | 74.5 | 0 | 2020 | 9999 |  |  | N | Solar | [13 empty] | 0 | 0 | 0 | 0 | [11 empty] | Florida Power & Light Co | 100 | NextEra Energy Inc | 100 | Regulated
Skeleton Creek Energy Center Hybrid | 62494_G_SCBAT | 62494 | G | SCBAT |  | Energy Storage |  | SPP_WEST | Oklahoma | 40 | Garfield | 47 | 40047 | 200 | 0 | 2025 | 9999 |  |  | N | Energy Storage | [13 empty] | 0 | 0 | 0 | 0 | [11 empty] | Skeleton Creek Energy Center | 100 | Skeleton Creek Energy Center | 100 | Non-regulated
Skeleton Creek Energy Center Hybrid | 62494_G_SCSOL | 62494 | G | SCSOL |  | Solar PV |  | SPP_WEST | Oklahoma | 40 | Garfield | 47 | 40047 | 250 | 0 | 2025 | 9999 |  |  | N | Solar | [13 empty] | 0 | 0 | 0 | 0 | [11 empty] | Skeleton Creek Energy Center | 100 | Skeleton Creek Energy Center | 100 | Non-regulated
Skeleton Creek Energy Center Hybrid | 62494_G_SKC | 62494 | G | SKC |  | Onshore Wind |  | SPP_WEST | Oklahoma | 40 | Garfield | 47 | 40047 | 250 | 0 | 2020 | 9999 |  |  | N | Wind | [13 empty] | 0 | 0 | 0 | 0 | [11 empty] | Skeleton Creek Wind LLC | 100 | NextEra Energy Inc | 100 | Non-regulated
Palmer Solar | 62495_G_20181 | 62495 | G | 20181 |  | Solar PV |  | WECC_CO | Colorado | 8 | El Paso | 41 | 08041 | 60 | 0 | 2020 | 9999 |  |  | N | Solar | [13 empty] | 0 | 0 | 0 | 0 | [11 empty] | Juwi Inc | 100 | MVV Energie Group | 100 | Non-regulated
Telegraph Rd #1 Community Solar Farm | 62496_G_1268 | 62496 | G | 1268 |  | Solar PV |  | NY_Z_A | New York | 36 | Wyoming | 121 | 36121 | 3.8 | 0 | 2021 | 9999 |  |  | N | Solar | [13 empty] | 0 | 0 | 0 | 0 | [11 empty] | Generate NY Community Solar IV | 100 | Generate NY Community Solar IV | 100 | Non-regulated
Orange County Energy Storage 2 | 62497_G_OCES2 | 62497 | G | OCES2 |  | Energy Storage |  | WECC_SCE | California | 6 | Orange | 59 | 06059 | 9 | 0 | 2021 | 9999 |  |  | N | Energy Storage | [13 empty] | 0 | 0 | 0 | 0 | [11 empty] | Orange County Energy Storage 2, LLC | 100 | Orange County Energy Storage 2, LLC | 100 | Non-regulated
Telegraph Rd #2 Community Solar Farm | 62498_G_1413 | 62498 | G | 1413 |  | Solar PV |  | NY_Z_A | New York | 36 | Wyoming | 121 | 36121 | 2 | 0 | 2021 | 9999 |  |  | N | Solar | [13 empty] | 0 | 0 | 0 | 0 | [11 empty] | Generate NY Community Solar IV | 100 | Generate NY Community Solar IV | 100 | Non-regulated
Orange County Energy Storage 3 | 62499_G_OCES3 | 62499 | G | OCES3 |  | Energy Storage |  | WECC_SCE | California | 6 | Orange | 59 | 06059 | 6 | 0 | 2021 | 9999 |  |  | N | Energy Storage | [13 empty] | 0 | 0 | 0 | 0 | [11 empty] | Orange County Energy Storage 3, LLC | 100 | Orange County Energy Storage 3, LLC | 100 | Non-regulated
Upper Mechanicville | 625_G_1 | 625 | G | 1 |  | Hydro |  | NY_Z_F | New York | 36 | Saratoga | 91 | 36091 | 9.2 | 0 | 1983 | 9999 |  |  | N | Hydro | [13 empty] | 0 | 0 | 0 | 0 | [11 empty] | New York State Electric & Gas Corp | 100 | Iberdrola SA | 100 | Regulated
Upper Mechanicville | 625_G_2 | 625 | G | 2 |  | Hydro |  | NY_Z_F | New York | 36 | Saratoga | 91 | 36091 | 9.2 | 0 | 1983 | 9999 |  |  | N | Hydro | [13 empty] | 0 | 0 | 0 | 0 | [11 empty] | New York State Electric & Gas Corp | 100 | Iberdrola SA | 100 | Regulated
Route 19 #1 Community Solar Farm | 62500_G_1258 | 62500 | G | 1258 |  | Solar PV |  | NY_Z_A | New York | 36 | Wyoming | 121 | 36121 | 2 | 0 | 2022 | 9999 |  |  | N | Solar | [13 empty] | 0 | 0 | 0 | 0 | [11 empty] | Generate NY Community Solar V | 100 | Generate NY Community Solar V | 100 | Non-regulated
Route 19 #2 Community Solar Farm | 62502_G_1415 | 62502 | G | 1415 |  | Solar PV |  | NY_Z_A | New York | 36 | Wyoming | 121 | 36121 | 5 | 0 | 2022 | 9999 |  |  | N | Solar | [13 empty] | 0 | 0 | 0 | 0 | [11 empty] | Generate NY Community Solar V | 100 | Generate NY Community Solar V | 100 | Non-regulated
Winchendon Landfill Solar | 62503_G_10237 | 62503 | G | 10237 |  | Solar PV |  | NENGREST | Massachusetts | 25 | Worcester | 27 | 25027 | 2 | 0 | 2018 | 9999 |  |  | N | Solar | [13 empty] | 0 | 0 | 0 | 0 | [11 empty] | Solar Mission SunE LLC | 100 | Onyx Renewable Partners LP | 100 | Non-regulated
Frey Rd #1 Community Solar Farm | 62504_G_1159 | 62504 | G | 1159 |  | Solar PV |  | NY_Z_B | New York | 36 | Wayne | 117 | 36117 | 2 | 0 | 2020 | 9999 |  |  | N | Solar | [13 empty] | 0 | 0 | 0 | 0 | [11 empty] | KSI II Consolidated, LLC | 100 | KSI II Consolidated, LLC | 100 | Non-regulated
G.S.E. One LLC | 62505_G_1 | 62505 | G | 1 |  | Solar PV |  | ERC_REST | Texas | 48 | Fannin | 147 | 48147 | 82.5 | 0 | 2021 | 9999 |  |  | N | Solar | [13 empty] | 0 | 0 | 0 | 0 | [11 empty] | GSEone | 100 | GSEone | 100 | Non-regulated
County Route 11 Community Solar Farm | 62507_G_1419 | 62507 | G | 1419 |  | Solar PV |  | NY_Z_D | New York | 36 | Clinton | 19 | 36019 | 4.1 | 0 | 2020 | 9999 |  |  | N | Solar | [13 empty] | 0 | 0 | 0 | 0 | [11 empty] | KSI II Consolidated, LLC | 100 | KSI II Consolidated, LLC | 100 | Non-regulated
Furnace Rd Community Solar Farm | 62508_G_1420 | 62508 | G | 1420 |  | Solar PV |  | NY_Z_B | New York | 36 | Wayne | 117 | 36117 | 3 | 0 | 2020 | 9999 |  |  | N | Solar | [13 empty] | 0 | 0 | 0 | 0 | [11 empty] | KSI II Consolidated, LLC | 100 | KSI II Consolidated, LLC | 100 | Non-regulated
South Texas Project | 6251_G_1 | 6251 | G | 1 |  | Nuclear |  | ERC_REST | Texas | 48 | Matagorda | 321 | 48321 | 1300 | 10456 | 1988 | 9999 |  |  | N | Nuclear Fuel | [13 empty] | 0 | 0 | 0 | 0 | [11 empty] | NRG Texas LLC | 44 | NRG Energy Inc | 44 | Non-regulated
South Texas Project | 6251_G_2 | 6251 | G | 2 |  | Nuclear |  | ERC_REST | Texas | 48 | Matagorda | 321 | 48321 | 1280 | 10456 | 1989 | 9999 |  |  | N | Nuclear Fuel | [13 empty] | 0 | 0 | 0 | 0 | [11 empty] | NRG Texas LLC | 44 | NRG Energy Inc | 44 | Non-regulated
TB Flats | 62516_G_1 | 62516 | G | 1 |  | Onshore Wind |  | WECC_WY | Wyoming | 56 | Carbon | 7 | 56007 | 503.2 | 0 | 2021 | 9999 |  |  | N | Wind | [13 empty] | 0 | 0 | 0 | 0 | [11 empty] | PacifiCorp | 100 | PacifiCorp | 100 | Regulated
Yellow Mills Rd #1 Community Solar Farm | 62517_G_1142 | 62517 | G | 1142 |  | Solar PV |  | NY_Z_C&E | New York | 36 | Ontario | 69 | 36069 | 2.3 | 0 | 2023 | 9999 |  |  | N | Solar | [13 empty] | 0 | 0 | 0 | 0 | [11 empty] | Generate NY Community Solar V | 100 | Generate NY Community Solar V | 100 | Non-regulated
Yellow Mills Rd #2 Community Solar Farm | 62518_G_1181 | 62518 | G | 1181 |  | Solar PV |  | NY_Z_C&E | New York | 36 | Ontario | 69 | 36069 | 2.3 | 0 | 2023 | 9999 |  |  | N | Solar | [13 empty] | 0 | 0 | 0 | 0 | [11 empty] | Generate NY Community Solar V | 100 | Generate NY Community Solar V | 100 | Non-regulated
Yellow Mills Rd #3 Community Solar Farm | 62519_G_1244 | 62519 | G | 1244 |  | Solar PV |  | NY_Z_C&E | New York | 36 | Ontario | 69 | 36069 | 2.3 | 0 | 2023 | 9999 |  |  | N | Solar | [13 empty] | 0 | 0 | 0 | 0 | [11 empty] | Generate NY Community Solar V | 100 | Generate NY Community Solar V | 100 | Non-regulated
State Route 64N Community Solar Farm | 62520_G_1089 | 62520 | G | 1089 |  | Solar PV |  | NY_Z_C&E | New York | 36 | Ontario | 69 | 36069 | 1.2 | 0 | 2023 | 9999 |  |  | N | Solar | [13 empty] | 0 | 0 | 0 | 0 | [11 empty] | Delaware River Solar, LLC | 100 | Delaware River Solar, LLC | 100 | Non-regulated
Frey Rd #2 Community Solar Farm | 62521_G_1442 | 62521 | G | 1442 |  | Solar PV |  | NY_Z_B | New York | 36 | Wayne | 117 | 36117 | 1.4 | 0 | 2020 | 9999 |  |  | N | Solar | [13 empty] | 0 | 0 | 0 | 0 | [11 empty] | KSI II Consolidated, LLC | 100 | KSI II Consolidated, LLC | 100 | Non-regulated
Route 5 & 20 Community Solar Farm | 62523_G_1093 | 62523 | G | 1093 |  | Solar PV |  | NY_Z_C&E | New York | 36 | Ontario | 69 | 36069 | 2.3 | 0 | 2023 | 9999 |  |  | N | Solar | [13 empty] | 0 | 0 | 0 | 0 | [11 empty] | Delaware River Solar, LLC | 100 | Delaware River Solar, LLC | 100 | Non-regulated
Route 22 Community Solar Farm CSG | 62524_G_1444 | 62524 | G | 1444 |  | Solar PV |  | NY_Z_D | New York | 36 | Clinton | 19 | 36019 | 3.7 | 0 | 2021 | 9999 |  |  | N | Solar | [13 empty] | 0 | 0 | 0 | 0 | [11 empty] | KSI II Consolidated, LLC | 100 | KSI II Consolidated, LLC | 100 | Non-regulated
Villa Roma Rd #1 | 62525_G_40 | 62525 | G | 40 |  | Solar PV |  | NY_Z_G-I | New York | 36 | Sullivan | 105 | 36105 | 2 | 0 | 2020 | 9999 |  |  | N | Solar | [13 empty] | 0 | 0 | 0 | 0 | [11 empty] | Delaware River Solar | 100 | Delaware River Solar | 100 | Non-regulated
Villa Roma Rd #2 | 62526_G_41 | 62526 | G | 41 |  | Solar PV |  | NY_Z_G-I | New York | 36 | Sullivan | 105 | 36105 | 2 | 0 | 2020 | 9999 |  |  | N | Solar | [13 empty] | 0 | 0 | 0 | 0 | [11 empty] | Delaware River Solar | 100 | Delaware River Solar | 100 | Non-regulated
Villa Roma Rd #3 CSG | 62527_G_390 | 62527 | G | 390 |  | Solar PV |  | NY_Z_G-I | New York | 36 | Sullivan | 105 | 36105 | 2 | 0 | 2019 | 9999 |  |  | N | Solar | [13 empty] | 0 | 0 | 0 | 0 | [11 empty] | Delaware River Solar | 100 | Delaware River Solar | 100 | Non-regulated
Villa Roma Rd #4 CSG | 62528_G_391 | 62528 | G | 391 |  | Solar PV |  | NY_Z_G-I | New York | 36 | Sullivan | 105 | 36105 | 2 | 0 | 2019 | 9999 |  |  | N | Solar | [13 empty] | 0 | 0 | 0 | 0 | [11 empty] | Delaware River Solar | 100 | Delaware River Solar | 100 | Non-regulated
Germantown | 6253_G_1 | 6253 | G | 1 | 90037 | Combustion Turbine |  | MIS_WUMS | Wisconsin | 55 | Washington | 131 | 55131 | 48.6 | 17537 | 1978 | 9999 |  |  | N | Distillate Fuel Oil | [12 empty] | 0.052 | 1.2 | 1.2 | 1.2 | 1.2 | [11 empty] | Wisconsin Electric Power Co | 100 | WEC Energy Group Inc | 100 | Regulated
Germantown | 6253_G_2 | 6253 | G | 2 | 90039 | Combustion Turbine |  | MIS_WUMS | Wisconsin | 55 | Washington | 131 | 55131 | 47.5 | 17541 | 1978 | 9999 |  |  | N | Distillate Fuel Oil | [12 empty] | 0.052 | 1.2 | 1.2 | 1.2 | 1.2 | [11 empty] | Wisconsin Electric Power Co | 100 | WEC Energy Group Inc | 100 | Regulated
Germantown | 6253_G_3 | 6253 | G | 3 | 90234 | Combustion Turbine |  | MIS_WUMS | Wisconsin | 55 | Washington | 131 | 55131 | 45.4 | 17599 | 1978 | 9999 |  |  | N | Distillate Fuel Oil | [12 empty] | 0.052 | 1.2001 | 1.2001 | 1.2001 | 1.2001 | [11 empty] | Wisconsin Electric Power Co | 100 | WEC Energy Group Inc | 100 | Regulated
Germantown | 6253_G_4 | 6253 | G | 4 | 90236 | Combustion Turbine |  | MIS_WUMS | Wisconsin | 55 | Washington | 131 | 55131 | 45.8 | 17529 | 1978 | 9999 |  |  | N | Distillate Fuel Oil | [12 empty] | 0.052 | 1.2004 | 1.2004 | 1.2004 | 1.2004 | [11 empty] | Wisconsin Electric Power Co | 100 | WEC Energy Group Inc | 100 | Regulated
Germantown | 6253_G_5 | 6253 | G | 5 | 2873 | Combustion Turbine |  | MIS_WUMS | Wisconsin | 55 | Washington | 131 | 55131 | 76.3 | 17461 | 2000 | 9999 |  |  | N | Natural Gas, Distillate Fuel Oil |  |  |  | H2O | [8 empty] | 0.05 | 0.03066 | 0.03066 | 0.03066 | 0.03066 | [11 empty] | Wisconsin Electric Power Co | 100 | WEC Energy Group Inc | 100 | Regulated
Boas Rd #1 Community Solar Farm | 62530_G_496 | 62530 | G | 496 |  | Solar PV |  | NY_Z_D | New York | 36 | Clinton | 19 | 36019 | 2 | 0 | 2019 | 9999 |  |  | N | Solar | [13 empty] | 0 | 0 | 0 | 0 | [11 empty] | NY Mooers I LLC | 100 | NY Mooers I LLC | 100 | Non-regulated
Boas Rd #2 Community Solar Farm | 62531_G_1010 | 62531 | G | 1010 |  | Solar PV |  | NY_Z_D | New York | 36 | Clinton | 19 | 36019 | 2 | 0 | 2019 | 9999 |  |  | N | Solar | [13 empty] | 0 | 0 | 0 | 0 | [11 empty] | NY Mooers I LLC | 100 | NY Mooers I LLC | 100 | Non-regulated
Boas Rd #3 Community Solar Farm | 62532_G_1011 | 62532 | G | 1011 |  | Solar PV |  | NY_Z_D | New York | 36 | Clinton | 19 | 36019 | 2 | 0 | 2019 | 9999 |  |  | N | Solar | [13 empty] | 0 | 0 | 0 | 0 | [11 empty] | NY Mooers III LLC | 100 | NY Mooers III LLC | 100 | Non-regulated
Boas Rd #4 Community Solar Farm | 62533_G_1023 | 62533 | G | 1023 |  | Solar PV |  | NY_Z_D | New York | 36 | Clinton | 19 | 36019 | 2 | 0 | 2020 | 9999 |  |  | N | Solar | [13 empty] | 0 | 0 | 0 | 0 | [11 empty] | NY Mooers III LLC | 100 | NY Mooers III LLC | 100 | Non-regulated
MSC-Scott01 LLC | 62535_G_52737 | 62535 | G | 52737 |  | Solar PV |  | MIS_MNWI | Minnesota | 27 | Scott | 139 | 27139 | 1 | 0 | 2019 | 9999 |  |  | N | Solar | [13 empty] | 0 | 0 | 0 | 0 | [11 empty] | MSC Scott01 LLC | 100 | Minnesota Solar Connection (MSC) | 100 | Non-regulated
MSC-Chisago01 LLC CSG | 62536_G_52739 | 62536 | G | 52739 |  | Solar PV |  | MIS_MNWI | Minnesota | 27 | Chisago | 25 | 27025 | 1 | 0 | 2019 | 9999 |  |  | N | Solar | [13 empty] | 0 | 0 | 0 | 0 | [11 empty] | MSC Chisago01 LLC | 100 | MSC Chisago01 LLC | 100 | Non-regulated
MSC-Rice01 LLC CSG | 62537_G_52738 | 62537 | G | 52738 |  | Solar PV |  | MIS_MNWI | Minnesota | 27 | Rice | 131 | 27131 | 1 | 0 | 2019 | 9999 |  |  | N | Solar | [13 empty] | 0 | 0 | 0 | 0 | [11 empty] | MSC Rice01 LLC | 100 | MSC Rice01 LLC | 100 | Non-regulated
MSC-Chisago02 LLC | 62538_G_52740 | 62538 | G | 52740 |  | Solar PV |  | MIS_MNWI | Minnesota | 27 | Chisago | 25 | 27025 | 1 | 0 | 2019 | 9999 |  |  | N | Solar | [13 empty] | 0 | 0 | 0 | 0 | [11 empty] | MSC Chisago02 LLC | 100 | MSC Chisago02 LLC | 100 | Non-regulated
HCE Moore I | 62539_G_PGR02 | 62539 | G | PGR02 |  | Solar PV |  | S_VACA | North Carolina | 37 | Moore | 125 | 37125 | 2 | 0 | 2018 | 9999 |  |  | N | Solar | [13 empty] | 0 | 0 | 0 | 0 | [11 empty] | ESA Renewables II LLC | 50 | ESA Renewables LLC | 50 | Non-regulated
Three Bridge | 62540_G_PGR01 | 62540 | G | PGR01 |  | Solar PV |  | S_VACA | North Carolina | 37 | Robeson | 155 | 37155 | 2 | 0 | 2018 | 9999 |  |  | N | Solar | [13 empty] | 0 | 0 | 0 | 0 | [11 empty] | Three Bridge Farm LLC | 100 | Strata Solar LLC | 100 | Non-regulated
Lake Placid Solar Power Plant | 62541_G_ES1 | 62541 | G | ES1 |  | Energy Storage |  | FRCC | Florida | 12 | Highlands | 55 | 12055 | 17.3 | 0 | 2023 | 9999 |  |  | N | Energy Storage | [13 empty] | 0 | 0 | 0 | 0 | [11 empty] | Duke Energy Florida, LLC | 100 | Duke Energy Florida, LLC | 100 | Regulated
Lake Placid Solar Power Plant | 62541_G_PV1 | 62541 | G | PV1 |  | Solar PV |  | FRCC | Florida | 12 | Highlands | 55 | 12055 | 45 | 0 | 2019 | 9999 |  |  | N | Solar | [13 empty] | 0 | 0 | 0 | 0 | [11 empty] | Duke Energy Florida, LLC | 100 | Duke Energy Florida, LLC | 100 | Regulated
Debary Solar Power Plant | 62542_G_PV1 | 62542 | G | PV1 |  | Solar PV |  | FRCC | Florida | 12 | Volusia | 127 | 12127 | 74.5 | 0 | 2020 | 9999 |  |  | N | Solar | [13 empty] | 0 | 0 | 0 | 0 | [11 empty] | Duke Energy Florida, LLC | 100 | Duke Energy Florida, LLC | 100 | Regulated
Trenton Solar Power Plant | 62543_G_PV1 | 62543 | G | PV1 |  | Solar PV |  | FRCC | Florida | 12 | Gilchrist | 41 | 12041 | 74.9 | 0 | 2019 | 9999 |  |  | N | Solar | [13 empty] | 0 | 0 | 0 | 0 | [11 empty] | Duke Energy Florida, LLC | 100 | Duke Energy Florida, LLC | 100 | Regulated
Wilkinson Solar LLC | 62544_G_GEN1 | 62544 | G | GEN1 |  | Solar PV |  | S_VACA | North Carolina | 37 | Beaufort | 13 | 37013 | 80.6 | 0 | 2019 | 9999 |  |  | N | Solar | [13 empty] | 0 | 0 | 0 | 0 | [11 empty] | Dominion Renewable Energy | 100 | Dominion Renewable Energy | 100 | Non-regulated
Renew Solar ABC Sacramento LLC | 62545_G_SACRA | 62545 | G | SACRA |  | Solar PV |  | WEC_BANC | California | 6 | Sacramento | 67 | 06067 | 1.7 | 0 | 2020 | 9999 |  |  | N | Solar | [13 empty] | 0 | 0 | 0 | 0 | [11 empty] | Greenbacker Renewable Energy Corporation | 100 | Greenbacker Renewable Energy Corporation | 100 | Non-regulated
Almond | 62546_G_ALMND | 62546 | G | ALMND |  | Solar PV |  | WEC_CALN | California | 6 | Kings | 31 | 06031 | 19.9 | 0 | 2023 | 9999 |  |  | N | Solar | [13 empty] | 0 | 0 | 0 | 0 | [11 empty] | Westlands Almond LLC | 100 | Westlands Almond LLC | 100 | Non-regulated
Aquamarine | 62547_G_AQUAM | 62547 | G | AQUAM |  | Solar PV |  | WEC_CALN | California | 6 | Kings | 31 | 06031 | 250 | 0 | 2021 | 9999 |  |  | N | Solar | [13 empty] | 0 | 0 | 0 | 0 | [11 empty] | Aquamarine Westside LLC | 100 | Aquamarine Westside LLC | 100 | Non-regulated
SJRR Power LLC | 62548_G_SJ-1 | 62548 | G | SJ-1 |  | Combustion Turbine |  | ERC_REST | Texas | 48 | Harris | 201 | 48201 | 43 | 9905 | 2022 | 9999 |  |  | N | Natural Gas |  |  |  |  | SCR | [8 empty] | 0.011 | 0.011 | 0.011 | 0.011 | [11 empty] | SJRR | 100 | SJRR | 100 | Non-regulated
SJRR Power LLC | 62548_G_SJ-2 | 62548 | G | SJ-2 |  | Combustion Turbine |  | ERC_REST | Texas | 48 | Harris | 201 | 48201 | 43 | 9905 | 2022 | 9999 |  |  | N | Natural Gas |  |  |  |  | SCR | [8 empty] | 0.011 | 0.011 | 0.011 | 0.011 | [11 empty] | SJRR | 100 | SJRR | 100 | Non-regulated
Kearsarge Johnstown 1 CSG | 62549_G_JOHNN | 62549 | G | JOHNN |  | Solar PV |  | NY_Z_F | New York | 36 | Fulton | 35 | 36035 | 1.5 | 0 | 2018 | 9999 |  |  | N | Solar | [13 empty] | 0 | 0 | 0 | 0 | [11 empty] | Kearsarge Johnstown 1 LLC | 100 | Kearsarge Energy LP | 100 | Non-regulated
Kearsarge GB | 62550_G_GB123 | 62550 | G | GB123 |  | Solar PV |  | NENGREST | Massachusetts | 25 | Berkshire | 3 | 25003 | 1.9 | 0 | 2018 | 9999 |  |  | N | Solar | [13 empty] | 0 | 0 | 0 | 0 | [11 empty] | Kearsarge GB LLC | 100 | Kearsarge Energy LP | 100 | Non-regulated
Kearsarge SKSC1 LLC | 62551_G_SKSC1 | 62551 | G | SKSC1 |  | Solar PV |  | NENGREST | Rhode Island | 44 | Washington | 9 | 44009 | 3.8 | 0 | 2018 | 9999 |  |  | N | Solar | [13 empty] | 0 | 0 | 0 | 0 | [11 empty] | Kearsarge SKSC 1 LLC | 100 | Kearsarge Energy LP | 100 | Non-regulated
Kearsarge Uxbridge | 62552_G_UX680 | 62552 | G | UX680 |  | Solar PV |  | NENGREST | Massachusetts | 25 | Worcester | 27 | 25027 | 1.9 | 0 | 2018 | 9999 |  |  | N | Solar | [13 empty] | 0 | 0 | 0 | 0 | [11 empty] | Kearsarge Uxbridge LLC | 100 | Kearsarge Energy LP | 100 | Non-regulated
Kearsarge Johnstown 2 CSG | 62556_G_JOHNS | 62556 | G | JOHNS |  | Solar PV |  | NY_Z_F | New York | 36 | Fulton | 35 | 36035 | 2 | 0 | 2018 | 9999 |  |  | N | Solar | [13 empty] | 0 | 0 | 0 | 0 | [11 empty] | Kearsarge Johnstown 1 LLC | 100 | Kearsarge Energy LP | 100 | Non-regulated
Kearsarge Montague | 62557_G_MONTA | 62557 | G | MONTA |  | Solar PV |  | NENGREST | Massachusetts | 25 | Franklin | 11 | 25011 | 4 | 0 | 2018 | 9999 |  |  | N | Solar | [13 empty] | 0 | 0 | 0 | 0 | [11 empty] | Kearsarge Montague LLC | 100 | Kearsarge Energy LP | 100 | Non-regulated
Kearsarge SKSC2 LLC | 62558_G_SKSC2 | 62558 | G | SKSC2 |  | Solar PV |  | NENGREST | Rhode Island | 44 | Washington | 9 | 44009 | 3.1 | 0 | 2018 | 9999 |  |  | N | Solar | [13 empty] | 0 | 0 | 0 | 0 | [11 empty] | Kearsarge SKSC2 LLC | 100 | Kearsarge Energy LP | 100 | Non-regulated
Kearsarge Wilmington | 62559_G_WILM1 | 62559 | G | WILM1 |  | Solar PV |  | NENGREST | Massachusetts | 25 | Middlesex | 17 | 25017 | 1.6 | 0 | 2017 | 9999 |  |  | N | Solar | [13 empty] | 0 | 0 | 0 | 0 | [11 empty] | Kearsarge Wilmington LLC | 100 | Kearsarge Energy LP | 100 | Non-regulated
Airport Solar | 62560_G_APS | 62560 | G | APS |  | Solar PV |  | WECC_PNW | Oregon | 41 | Lake | 37 | 41037 | 47.3 | 0 | 2019 | 9999 |  |  | N | Solar | [13 empty] | 0 | 0 | 0 | 0 | [11 empty] | Airport Solar LLC | 100 | Obsidian Finance Group LLC | 100 | Non-regulated
Roadrunner, LLC Hybrid | 62561_G_BA | 62561 | G | BA |  | Energy Storage |  | ERC_WEST | Texas | 48 | Upton | 461 | 48461 | 50 | 0 | 2023 | 9999 |  |  | N | Energy Storage | [13 empty] | 0 | 0 | 0 | 0 | [11 empty] | Roadrunner Solar, LLC | 100 | Roadrunner Solar, LLC | 100 | Non-regulated
Roadrunner, LLC Hybrid | 62561_G_RODR1 | 62561 | G | RODR1 |  | Solar PV |  | ERC_WEST | Texas | 48 | Upton | 461 | 48461 | 200 | 0 | 2020 | 9999 |  |  | N | Solar | [13 empty] | 0 | 0 | 0 | 0 | [11 empty] | Roadrunner Solar Project LLC | 100 | Enel SpA | 100 | Non-regulated
Roadrunner, LLC Hybrid | 62561_G_RODR2 | 62561 | G | RODR2 |  | Solar PV |  | ERC_WEST | Texas | 48 | Upton | 461 | 48461 | 200 | 0 | 2020 | 9999 |  |  | N | Solar | [13 empty] | 0 | 0 | 0 | 0 | [11 empty] | Roadrunner Solar, LLC | 100 | Roadrunner Solar, LLC | 100 | Non-regulated
High Lonesome Wind Power, LLC Hybrid | 62562_G_BA | 62562 | G | BA |  | Energy Storage |  | ERC_WEST | Texas | 48 | Upton | 461 | 48461 | 50 | 0 | 2023 | 9999 |  |  | N | Energy Storage | [13 empty] | 0 | 0 | 0 | 0 | [11 empty] | High Lonesome Wind Power, LLC | 100 | High Lonesome Wind Power, LLC | 100 | Non-regulated
High Lonesome Wind Power, LLC Hybrid | 62562_G_HILO | 62562 | G | HILO |  | Onshore Wind |  | ERC_WEST | Texas | 48 | Upton | 461 | 48461 | 449.5 | 0 | 2021 | 9999 |  |  | N | Wind | [13 empty] | 0 | 0 | 0 | 0 | [11 empty] | Enel Green Power North America Inc | 100 | Enel SpA | 100 | Non-regulated
High Lonesome Wind Power, LLC Hybrid | 62562_G_HILO2 | 62562 | G | HILO2 |  | Onshore Wind |  | ERC_WEST | Texas | 48 | Upton | 461 | 48461 | 50 | 0 | 2021 | 9999 |  |  | N | Wind | [13 empty] | 0 | 0 | 0 | 0 | [11 empty] | High Lonesome Wind Power, LLC | 100 | High Lonesome Wind Power, LLC | 100 | Non-regulated
High Prairie Wind Farm | 62563_G_HPWF | 62563 | G | HPWF |  | Onshore Wind |  | MIS_MO | Missouri | 29 | Schuyler | 197 | 29197 | 99 | 0 | 2020 | 9999 |  |  | N | Wind | [13 empty] | 0 | 0 | 0 | 0 | [11 empty] | Union Electric Co - (MO) | 100 | Union Electric Co - (MO) | 100 | Regulated
Elkhorn Battery Energy Storage System | 62564_G_ELKHO | 62564 | G | ELKHO |  | Energy Storage |  | WEC_CALN | California | 6 | Monterey | 53 | 06053 | 182.5 | 0 | 2022 | 9999 |  |  | N | Energy Storage | [13 empty] | 0 | 0 | 0 | 0 | [11 empty] | Pacific Gas & Electric Co. | 100 | Pacific Gas & Electric Co. | 100 | Regulated
Hill Top Energy Center, LLC | 62565_G_GEN1 | 62565 | G | GEN1 |  | Combined Cycle |  | PJM_AP | Pennsylvania | 42 | Greene | 59 | 42059 | 620.7 | 6370 | 2021 | 9999 |  |  | N | Natural Gas, Distillate Fuel Oil |  |  |  |  | SCR | [8 empty] | 0.011 | 0.011 | 0.011 | 0.011 | [11 empty] | Hill Top Energy Center, LLC | 100 | Hill Top Energy Center, LLC | 100 | Non-regulated
Blue Summit III Wind | 62566_G_BS3 | 62566 | G | BS3 |  | Onshore Wind |  | ERC_WEST | Texas | 48 | Hardeman | 197 | 48197 | 200.2 | 0 | 2019 | 9999 |  |  | N | Wind | [13 empty] | 0 | 0 | 0 | 0 | [11 empty] | Blue Summit III Wind LLC | 100 | NextEra Energy Inc | 100 | Non-regulated
GD Richmond Buttonwoods I, LLC | 62567_G_GDBUT | 62567 | G | GDBUT |  | Solar PV |  | NENGREST | Rhode Island | 44 | Washington | 9 | 44009 | 1.3 | 0 | 2020 | 9999 |  |  | N | Solar | [13 empty] | 0 | 0 | 0 | 0 | [11 empty] | GD Richmond Buttonwoods I LLC | 100 | GD Richmond Buttonwoods I LLC | 100 | Non-regulated
GD West Greenwich Victory I, LLC | 62568_G_GDVIC | 62568 | G | GDVIC |  | Solar PV |  | NENGREST | Rhode Island | 44 | Kent | 3 | 44003 | 1.8 | 0 | 2020 | 9999 |  |  | N | Solar | [13 empty] | 0 | 0 | 0 | 0 | [11 empty] | GD West Greenwich Victory I, LLC | 100 | GD West Greenwich Victory I, LLC | 100 | Non-regulated
Knoxville Battery Energy Storage | 62569_G_ES1 | 62569 | G | ES1 |  | Energy Storage |  | MIS_MIDA | Iowa | 19 | Marion | 125 | 19125 | 1.1 | 0 | 2018 | 9999 |  |  | N | Energy Storage | [13 empty] | 0 | 0 | 0 | 0 | [11 empty] | MidAmerican Energy Co | 100 | Berkshire Hathaway Inc | 100 | Regulated
Jiminy Peak Wind QF | 62570_G_32651 | 62570 | G | 32651 |  | Onshore Wind |  | NENGREST | Massachusetts | 25 | Berkshire | 3 | 25003 | 1.8 | 0 | 2007 | 9999 |  |  | N | Wind | [13 empty] | 0 | 0 | 0 | 0 | [11 empty] | Jiminy Peak | 100 | Jiminy Peak Mountain Resort Inc | 100 | Non-regulated
Disney Prospect | 62571_G_DSY01 | 62571 | G | DSY01 |  | Fuel Cell |  | WEC_LADW | California | 6 | Los Angeles | 37 | 06037 | 1 | 9118 | 2017 | 9999 |  |  | N | Natural Gas | [13 empty] | 0 | 0 | 0 | 0 | [11 empty] | Bloom Energy Corp | 100 | Bloom Energy Corp | 100 | Non-regulated
ATT Jericho | 62572_G_ATT49 | 62572 | G | ATT49 |  | Fuel Cell |  | NY_Z_K | New York | 36 | Suffolk | 103 | 36103 | 1 | 9118 | 2017 | 9999 |  |  | N | Natural Gas | [13 empty] | 0 | 0 | 0 | 0 | [11 empty] | Bloom Energy Corp | 100 | Bloom Energy Corp | 100 | Non-regulated
ATT Kelvin | 62573_G_ATT56 | 62573 | G | ATT56 |  | Fuel Cell |  | WECC_SCE | California | 6 | Orange | 59 | 06059 | 1 | 9118 | 2017 | 9999 |  |  | N | Natural Gas | [13 empty] | 0 | 0 | 0 | 0 | [11 empty] | Bloom Energy Corp | 100 | Bloom Energy Corp | 100 | Non-regulated
ATT Van Nyus | 62574_G_ATT93 | 62574 | G | ATT93 |  | Fuel Cell |  | WEC_LADW | California | 6 | Los Angeles | 37 | 06037 | 1 | 6711 | 2017 | 9999 |  |  | N | Natural Gas | [13 empty] | 0 | 0 | 0 | 0 | [11 empty] | Bloom Energy Corp | 100 | Bloom Energy Corp | 100 | Non-regulated
FLEX Gibraltar | 62575_G_FLX01 | 62575 | G | FLX01 |  | Fuel Cell |  | WEC_CALN | California | 6 | Santa Clara | 85 | 06085 | 1 | 9118 | 2017 | 9999 |  |  | N | Natural Gas | [13 empty] | 0 | 0 | 0 | 0 | [11 empty] | Bloom Energy Corp | 100 | Bloom Energy Corp | 100 | Non-regulated
MER Queens | 62576_G_MER01 | 62576 | G | MER01 |  | Fuel Cell |  | NY_Z_J | New York | 36 | Queens | 81 | 36081 | 1.2 | 9118 | 2017 | 9999 |  |  | N | Natural Gas | [13 empty] | 0 | 0 | 0 | 0 | [11 empty] | Bloom Energy Corp | 100 | Bloom Energy Corp | 100 | Non-regulated
APP Prune A-D | 62577_G_AP11A | 62577 | G | AP11A |  | Fuel Cell |  | WEC_CALN | California | 6 | Santa Clara | 85 | 06085 | 1 | 9118 | 2017 | 9999 |  |  | N | Natural Gas | [13 empty] | 0 | 0 | 0 | 0 | [11 empty] | Bloom Energy Corp | 100 | Bloom Energy Corp | 100 | Non-regulated
APP Prune A-D | 62577_G_AP11B | 62577 | G | AP11B |  | Fuel Cell |  | WEC_CALN | California | 6 | Santa Clara | 85 | 06085 | 1 | 9118 | 2017 | 9999 |  |  | N | Natural Gas | [13 empty] | 0 | 0 | 0 | 0 | [11 empty] | Bloom Energy Corp | 100 | Bloom Energy Corp | 100 | Non-regulated
APP Prune A-D | 62577_G_AP11C | 62577 | G | AP11C |  | Fuel Cell |  | WEC_CALN | California | 6 | Santa Clara | 85 | 06085 | 1 | 9118 | 2017 | 9999 |  |  | N | Natural Gas | [13 empty] | 0 | 0 | 0 | 0 | [11 empty] | Bloom Energy Corp | 100 | Bloom Energy Corp | 100 | Non-regulated
APP Prune A-D | 62577_G_AP11D | 62577 | G | AP11D |  | Fuel Cell |  | WEC_CALN | California | 6 | Santa Clara | 85 | 06085 | 1 | 9118 | 2017 | 9999 |  |  | N | Natural Gas | [13 empty] | 0 | 0 | 0 | 0 | [11 empty] | Bloom Energy Corp | 100 | Bloom Energy Corp | 100 | Non-regulated
Preferred Freezer San Leandro | 62578_G_SLPV1 | 62578 | G | SLPV1 |  | Solar PV |  | WEC_CALN | California | 6 | Alameda | 1 | 06001 | 2 | 0 | 2017 | 9999 |  |  | N | Solar | [13 empty] | 0 | 0 | 0 | 0 | [11 empty] | EnterSolar | 100 | EnterSolar | 100 | Non-regulated
Plainfield Community Solar LLC | 62579_G_2999 | 62579 | G | 2999 |  | Solar PV |  | NENGREST | Massachusetts | 25 | Hampshire | 15 | 25015 | 2 | 0 | 2019 | 9999 |  |  | N | Solar | [13 empty] | 0 | 0 | 0 | 0 | [11 empty] | Plainfield Solar LLC | 100 | Nexamp | 100 | Non-regulated
Wilson | 6258_G_5A | 6258 | G | 5A | 89926 | Combustion Turbine |  | S_SOU | Georgia | 13 | Burke | 33 | 13033 | 41 | 25000 | 1972 | 9999 |  |  | N | Distillate Fuel Oil | [12 empty] | 2.578 | 1.2003 | 1.2003 | 1.2003 | 1.2003 | [11 empty] | Georgia Power Co | 100 | Southern Co | 100 | Regulated
Wilson | 6258_G_5B | 6258 | G | 5B | 89927 | Combustion Turbine |  | S_SOU | Georgia | 13 | Burke | 33 | 13033 | 56 | 25000 | 1972 | 9999 |  |  | N | Distillate Fuel Oil | [12 empty] | 2.578 | 1.1996 | 1.1996 | 1.1996 | 1.1996 | [11 empty] | Georgia Power Co | 100 | Southern Co | 100 | Regulated
Wilson | 6258_G_5C | 6258 | G | 5C | 89928 | Combustion Turbine |  | S_SOU | Georgia | 13 | Burke | 33 | 13033 | 49 | 25000 | 1972 | 9999 |  |  | N | Distillate Fuel Oil | [12 empty] | 2.578 | 1.1997 | 1.1997 | 1.1997 | 1.1997 | [11 empty] | Georgia Power Co | 100 | Southern Co | 100 | Regulated
Wilson | 6258_G_5D | 6258 | G | 5D | 89929 | Combustion Turbine |  | S_SOU | Georgia | 13 | Burke | 33 | 13033 | 41 | 25000 | 1973 | 9999 |  |  | N | Distillate Fuel Oil | [12 empty] | 2.578 | 1.2 | 1.2 | 1.2 | 1.2 | [11 empty] | Georgia Power Co | 100 | Southern Co | 100 | Regulated
Wilson | 6258_G_5E | 6258 | G | 5E | 89930 | Combustion Turbine |  | S_SOU | Georgia | 13 | Burke | 33 | 13033 | 54 | 25000 | 1973 | 9999 |  |  | N | Distillate Fuel Oil | [12 empty] | 2.578 | 1.1997 | 1.1997 | 1.1997 | 1.1997 | [11 empty] | Georgia Power Co | 100 | Southern Co | 100 | Regulated
Wilson | 6258_G_5F | 6258 | G | 5F | 89931 | Combustion Turbine |  | S_SOU | Georgia | 13 | Burke | 33 | 13033 | 54 | 25000 | 1973 | 9999 |  |  | N | Distillate Fuel Oil | [12 empty] | 2.578 | 1.1999 | 1.1999 | 1.1999 | 1.1999 | [11 empty] | Georgia Power Co | 100 | Southern Co | 100 | Regulated
Wilson | 6258_G_IC1 | 6258 | G | IC1 |  | Combustion Turbine | IC Engine | S_SOU | Georgia | 13 | Burke | 33 | 13033 | 2.5 | 12283 | 1972 | 9999 |  |  | N | Distillate Fuel Oil | [12 empty] | 2.578 | 1.6498 | 1.6498 | 1.6498 | 1.6498 | [11 empty] | Georgia Power Co | 100 | Southern Co | 100 | Regulated
Route 14A CDG Solar North and South LLC | 62580_G_6081 | 62580 | G | 6081 |  | Solar PV |  | NY_Z_C&E | New York | 36 | Ontario | 69 | 36069 | 4 | 0 | 2018 | 9999 |  |  | N | Solar | [13 empty] | 0 | 0 | 0 | 0 | [11 empty] | Route 14A CDG Solar North & South LLC | 100 | Nexamp | 100 | Non-regulated
Tolland Solar NG LLC | 62581_G_3011 | 62581 | G | 3011 |  | Solar PV |  | NENGREST | Massachusetts | 25 | Hampden | 13 | 25013 | 3.5 | 0 | 2014 | 9999 |  |  | N | Solar | [13 empty] | 0 | 0 | 0 | 0 | [11 empty] | Tolland Solar NG LLC | 100 | Tolland Solar NG LLC | 100 | Non-regulated
Newfield Community Solar LLC | 62582_G_5216 | 62582 | G | 5216 |  | Solar PV |  | NY_Z_C&E | New York | 36 | Tompkins | 109 | 36109 | 6 | 0 | 2019 | 9999 |  |  | N | Solar | [13 empty] | 0 | 0 | 0 | 0 | [11 empty] | Newfield Solar LLC | 100 | Newfield Solar LLC | 100 | Non-regulated
Newfield Community Solar LLC | 62582_G_5465 | 62582 | G | 5465 |  | Solar PV |  | NY_Z_C&E | New York | 36 | Tompkins | 109 | 36109 | 2 | 0 | 2019 | 9999 |  |  | N | Solar | [11 empty] | 0 |  | 0 | 0 | 0 | 0 | [11 empty] | Newfield Solar LLC | 100 | Newfield Solar LLC | 100 | Non-regulated
Newfield Community Solar LLC | 62582_G_5466 | 62582 | G | 5466 |  | Solar PV |  | NY_Z_C&E | New York | 36 | Tompkins | 109 | 36109 | 2 | 0 | 2019 | 9999 |  |  | N | Solar | [11 empty] | 0 |  | 0 | 0 | 0 | 0 | [11 empty] | Newfield Solar LLC | 100 | Newfield Solar LLC | 100 | Non-regulated
Newfield Community Solar LLC | 62582_G_5467 | 62582 | G | 5467 |  | Solar PV |  | NY_Z_C&E | New York | 36 | Tompkins | 109 | 36109 | 2 | 0 | 2019 | 9999 |  |  | N | Solar | [11 empty] | 0 |  | 0 | 0 | 0 | 0 | [11 empty] | Newfield Solar LLC | 100 | Newfield Solar LLC | 100 | Non-regulated
Tanglewood Circle Solar 1 LLC | 62583_G_5823 | 62583 | G | 5823 |  | Solar PV |  | NENGREST | Massachusetts | 25 | Berkshire | 3 | 25003 | 5 | 0 | 2018 | 9999 |  |  | N | Solar | [13 empty] | 0 | 0 | 0 | 0 | [11 empty] | Tanglewood Circle Solar 1 LLC | 100 | Borrego Solar Systems Inc | 100 | Non-regulated
Quitman Solar | 62584_G_QUITM | 62584 | G | QUITM |  | Solar PV |  | S_SOU | Georgia | 13 | Brooks | 27 | 13027 | 150 | 0 | 2019 | 9999 |  |  | N | Solar | [13 empty] | 0 | 0 | 0 | 0 | [11 empty] | Quitman Solar LLC | 100 | NextEra Energy Inc | 100 | Non-regulated
Beebe Substation Battery Storage | 62585_G_WAKFD | 62585 | G | WAKFD |  | Energy Storage |  | NENGREST | Massachusetts | 25 | Middlesex | 17 | 25017 | 3 | 0 | 2019 | 9999 |  |  | N | Energy Storage | [13 empty] | 0 | 0 | 0 | 0 | [11 empty] | Massachusetts Municipal Wholesale Electric Co | 100 | Massachusetts Municipal Wholesale Electric Co | 100 | Regulated
DG Florham Park Solar LLC | 62586_G_BASF | 62586 | G | BASF |  | Solar PV |  | PJM_EMAC | New Jersey | 34 | Morris | 27 | 34027 | 2 | 0 | 2019 | 9999 |  |  | N | Solar | [13 empty] | 0 | 0 | 0 | 0 | [11 empty] | DG Florham Park Solar LLC | 100 | NextEra Energy Inc | 100 | Non-regulated
Mesquite Star | 62587_G_MESQ | 62587 | G | MESQ |  | Onshore Wind |  | ERC_WEST | Texas | 48 | Nolan | 353 | 48353 | 418.9 | 0 | 2020 | 9999 |  |  | N | Wind | [13 empty] | 0 | 0 | 0 | 0 | [11 empty] | Mesquite Star LLC | 100 | Clearway Energy Group | 100 | Non-regulated
Derby Fuel Cell | 62588_G_MM45 | 62588 | G | MM45 |  | Fuel Cell |  | NENG_CT | Connecticut | 9 | New Haven | 9 | 09009 | 2.8 | 6469 | 2023 | 9999 |  |  | N | Natural Gas | [13 empty] | 0 | 0 | 0 | 0 | [11 empty] | Derby Fuel Cell LLC | 100 | Derby Fuel Cell LLC | 100 | Non-regulated
Derby Fuel Cell | 62588_G_MM46 | 62588 | G | MM46 |  | Fuel Cell |  | NENG_CT | Connecticut | 9 | New Haven | 9 | 09009 | 2.8 | 6469 | 2023 | 9999 |  |  | N | Natural Gas | [13 empty] | 0 | 0 | 0 | 0 | [11 empty] | Derby Fuel Cell LLC | 100 | Derby Fuel Cell LLC | 100 | Non-regulated
Derby Fuel Cell | 62588_G_MM47 | 62588 | G | MM47 |  | Fuel Cell |  | NENG_CT | Connecticut | 9 | New Haven | 9 | 09009 | 2.8 | 6469 | 2023 | 9999 |  |  | N | Natural Gas | [13 empty] | 0 | 0 | 0 | 0 | [11 empty] | Derby Fuel Cell LLC | 100 | Derby Fuel Cell LLC | 100 | Non-regulated
Derby Fuel Cell | 62588_G_MM48 | 62588 | G | MM48 |  | Fuel Cell |  | NENG_CT | Connecticut | 9 | New Haven | 9 | 09009 | 2.8 | 6469 | 2023 | 9999 |  |  | N | Natural Gas | [13 empty] | 0 | 0 | 0 | 0 | [11 empty] | Derby Fuel Cell LLC | 100 | Derby Fuel Cell LLC | 100 | Non-regulated
Derby Fuel Cell | 62588_G_MM49 | 62588 | G | MM49 |  | Fuel Cell |  | NENG_CT | Connecticut | 9 | New Haven | 9 | 09009 | 2.8 | 6469 | 2023 | 9999 |  |  | N | Natural Gas | [13 empty] | 0 | 0 | 0 | 0 | [11 empty] | Derby Fuel Cell LLC | 100 | Derby Fuel Cell LLC | 100 | Non-regulated
Wolf Creek Generator | 62590_G_WOLF | 62590 | G | WOLF |  | Combustion Turbine | IC Engine | SPP_N | Kansas | 20 | Coffey | 31 | 20031 | 1 | 12283 | 2014 | 9999 |  |  | N | Distillate Fuel Oil | [13 empty] | 1.6498 | 1.6498 | 1.6498 | 1.6498 | [11 empty] | Lyon Coffey Electric Coop Inc | 100 | Lyon Coffey Electric Coop Inc | 100 | Regulated
Ekola Flats | 62591_G_1 | 62591 | G | 1 |  | Onshore Wind |  | WECC_WY | Wyoming | 56 | Carbon | 7 | 56007 | 250.9 | 0 | 2020 | 9999 |  |  | N | Wind | [13 empty] | 0 | 0 | 0 | 0 | [11 empty] | PacifiCorp | 100 | PacifiCorp | 100 | Regulated
Headwaters Wind Farm II LLC | 62592_G_HWII | 62592 | G | HWII |  | Onshore Wind |  | PJM_West | Indiana | 18 | Randolph | 135 | 18135 | 200 | 0 | 2021 | 9999 |  |  | N | Wind | [13 empty] | 0 | 0 | 0 | 0 | [11 empty] | EDP Renewables North America LLC | 100 | EDP Renewables North America LLC | 100 | Non-regulated
Ruff Solar LLC | 62594_G_11625 | 62594 | G | 11625 |  | Solar PV |  | S_VACA | North Carolina | 37 | Rutherford | 161 | 37161 | 22 | 0 | 2020 | 9999 |  |  | N | Solar | [13 empty] | 0 | 0 | 0 | 0 | [11 empty] | Sol Systems LLC | 100 | Sol Systems LLC | 100 | Non-regulated
Wendell Solar Farm LLC | 62595_G_10424 | 62595 | G | 10424 |  | Solar PV |  | S_VACA | North Carolina | 37 | Johnston | 101 | 37101 | 5 | 0 | 2019 | 9999 |  |  | N | Solar | [13 empty] | 0 | 0 | 0 | 0 | [11 empty] | Wendell Solar Farm LLC | 100 | Cypress Creek Holdings LLC | 100 | Non-regulated
Sabattus Solar LLC | 62596_G_11999 | 62596 | G | 11999 |  | Solar PV |  | S_VACA | North Carolina | 37 | Nash | 127 | 37127 | 5 | 0 | 2019 | 9999 |  |  | N | Solar | [13 empty] | 0 | 0 | 0 | 0 | [11 empty] | Sabattus Solar LLC | 100 | New Energy Capital Corp | 100 | Non-regulated
Rio De Oro Solar Energy Center | 62597_G_RDO | 62597 | G | RDO |  | Solar PV |  | WECC_NM | New Mexico | 35 | Valencia | 61 | 35061 | 10 | 0 | 2019 | 9999 |  |  | N | Solar | [13 empty] | 0 | 0 | 0 | 0 | [11 empty] | Public Service Co of New Mexico | 100 | PNM Resources Inc | 100 | Regulated
Connell East LLC | 62598_G_LOREA | 62598 | G | LOREA |  | Solar PV |  | PJM_EMAC | New Jersey | 34 | Union | 39 | 34039 | 1.4 | 0 | 2013 | 9999 |  |  | N | Solar | [13 empty] | 0 | 0 | 0 | 0 | [11 empty] | Conell East LLC | 100 | Conell East LLC | 100 | Non-regulated
Oak Flat | 626_G_1 | 626 | G | 1 |  | Hydro |  | WEC_CALN | California | 6 | Plumas | 63 | 06063 | 1.3 | 0 | 1985 | 9999 |  |  | N | Hydro | [13 empty] | 0 | 0 | 0 | 0 | [11 empty] | Pacific Gas & Electric Co | 100 | PG&E Corp | 100 | Regulated
Cookstown | 62600_G_COOKS | 62600 | G | COOKS |  | Solar PV |  | S_VACA | North Carolina | 37 | Wayne | 191 | 37191 | 5 | 0 | 2019 | 9999 |  |  | N | Solar | [13 empty] | 0 | 0 | 0 | 0 | [11 empty] | Cookstown Solar Farm LLC | 100 | Cookstown Solar Farm LLC | 100 | Non-regulated
Changeup | 62601_G_CHANG | 62601 | G | CHANG |  | Solar PV |  | S_VACA | North Carolina | 37 | Randolph | 151 | 37151 | 2 | 0 | 2019 | 9999 |  |  | N | Solar | [13 empty] | 0 | 0 | 0 | 0 | [11 empty] | Changeup Solar LLC | 100 | Strata Solar LLC | 100 | Non-regulated
Starr | 62602_G_STARR | 62602 | G | STARR |  | Solar PV |  | S_VACA | North Carolina | 37 | Sampson | 163 | 37163 | 4.9 | 0 | 2019 | 9999 |  |  | N | Solar | [13 empty] | 0 | 0 | 0 | 0 | [11 empty] | Starr Farm LLC | 100 | Strata Solar LLC | 100 | Non-regulated
Badger | 62603_G_BADGE | 62603 | G | BADGE |  | Solar PV |  | S_VACA | North Carolina | 37 | Jones | 103 | 37103 | 5 | 0 | 2019 | 9999 |  |  | N | Solar | [13 empty] | 0 | 0 | 0 | 0 | [11 empty] | Badger Farm LLC | 100 | Strata Solar LLC | 100 | Non-regulated
Outer Cape Community Battery | 62604_G_OCESS | 62604 | G | OCESS |  | Energy Storage |  | NENGREST | Massachusetts | 25 | Barnstable | 1 | 25001 | 25 | 0 | 2022 | 9999 |  |  | N | Energy Storage | [13 empty] | 0 | 0 | 0 | 0 | [11 empty] | Eversource | 100 | Eversource | 100 | Non-regulated
Whitney Hill Wind Power LLC | 62606_G_WTHWP | 62606 | G | WTHWP |  | Onshore Wind |  | MIS_IL | Illinois | 17 | Logan | 107 | 17107 | 65 | 0 | 2020 | 9999 |  |  | N | Wind | [13 empty] | 0 | 0 | 0 | 0 | [11 empty] | Whitney Hill Wind Power LLC | 100 | Enel SpA | 100 | Non-regulated
Bloomfield Municipal Utilities Solar | 62607_G_PV | 62607 | G | PV |  | Solar PV |  | MIS_IA | Iowa | 19 | Davis | 51 | 19051 | 1.6 | 0 | 2019 | 9999 |  |  | N | Solar | [13 empty] | 0 | 0 | 0 | 0 | [11 empty] | AEP OnSite Partners LLC | 100 | American Electric Power Co Inc | 100 | Non-regulated
Commerce ESS | 62609_G_BA1 | 62609 | G | BA1 |  | Energy Storage |  | ERC_REST | Texas | 48 | Bexar | 29 | 48029 | 10 | 0 | 2019 | 9999 |  |  | N | Energy Storage | [13 empty] | 0 | 0 | 0 | 0 | [11 empty] | CPS Energy | 100 | CPS Energy | 100 | Regulated
Commerce Solar | 62610_G_PV1 | 62610 | G | PV1 |  | Solar PV |  | ERC_REST | Texas | 48 | Bexar | 29 | 48029 | 5 | 0 | 2019 | 9999 |  |  | N | Solar | [13 empty] | 0 | 0 | 0 | 0 | [11 empty] | CPS Energy | 100 | CPS Energy | 100 | Regulated
PFMG Solar Grossmont Helix LLC | 62611_G_HELIX | 62611 | G | HELIX |  | Solar PV |  | WEC_SDGE | California | 6 | San Diego | 73 | 06073 | 1.2 | 0 | 2018 | 9999 |  |  | N | Solar | [13 empty] | 0 | 0 | 0 | 0 | [11 empty] | PFMG Solar Grossmont Helix LLC | 100 | Soltage LLC | 100 | Non-regulated
USAA Black Bear Energy | 62612_G_USBC1 | 62612 | G | USBC1 |  | Solar PV |  | PJM_EMAC | New Jersey | 34 | Middlesex | 23 | 34023 | 1.9 | 0 | 2018 | 9999 |  |  | N | Solar | [13 empty] | 0 | 0 | 0 | 0 | [11 empty] | EnterSolar | 100 | EnterSolar | 100 | Non-regulated
CBP Solar | 62613_G_CBPB1 | 62613 | G | CBPB1 |  | Solar PV |  | NY_Z_G-I | New York | 36 | Westchester | 119 | 36119 | 1.8 | 0 | 2018 | 9999 |  |  | N | Solar | [13 empty] | 0 | 0 | 0 | 0 | [11 empty] | EnterSolar | 100 | EnterSolar | 100 | Non-regulated
Kinder Morgan Fordham | 62614_G_KMFO1 | 62614 | G | KMFO1 |  | Solar PV |  | NY_Z_J | New York | 36 | Richmond | 85 | 36085 | 1.7 | 0 | 2018 | 9999 |  |  | N | Solar | [13 empty] | 0 | 0 | 0 | 0 | [11 empty] | EnterSolar | 100 | EnterSolar | 100 | Non-regulated
ALDI DC 2 | 62615_G_ADC2 | 62615 | G | ADC2 |  | Solar PV |  | NENG_CT | Connecticut | 9 | Hartford | 3 | 09003 | 1.2 | 0 | 2018 | 9999 |  |  | N | Solar | [13 empty] | 0 | 0 | 0 | 0 | [11 empty] | EnterSolar | 100 | EnterSolar | 100 | Non-regulated
CCG Marketing | 62616_G_CCGWC | 62616 | G | CCGWC |  | Solar PV |  | PJM_EMAC | New Jersey | 34 | Essex | 13 | 34013 | 1.5 | 0 | 2018 | 9999 |  |  | N | Solar | [13 empty] | 0 | 0 | 0 | 0 | [11 empty] | EnterSolar | 100 | EnterSolar | 100 | Non-regulated
Searcy Solar Hybrid | 62617_G_SEABT | 62617 | G | SEABT |  | Energy Storage |  | MIS_AR | Arkansas | 5 | White | 145 | 05145 | 10 | 0 | 2022 | 9999 |  |  | N | Energy Storage | [13 empty] | 0 | 0 | 0 | 0 | [11 empty] | Searcy Solar, LLC | 100 | Searcy Solar, LLC | 100 | Regulated
Searcy Solar Hybrid | 62617_G_SEARC | 62617 | G | SEARC |  | Solar PV |  | MIS_AR | Arkansas | 5 | White | 145 | 05145 | 100 | 0 | 2022 | 9999 |  |  | N | Solar | [13 empty] | 0 | 0 | 0 | 0 | [11 empty] | Searcy Solar, LLC | 100 | Searcy Solar, LLC | 100 | Regulated
Hidalgo Wind Farm II | 62618_G_WT | 62618 | G | WT |  | Onshore Wind |  | ERC_REST | Texas | 48 | Hidalgo | 215 | 48215 | 50.4 | 0 | 2020 | 9999 |  |  | N | Wind | [13 empty] | 0 | 0 | 0 | 0 | [11 empty] | Hidalgo Wind Farm II LLC | 100 | Energias de Portugal SA | 100 | Non-regulated
Sage Draw Wind | 62620_G_SD | 62620 | G | SD |  | Onshore Wind |  | SPP_SPS | Texas | 48 | Lynn | 305 | 48305 | 338.4 | 0 | 2021 | 9999 |  |  | N | Wind | [13 empty] | 0 | 0 | 0 | 0 | [11 empty] | Sage Draw Wind LLC | 100 | Orsted | 100 | Non-regulated
Achilles Solar | 62621_G_ACHIL | 62621 | G | ACHIL |  | Solar PV |  | S_VACA | North Carolina | 37 | Montgomery | 123 | 37123 | 4.9 | 0 | 2019 | 9999 |  |  | N | Solar | [13 empty] | 0 | 0 | 0 | 0 | [11 empty] | Achilles Farm LLC | 100 | Strata Solar LLC | 100 | Non-regulated
Arborgate Solar | 62623_G_ARBOR | 62623 | G | ARBOR |  | Solar PV |  | S_VACA | North Carolina | 37 | Chatham | 37 | 37037 | 5 | 0 | 2019 | 9999 |  |  | N | Solar | [13 empty] | 0 | 0 | 0 | 0 | [11 empty] | Arborgate Farm LLC | 100 | Strata Solar LLC | 100 | Non-regulated
White Cloud Wind Project, LLC | 62624_G_WTCWF | 62624 | G | WTCWF |  | Onshore Wind |  | S_D_AECI | Missouri | 29 | Atchison | 5 | 29005 | 236.5 | 0 | 2020 | 9999 |  |  | N | Wind | [13 empty] | 0 | 0 | 0 | 0 | [11 empty] | White Cloud Wind Project, LLC | 100 | White Cloud Wind Project, LLC | 100 | Non-regulated
West Water Street | 62625_G_G1 | 62625 | G | G1 |  | Combustion Turbine | IC Engine | NENGREST | Massachusetts | 25 | Bristol | 5 | 25005 | 2.5 | 10745 | 2018 | 9999 |  |  | N | Distillate Fuel Oil | [13 empty] | 1.6498 | 1.6498 | 1.6498 | 1.6498 | [11 empty] | Taunton Municipal Lighting Plant | 100 | Taunton Municipal Lighting Plant | 100 | Regulated
West Water Street | 62625_G_G2 | 62625 | G | G2 |  | Combustion Turbine | IC Engine | NENGREST | Massachusetts | 25 | Bristol | 5 | 25005 | 2.5 | 10745 | 2018 | 9999 |  |  | N | Distillate Fuel Oil | [13 empty] | 1.6498 | 1.6498 | 1.6498 | 1.6498 | [11 empty] | Taunton Municipal Lighting Plant | 100 | Taunton Municipal Lighting Plant | 100 | Regulated
West Water Street | 62625_G_G3 | 62625 | G | G3 |  | Combustion Turbine | IC Engine | NENGREST | Massachusetts | 25 | Bristol | 5 | 25005 | 2.5 | 10745 | 2018 | 9999 |  |  | N | Distillate Fuel Oil | [13 empty] | 1.6498 | 1.6498 | 1.6498 | 1.6498 | [11 empty] | Taunton Municipal Lighting Plant | 100 | Taunton Municipal Lighting Plant | 100 | Regulated
West Water Street | 62625_G_G4 | 62625 | G | G4 |  | Combustion Turbine | IC Engine | NENGREST | Massachusetts | 25 | Bristol | 5 | 25005 | 2.5 | 10745 | 2018 | 9999 |  |  | N | Distillate Fuel Oil | [13 empty] | 1.6498 | 1.6498 | 1.6498 | 1.6498 | [11 empty] | Taunton Municipal Lighting Plant | 100 | Taunton Municipal Lighting Plant | 100 | Regulated
Wadesboro 4 | 62627_G_WADE4 | 62627 | G | WADE4 |  | Solar PV |  | S_VACA | North Carolina | 37 | Anson | 7 | 37007 | 1.9 | 0 | 2019 | 9999 |  |  | N | Solar | [13 empty] | 0 | 0 | 0 | 0 | [11 empty] | Wadesboro Farm 4 LLC | 100 | Strata Solar LLC | 100 | Non-regulated
APG Old Bayside | 62628_G_10115 | 62628 | G | 10115 |  | Solar PV |  | PJM_EMAC | Maryland | 24 | Harford | 25 | 24025 | 1.7 | 0 | 2018 | 9999 |  |  | N | Solar | [13 empty] | 0 | 0 | 0 | 0 | [11 empty] | Solar Mission Sunstone US LLC | 100 | Onyx Renewable Partners LP | 100 | Non-regulated
APG New Chesapeake | 62629_G_10115 | 62629 | G | 10115 |  | Solar PV |  | PJM_EMAC | Maryland | 24 | Harford | 25 | 24025 | 2.3 | 0 | 2018 | 9999 |  |  | N | Solar | [13 empty] | 0 | 0 | 0 | 0 | [11 empty] | Onyx Asset Services Group LLC | 100 | Onyx Renewable Partners LP | 100 | Non-regulated
Jumbo Hill Wind Project | 62630_G_WTGS1 | 62630 | G | WTGS1 |  | Onshore Wind |  | ERC_WEST | Texas | 48 | Andrews | 3 | 48003 | 160.7 | 0 | 2020 | 9999 |  |  | N | Wind | [13 empty] | 0 | 0 | 0 | 0 | [11 empty] | Jumbo Hill Wind Project LLC | 100 | ENGIE SA | 100 | Non-regulated
Blue Heron Solar | 62631_G_1 | 62631 | G | 1 |  | Solar PV |  | FRCC | Florida | 12 | Hendry | 51 | 12051 | 74.5 | 0 | 2020 | 9999 |  |  | N | Solar | [13 empty] | 0 | 0 | 0 | 0 | [11 empty] | Florida Power & Light Co | 100 | NextEra Energy Inc | 100 | Regulated
Cattle Ranch | 62632_G_1 | 62632 | G | 1 |  | Solar PV |  | FRCC | Florida | 12 | DeSoto | 27 | 12027 | 74.5 | 0 | 2020 | 9999 |  |  | N | Solar | [13 empty] | 0 | 0 | 0 | 0 | [11 empty] | Florida Power & Light Co | 100 | NextEra Energy Inc | 100 | Regulated
Twin Lakes | 62633_G_1 | 62633 | G | 1 |  | Solar PV |  | FRCC | Florida | 12 | Putnam | 107 | 12107 | 74.5 | 0 | 2020 | 9999 |  |  | N | Solar | [13 empty] | 0 | 0 | 0 | 0 | [11 empty] | Florida Power & Light Co | 100 | NextEra Energy Inc | 100 | Regulated
Babcock Preserve | 62634_G_1 | 62634 | G | 1 |  | Solar PV |  | FRCC | Florida | 12 | Charlotte | 15 | 12015 | 74.5 | 0 | 2020 | 9999 |  |  | N | Solar | [13 empty] | 0 | 0 | 0 | 0 | [11 empty] | Florida Power & Light Co | 100 | NextEra Energy Inc | 100 | Regulated
NVSS-II | 62636_G_NVSS2 | 62636 | G | NVSS2 |  | Solar PV |  | WECC_NNV | Nevada | 32 | Nye | 23 | 32023 | 15 | 0 | 2017 | 9999 |  |  | N | Solar | [13 empty] | 0 | 0 | 0 | 0 | [11 empty] | Radian Generation | 100 | Radian Generation | 100 | Non-regulated
Milford Solar Farm (NJ) LLC | 62637_G_MILFD | 62637 | G | MILFD |  | Solar PV |  | PJM_EMAC | New Jersey | 34 | Hunterdon | 19 | 34019 | 7.5 | 0 | 2019 | 9999 |  |  | N | Solar | [13 empty] | 0 | 0 | 0 | 0 | [11 empty] | Milford Solar LLC | 100 | LS Power Group | 100 | Non-regulated
McCullough Road Solar Farm | 62638_G_WASHG | 62638 | G | WASHG |  | Solar PV |  | PJM_EMAC | New Jersey | 34 | Warren | 41 | 34041 | 8.8 | 0 | 2019 | 9999 |  |  | N | Solar | [13 empty] | 0 | 0 | 0 | 0 | [11 empty] | NJR Clean Energy Ventures Corp | 100 | New Jersey Resources Corp | 100 | Non-regulated
Manchester Community College East | 62639_G_10307 | 62639 | G | 10307 |  | Solar PV |  | NENG_CT | Connecticut | 9 | Hartford | 3 | 09003 | 1 | 0 | 2018 | 9999 |  |  | N | Solar | [13 empty] | 0 | 0 | 0 | 0 | [11 empty] | CTGB Solar Mission III LLC | 100 | Solar Generating III LLC | 100 | Non-regulated
Manchester Community College North | 62640_G_10308 | 62640 | G | 10308 |  | Solar PV |  | NENG_CT | Connecticut | 9 | Hartford | 3 | 09003 | 1 | 0 | 2018 | 9999 |  |  | N | Solar | [13 empty] | 0 | 0 | 0 | 0 | [11 empty] | CTGB Solar Mission III LLC | 100 | Solar Generating III LLC | 100 | Non-regulated
Morehead Generating Facility | 62641_G_M3516 | 62641 | G | M3516 |  | Landfill Gas |  | PJM_West | Kentucky | 21 | Rowan | 205 | 21205 | 1.4 | 13648 | 2019 | 9999 |  |  | N | Landfill Gas | [13 empty] | 0.09 | 0.09 | 0.09 | 0.09 | [11 empty] | North American BioFuels LLC | 100 | North American BioFuels LLC | 100 | Non-regulated
GE-Lubbock | 62642_G_GE-P2 | 62642 | G | GE-P2 |  | Onshore Wind |  | SPP_SPS | Texas | 48 | Lubbock | 303 | 48303 | 2.5 | 0 | 2014 | 9999 |  |  | N | Wind | [13 empty] | 0 | 0 | 0 | 0 | [11 empty] | General Electric Co | 100 | General Electric Co | 100 | Non-regulated
GE-Lubbock | 62642_G_GE-P3 | 62642 | G | GE-P3 |  | Onshore Wind |  | SPP_SPS | Texas | 48 | Lubbock | 303 | 48303 | 2.8 | 0 | 2015 | 9999 |  |  | N | Wind | [13 empty] | 0 | 0 | 0 | 0 | [11 empty] | General Electric Co | 100 | General Electric Co | 100 | Non-regulated
GE-Lubbock | 62642_G_GE-P4 | 62642 | G | GE-P4 |  | Onshore Wind |  | SPP_SPS | Texas | 48 | Lubbock | 303 | 48303 | 3.4 | 0 | 2021 | 9999 |  |  | N | Wind | [11 empty] | 0 |  | 0 | 0 | 0 | 0 | [11 empty] | GE Wind Energy LLC | 100 | GE Wind Energy LLC | 100 | Non-regulated
AZ State University - Tempe Campus Solar | 62643_G_20794 | 62643 | G | 20794 |  | Solar PV |  | WECC_AZ | Arizona | 4 | Maricopa | 13 | 04013 | 0.2 | 0 | 2013 | 9999 |  |  | N | Solar | [13 empty] | 0 | 0 | 0 | 0 | [11 empty] | Sun Devil Solar LLC | 100 | Sun Devil Solar LLC | 100 | Non-regulated
AZ State University - Tempe Campus Solar | 62643_G_20799 | 62643 | G | 20799 |  | Solar PV |  | WECC_AZ | Arizona | 4 | Maricopa | 13 | 04013 | 0.1 | 0 | 2013 | 9999 |  |  | N | Solar | [13 empty] | 0 | 0 | 0 | 0 | [11 empty] | Sun Devil Solar LLC | 100 | Sun Devil Solar LLC | 100 | Non-regulated
AZ State University - Tempe Campus Solar | 62643_G_20971 | 62643 | G | 20971 |  | Solar PV |  | WECC_AZ | Arizona | 4 | Maricopa | 13 | 04013 | 0.2 | 0 | 2013 | 9999 |  |  | N | Solar | [13 empty] | 0 | 0 | 0 | 0 | [11 empty] | Sun Devil Solar LLC | 100 | Sun Devil Solar LLC | 100 | Non-regulated
AZ State University - Tempe Campus Solar | 62643_G_20974 | 62643 | G | 20974 |  | Solar PV |  | WECC_AZ | Arizona | 4 | Maricopa | 13 | 04013 | 0.1 | 0 | 2013 | 9999 |  |  | N | Solar | [13 empty] | 0 | 0 | 0 | 0 | [11 empty] | Sun Devil Solar LLC | 100 | Sun Devil Solar LLC | 100 | Non-regulated
AZ State University - Tempe Campus Solar | 62643_G_20975 | 62643 | G | 20975 |  | Solar PV |  | WECC_AZ | Arizona | 4 | Maricopa | 13 | 04013 | 0.1 | 0 | 2003 | 9999 |  |  | N | Solar | [13 empty] | 0 | 0 | 0 | 0 | [11 empty] | Sun Devil Solar LLC | 100 | Sun Devil Solar LLC | 100 | Non-regulated
AZ State University - Tempe Campus Solar | 62643_G_3365A | 62643 | G | 3365A |  | Solar PV |  | WECC_AZ | Arizona | 4 | Maricopa | 13 | 04013 | 0.1 | 0 | 2009 | 9999 |  |  | N | Solar | [13 empty] | 0 | 0 | 0 | 0 | [11 empty] | Sun Devil Solar LLC | 100 | Sun Devil Solar LLC | 100 | Non-regulated
AZ State University - Tempe Campus Solar | 62643_G_3365B | 62643 | G | 3365B |  | Solar PV |  | WECC_AZ | Arizona | 4 | Maricopa | 13 | 04013 | 0.1 | 0 | 2009 | 9999 |  |  | N | Solar | [13 empty] | 0 | 0 | 0 | 0 | [11 empty] | Sun Devil Solar LLC | 100 | Sun Devil Solar LLC | 100 | Non-regulated
AZ State University - Tempe Campus Solar | 62643_G_3384 | 62643 | G | 3384 |  | Solar PV |  | WECC_AZ | Arizona | 4 | Maricopa | 13 | 04013 | 0.7 | 0 | 2009 | 9999 |  |  | N | Solar | [13 empty] | 0 | 0 | 0 | 0 | [11 empty] | Sun Devil Solar LLC | 100 | Sun Devil Solar LLC | 100 | Non-regulated
AZ State University - Tempe Campus Solar | 62643_G_3385 | 62643 | G | 3385 |  | Solar PV |  | WECC_AZ | Arizona | 4 | Maricopa | 13 | 04013 | 0.6 | 0 | 2008 | 9999 |  |  | N | Solar | [13 empty] | 0 | 0 | 0 | 0 | [11 empty] | Sun Devil Solar LLC | 100 | Sun Devil Solar LLC | 100 | Non-regulated
AZ State University - Tempe Campus Solar | 62643_G_4202 | 62643 | G | 4202 |  | Solar PV |  | WECC_AZ | Arizona | 4 | Maricopa | 13 | 04013 | 0.1 | 0 | 2009 | 9999 |  |  | N | Solar | [13 empty] | 0 | 0 | 0 | 0 | [11 empty] | Sun Devil Solar LLC | 100 | Sun Devil Solar LLC | 100 | Non-regulated
AZ State University - Tempe Campus Solar | 62643_G_91001 | 62643 | G | 91001 |  | Solar PV |  | WECC_AZ | Arizona | 4 | Maricopa | 13 | 04013 | 0.1 | 0 | 2018 | 9999 |  |  | N | Solar | [13 empty] | 0 | 0 | 0 | 0 | [11 empty] | Arizona State University FDM | 100 | Arizona State University FDM | 100 | Non-regulated
Minuteman Energy Storage | 62644_G_MMES | 62644 | G | MMES |  | Energy Storage |  | NENGREST | Massachusetts | 25 | Middlesex | 17 | 25017 | 5 | 0 | 2019 | 9999 |  |  | N | Energy Storage | [13 empty] | 0 | 0 | 0 | 0 | [11 empty] | Minuteman Energy Storage LLC | 100 | NextEra Energy Inc | 100 | Non-regulated
Northern Preserve Solar | 62645_G_1 | 62645 | G | 1 |  | Solar PV |  | FRCC | Florida | 12 | Baker | 3 | 12003 | 74.5 | 0 | 2020 | 9999 |  |  | N | Solar | [13 empty] | 0 | 0 | 0 | 0 | [11 empty] | Florida Power & Light Co | 100 | NextEra Energy Inc | 100 | Regulated
Washburn Road Solar | 62646_G_WASHB | 62646 | G | WASHB |  | Solar PV |  | NENGREST | Massachusetts | 25 | Bristol | 5 | 25005 | 2 | 0 | 2019 | 9999 |  |  | N | Solar | [13 empty] | 0 | 0 | 0 | 0 | [11 empty] | Washburn Road Solar LLC | 100 | Washburn Road Solar LLC | 100 | Non-regulated
MBS Textbook Exchange | 62647_G_MBS1 | 62647 | G | MBS1 |  | Combustion Turbine | IC Engine | MIS_MO | Missouri | 29 | Boone | 19 | 29019 | 1 | 13469 | 2008 | 9999 |  |  | N | Distillate Fuel Oil | [13 empty] | 1.6498 | 1.6498 | 1.6498 | 1.6498 | [11 empty] | Columbia Water & Light | 100 | Columbia Water & Light | 100 | Non-regulated
MBS Textbook Exchange | 62647_G_MBS2 | 62647 | G | MBS2 |  | Combustion Turbine | IC Engine | MIS_MO | Missouri | 29 | Boone | 19 | 29019 | 1 | 13469 | 2008 | 9999 |  |  | N | Distillate Fuel Oil | [13 empty] | 1.6498 | 1.6498 | 1.6498 | 1.6498 | [11 empty] | Columbia Water & Light | 100 | Columbia Water & Light | 100 | Non-regulated
SFDK Solar | 62649_G_SFDK | 62649 | G | SFDK |  | Solar PV |  | WEC_CALN | California | 6 | Solano | 95 | 06095 | 6.3 | 0 | 2019 | 9999 |  |  | N | Solar | [13 empty] | 0 | 0 | 0 | 0 | [11 empty] | SFDK Solar LLC | 100 | SFDK Solar LLC | 100 | Non-regulated
Haven Solar Project CSG | 62651_G_HAVEN | 62651 | G | HAVEN |  | Solar PV |  | MIS_MNWI | Minnesota | 27 | Sherburne | 141 | 27141 | 3 | 0 | 2019 | 9999 |  |  | N | Solar | [13 empty] | 0 | 0 | 0 | 0 | [11 empty] | DG Minnesota CSG LLC | 100 | NextEra Energy Inc | 100 | Non-regulated
Happy Hollow CSG Hybrid | 62652_G_HHESS | 62652 | G | HHESS |  | Energy Storage |  | NENGREST | Massachusetts | 25 | Worcester | 27 | 25027 | 3.3 | 0 | 2019 | 9999 |  |  | N | Energy Storage | [13 empty] | 0 | 0 | 0 | 0 | [11 empty] | Happy Hollow Road Solar I LLC | 100 | Happy Hollow Road Solar I LLC | 100 | Non-regulated
Happy Hollow CSG Hybrid | 62652_G_HHPV | 62652 | G | HHPV |  | Solar PV |  | NENGREST | Massachusetts | 25 | Worcester | 27 | 25027 | 5 | 0 | 2019 | 9999 |  |  | N | Solar | [13 empty] | 0 | 0 | 0 | 0 | [11 empty] | Happy Hollow Road Solar I LLC | 100 | Happy Hollow Road Solar I LLC | 100 | Non-regulated
Zephyr Wind Project - 2.0 | 62653_G_T1 | 62653 | G | T1 |  | Onshore Wind |  | PJM_West | Ohio | 39 | Hancock | 63 | 39063 | 1.5 | 0 | 2020 | 9999 |  |  | N | Wind | [13 empty] | 0 | 0 | 0 | 0 | [11 empty] | One Energy LLC | 100 | One Energy LLC | 100 | Non-regulated
Zephyr Wind Project - 2.0 | 62653_G_T2 | 62653 | G | T2 |  | Onshore Wind |  | PJM_West | Ohio | 39 | Hancock | 63 | 39063 | 1.5 | 0 | 2020 | 9999 |  |  | N | Wind | [13 empty] | 0 | 0 | 0 | 0 | [11 empty] | One Energy LLC | 100 | One Energy LLC | 100 | Non-regulated
Zephyr Wind Project - 2.0 | 62653_G_T3 | 62653 | G | T3 |  | Onshore Wind |  | PJM_West | Ohio | 39 | Hancock | 63 | 39063 | 1.5 | 0 | 2020 | 9999 |  |  | N | Wind | [13 empty] | 0 | 0 | 0 | 0 | [11 empty] | One Energy LLC | 100 | One Energy LLC | 100 | Non-regulated
Foundation Dole Fresh Vegetables | 62654_G_WTG1 | 62654 | G | WTG1 |  | Onshore Wind |  | WEC_CALN | California | 6 | Monterey | 53 | 06053 | 2.8 | 0 | 2022 | 9999 |  |  | N | Wind | [13 empty] | 0 | 0 | 0 | 0 | [11 empty] | Foundation CA Fund X Manager LLC | 100 | Foundation CA Fund X Manager LLC | 100 | Non-regulated
Foundation Dole Fresh Vegetables | 62654_G_WTG2 | 62654 | G | WTG2 |  | Onshore Wind |  | WEC_CALN | California | 6 | Monterey | 53 | 06053 | 2.8 | 0 | 2022 | 9999 |  |  | N | Wind | [13 empty] | 0 | 0 | 0 | 0 | [11 empty] | Foundation CA Fund X Manager LLC | 100 | Foundation CA Fund X Manager LLC | 100 | Non-regulated
HL Solar | 62655_G_HLS | 62655 | G | HLS |  | Solar PV |  | WEC_CALN | California | 6 | Lassen | 35 | 06035 | 7.6 | 0 | 2019 | 9999 |  |  | N | Solar | [13 empty] | 0 | 0 | 0 | 0 | [11 empty] | HL Solar LLC | 100 | NextEra Energy Inc | 100 | Non-regulated
Hunter Solar LLC (UT) | 62656_G_HUSOL | 62656 | G | HUSOL |  | Solar PV |  | WECC_UT | Utah | 49 | Emery | 15 | 49015 | 100 | 0 | 2021 | 9999 |  |  | N | Solar | [13 empty] | 0 | 0 | 0 | 0 | [11 empty] | Hunter Solar LLC | 100 | D E Shaw & Co LP | 100 | Non-regulated
DWW Solar ll | 62657_G_DWWS | 62657 | G | DWWS |  | Solar PV |  | NENG_CT | Connecticut | 9 | Hartford | 3 | 09003 | 36.9 | 0 | 2019 | 9999 |  |  | N | Solar | [13 empty] | 0 | 0 | 0 | 0 | [11 empty] | DWW Solar II LLC | 100 | D E Shaw & Co LP | 100 | Non-regulated
Cuyahoga Falls 1 | 62658_G_CF2-1 | 62658 | G | CF2-1 |  | Combustion Turbine | IC Engine | PJM_ATSI | Ohio | 39 | Summit | 153 | 39153 | 1.8 | 9905 | 2020 | 9999 |  |  | N | Distillate Fuel Oil | [13 empty] | 0.011 | 0.011 | 0.011 | 0.011 | [11 empty] | City of Cuyahoga Falls - (OH) | 100 | City of Cuyahoga Falls - (OH) | 100 | Regulated
Cuyahoga Falls 1 | 62658_G_CF2-2 | 62658 | G | CF2-2 |  | Combustion Turbine | IC Engine | PJM_ATSI | Ohio | 39 | Summit | 153 | 39153 | 1.8 | 9905 | 2020 | 9999 |  |  | N | Distillate Fuel Oil | [13 empty] | 0.011 | 0.011 | 0.011 | 0.011 | [11 empty] | City of Cuyahoga Falls - (OH) | 100 | City of Cuyahoga Falls - (OH) | 100 | Regulated
Cuyahoga Falls 1 | 62658_G_CF2-3 | 62658 | G | CF2-3 |  | Combustion Turbine | IC Engine | PJM_ATSI | Ohio | 39 | Summit | 153 | 39153 | 1.8 | 9905 | 2020 | 9999 |  |  | N | Distillate Fuel Oil | [13 empty] | 0.011 | 0.011 | 0.011 | 0.011 | [11 empty] | City of Cuyahoga Falls - (OH) | 100 | City of Cuyahoga Falls - (OH) | 100 | Regulated
Cuyahoga Falls 1 | 62658_G_P001 | 62658 | G | P001 |  | Combustion Turbine | IC Engine | PJM_ATSI | Ohio | 39 | Summit | 153 | 39153 | 1.5 | 10745 | 2018 | 9999 |  |  | N | Distillate Fuel Oil | [13 empty] | 1.6498 | 1.6498 | 1.6498 | 1.6498 | [11 empty] | Cuyahoga Falls OH (City of) | 100 | Cuyahoga Falls OH (City of) | 100 | Regulated
Cuyahoga Falls 1 | 62658_G_P002 | 62658 | G | P002 |  | Combustion Turbine | IC Engine | PJM_ATSI | Ohio | 39 | Summit | 153 | 39153 | 1.5 | 10745 | 2018 | 9999 |  |  | N | Distillate Fuel Oil | [13 empty] | 1.6498 | 1.6498 | 1.6498 | 1.6498 | [11 empty] | Cuyahoga Falls OH (City of) | 100 | Cuyahoga Falls OH (City of) | 100 | Regulated
Cuyahoga Falls 1 | 62658_G_P003 | 62658 | G | P003 |  | Combustion Turbine | IC Engine | PJM_ATSI | Ohio | 39 | Summit | 153 | 39153 | 1.5 | 10745 | 2018 | 9999 |  |  | N | Distillate Fuel Oil | [13 empty] | 1.6498 | 1.6498 | 1.6498 | 1.6498 | [11 empty] | Cuyahoga Falls OH (City of) | 100 | Cuyahoga Falls OH (City of) | 100 | Regulated
Cuyahoga Falls 1 | 62658_G_P004 | 62658 | G | P004 |  | Combustion Turbine | IC Engine | PJM_ATSI | Ohio | 39 | Summit | 153 | 39153 | 1.5 | 10745 | 2018 | 9999 |  |  | N | Distillate Fuel Oil | [13 empty] | 1.6498 | 1.6498 | 1.6498 | 1.6498 | [11 empty] | Cuyahoga Falls OH (City of) | 100 | Cuyahoga Falls OH (City of) | 100 | Regulated
Cuyahoga Falls 1 | 62658_G_P005 | 62658 | G | P005 |  | Combustion Turbine | IC Engine | PJM_ATSI | Ohio | 39 | Summit | 153 | 39153 | 1.5 | 10745 | 2018 | 9999 |  |  | N | Distillate Fuel Oil | [13 empty] | 1.6498 | 1.6498 | 1.6498 | 1.6498 | [11 empty] | Cuyahoga Falls OH (City of) | 100 | Cuyahoga Falls OH (City of) | 100 | Regulated
Cuyahoga Falls 1 | 62658_G_P006 | 62658 | G | P006 |  | Combustion Turbine | IC Engine | PJM_ATSI | Ohio | 39 | Summit | 153 | 39153 | 1.5 | 10745 | 2018 | 9999 |  |  | N | Distillate Fuel Oil | [13 empty] | 1.6498 | 1.6498 | 1.6498 | 1.6498 | [11 empty] | Cuyahoga Falls OH (City of) | 100 | Cuyahoga Falls OH (City of) | 100 | Regulated
Pecan Grove Solar, LLC | 62659_G_1081 | 62659 | G | 1081 |  | Solar PV |  | S_VACA | North Carolina | 37 | Craven | 49 | 37049 | 5 | 0 | 2019 | 9999 |  |  | N | Solar | [13 empty] | 0 | 0 | 0 | 0 | [11 empty] | Pecan Grove Solar LLC | 100 | Headwaters Solar LLC | 100 | Non-regulated
1025 Traveller Solar, LLC | 62660_G_1025 | 62660 | G | 1025 |  | Solar PV |  | S_VACA | North Carolina | 37 | Lee | 105 | 37105 | 5 | 0 | 2019 | 9999 |  |  | N | Solar | [13 empty] | 0 | 0 | 0 | 0 | [11 empty] | 1025 Traveller Solar LLC | 100 | CI II Mitchell Holding | 100 | Non-regulated
1047 Little Mountain Solar, LLC | 62661_G_1047 | 62661 | G | 1047 |  | Solar PV |  | S_VACA | North Carolina | 37 | Yadkin | 197 | 37197 | 3 | 0 | 2019 | 9999 |  |  | N | Solar | [13 empty] | 0 | 0 | 0 | 0 | [11 empty] | 1047 Little Mountain Solar LLC | 100 | CI II Mitchell Holding | 100 | Non-regulated
Ennis Solar, LLC | 62662_G_22503 | 62662 | G | 22503 |  | Solar PV |  | S_VACA | North Carolina | 37 | Harnett | 85 | 37085 | 5 | 0 | 2019 | 9999 |  |  | N | Solar | [13 empty] | 0 | 0 | 0 | 0 | [11 empty] | Ennis Solar LLC | 100 | CI II Mitchell Holding | 100 | Non-regulated
Gilcrest Solar | 62663_G_SO390 | 62663 | G | SO390 |  | Solar PV |  | WECC_CO | Colorado | 8 | Weld | 123 | 08123 | 1.5 | 0 | 2018 | 9999 |  |  | N | Solar | [13 empty] | 0 | 0 | 0 | 0 | [11 empty] | Gilcrest Solar Garden LLC | 100 | Brookfield Asset Management Inc | 100 | Non-regulated
Quincy Solar | 62664_G_SO393 | 62664 | G | SO393 |  | Solar PV |  | WECC_CO | Colorado | 8 | Arapahoe | 5 | 08005 | 1.5 | 0 | 2018 | 9999 |  |  | N | Solar | [13 empty] | 0 | 0 | 0 | 0 | [11 empty] | Quincy Solar Garden LLC | 100 | Brookfield Asset Management Inc | 100 | Non-regulated
Sigurd Solar LLC | 62666_G_SGSOL | 62666 | G | SGSOL |  | Solar PV |  | WECC_UT | Utah | 49 | Sevier | 41 | 49041 | 80 | 0 | 2021 | 9999 |  |  | N | Solar | [13 empty] | 0 | 0 | 0 | 0 | [11 empty] | Sigurd Solar LLC | 100 | Sigurd Solar LLC | 100 | Non-regulated
Lafayette Horizon Solar CSG LLC | 62667_G_LFHSL | 62667 | G | LFHSL |  | Solar PV |  | WECC_CO | Colorado | 8 | Boulder | 13 | 08013 | 1.6 | 0 | 2019 | 9999 |  |  | N | Solar | [13 empty] | 0 | 0 | 0 | 0 | [11 empty] | Lafayette Horizon Solar CSG LLC | 100 | Community Energy Inc (Cei) | 100 | Non-regulated
Maiden Creek Solar Power Plant | 62668_G_PV1 | 62668 | G | PV1 |  | Solar PV |  | S_VACA | North Carolina | 37 | Catawba | 35 | 37035 | 69.3 | 0 | 2021 | 9999 |  |  | N | Solar | [13 empty] | 0 | 0 | 0 | 0 | [11 empty] | Duke Energy Carolinas, LLC | 100 | Duke Energy Carolinas, LLC | 100 | Regulated
Gaston Solar Power Plant | 62669_G_PV1 | 62669 | G | PV1 |  | Solar PV |  | S_VACA | North Carolina | 37 | Gaston | 71 | 37071 | 25 | 0 | 2020 | 9999 |  |  | N | Solar | [13 empty] | 0 | 0 | 0 | 0 | [11 empty] | Duke Energy Carolinas, LLC | 100 | Duke Energy Carolinas, LLC | 100 | Regulated
Hecate Energy Highland LLC | 62670_G_HIGHL | 62670 | G | HIGHL |  | Solar PV |  | PJM_West | Ohio | 39 | Highland | 71 | 39071 | 300 | 0 | 2023 | 9999 |  |  | N | Solar | [13 empty] | 0 | 0 | 0 | 0 | [11 empty] | Hecate Energy Highland LLC | 100 | Hecate Energy Highland LLC | 100 | Non-regulated
Equinix Caspian Dr. Fuel Cell | 62671_G_EQX1A | 62671 | G | EQX1A |  | Fuel Cell |  | WEC_CALN | California | 6 | Santa Clara | 85 | 06085 | 2 | 9118 | 2017 | 9999 |  |  | N | Natural Gas | [13 empty] | 0 | 0 | 0 | 0 | [11 empty] | 2016 ESA Project Co LLC | 100 | Southern Co | 100 | Non-regulated
Equinix Caspian Dr. Fuel Cell | 62671_G_EQX1B | 62671 | G | EQX1B |  | Fuel Cell |  | WEC_CALN | California | 6 | Santa Clara | 85 | 06085 | 2.8 | 9118 | 2017 | 9999 |  |  | N | Natural Gas | [13 empty] | 0 | 0 | 0 | 0 | [11 empty] | 2016 ESA Project Co LLC | 100 | Southern Co | 100 | Non-regulated
Nautilus Goat Island Solar LLC (CSG) | 62672_G_GI | 62672 | G | GI |  | Solar PV |  | NENGREST | Rhode Island | 44 | Providence | 7 | 44007 | 2.5 | 0 | 2019 | 9999 |  |  | N | Solar | [13 empty] | 0 | 0 | 0 | 0 | [11 empty] | Nautilus Goat Island Solar LLC | 100 | Virgo Goat Island Holdco LLC | 100 | Non-regulated
Antelope Expansion 3A | 62673_G_ANX3A | 62673 | G | ANX3A |  | Solar PV |  | WEC_LADW | California | 6 | Los Angeles | 37 | 06037 | 15 | 0 | 2021 | 9999 |  |  | N | Solar | [13 empty] | 0 | 0 | 0 | 0 | [11 empty] | AES Distributed Energy | 100 | AES Distributed Energy | 100 | Non-regulated
Antelope Expansion 3B | 62674_G_ANX3B | 62674 | G | ANX3B |  | Solar PV |  | WEC_LADW | California | 6 | Los Angeles | 37 | 06037 | 5 | 0 | 2021 | 9999 |  |  | N | Solar | [13 empty] | 0 | 0 | 0 | 0 | [11 empty] | AES Distributed Energy | 100 | AES Distributed Energy | 100 | Non-regulated
Skipjack Solar Center | 62675_G_SKIPJ | 62675 | G | SKIPJ |  | Solar PV |  | PJM_Dom | Virginia | 51 | Charles City | 36 | 51036 | 175 | 0 | 2022 | 9999 |  |  | N | Solar | [13 empty] | 0 | 0 | 0 | 0 | [11 empty] | AES Distributed Energy | 100 | AES Distributed Energy | 100 | Non-regulated
Crooked Run | 62678_G_299 | 62678 | G | 299 |  | Solar PV |  | S_VACA | North Carolina | 37 | Pender | 141 | 37141 | 70.1 | 0 | 2019 | 9999 |  |  | N | Solar | [13 empty] | 0 | 0 | 0 | 0 | [11 empty] | Crooked Run Solar LLC | 100 | Cubico Sustainable Investments Limited | 100 | Non-regulated
Palmetto Plains | 62679_G_1405 | 62679 | G | 1405 |  | Solar PV |  | S_VACA | South Carolina | 45 | Orangeburg | 75 | 45075 | 75 | 0 | 2019 | 9999 |  |  | N | Solar | [13 empty] | 0 | 0 | 0 | 0 | [11 empty] | Palmetto Plains Solar Project LLC | 100 | Cubico Sustainable Investments Limited | 100 | Non-regulated
Garfield Solar | 62680_G_GARFE | 62680 | G | GARFE |  | Solar PV |  | PJM_EMAC | New Jersey | 34 | Bergen | 3 | 34003 | 0.4 | 0 | 2019 | 9999 |  |  | N | Solar | [13 empty] | 0 | 0 | 0 | 0 | [11 empty] | NJR Clean Energy Ventures III Corporation | 100 | NJR Clean Energy Ventures III Corporation | 100 | Non-regulated
Garfield Solar | 62680_G_GARFN | 62680 | G | GARFN |  | Solar PV |  | PJM_EMAC | New Jersey | 34 | Bergen | 3 | 34003 | 0.8 | 0 | 2019 | 9999 |  |  | N | Solar | [13 empty] | 0 | 0 | 0 | 0 | [11 empty] | NJR Clean Energy Ventures III Corporation | 100 | NJR Clean Energy Ventures III Corporation | 100 | Non-regulated
Garfield Solar | 62680_G_GARFS | 62680 | G | GARFS |  | Solar PV |  | PJM_EMAC | New Jersey | 34 | Bergen | 3 | 34003 | 1.4 | 0 | 2019 | 9999 |  |  | N | Solar | [13 empty] | 0 | 0 | 0 | 0 | [11 empty] | NJR Clean Energy Ventures III Corp | 100 | New Jersey Resources Corp | 100 | Non-regulated
Garfield Solar | 62680_G_GARMS | 62680 | G | GARMS |  | Solar PV |  | PJM_EMAC | New Jersey | 34 | Bergen | 3 | 34003 | 1.6 | 0 | 2019 | 9999 |  |  | N | Solar | [13 empty] | 0 | 0 | 0 | 0 | [11 empty] | NJR Clean Energy Ventures III Corp | 100 | New Jersey Resources Corp | 100 | Non-regulated
CED Champaign Solar LLC | 62681_G_CSIL | 62681 | G | CSIL |  | Solar PV |  | MIS_IL | Illinois | 17 | Champaign | 19 | 17019 | 1.6 | 0 | 2020 | 9999 |  |  | N | Solar | [13 empty] | 0 | 0 | 0 | 0 | [11 empty] | Consolidated Edison Development Inc. | 100 | Consolidated Edison Development Inc. | 100 | Non-regulated
Noland Wastewater Treatment Plant Hybrid | 62682_G_FAYE1 | 62682 | G | FAYE1 |  | Solar PV |  | SPP_WEST | Arkansas | 5 | Washington | 143 | 05143 | 5 | 0 | 2019 | 9999 |  |  | N | Solar | [13 empty] | 0 | 0 | 0 | 0 | [11 empty] | Todays Power Inc | 100 | Todays Power Inc | 100 | Regulated
Noland Wastewater Treatment Plant Hybrid | 62682_G_FAYEB | 62682 | G | FAYEB |  | Energy Storage |  | SPP_WEST | Arkansas | 5 | Washington | 143 | 05143 | 6 | 0 | 2019 | 9999 |  |  | N | Energy Storage | [13 empty] | 0 | 0 | 0 | 0 | [11 empty] | Todays Power Inc | 100 | Todays Power Inc | 100 | Regulated
Westside Wastewater Treatment Plant Hybrid | 62683_G_FAYW1 | 62683 | G | FAYW1 |  | Solar PV |  | SPP_WEST | Arkansas | 5 | Washington | 143 | 05143 | 5 | 0 | 2019 | 9999 |  |  | N | Solar | [13 empty] | 0 | 0 | 0 | 0 | [11 empty] | Todays Power Inc | 100 | Todays Power Inc | 100 | Regulated
Westside Wastewater Treatment Plant Hybrid | 62683_G_FAYWB | 62683 | G | FAYWB |  | Energy Storage |  | SPP_WEST | Arkansas | 5 | Washington | 143 | 05143 | 6 | 0 | 2019 | 9999 |  |  | N | Energy Storage | [13 empty] | 0 | 0 | 0 | 0 | [11 empty] | Todays Power Inc | 100 | Todays Power Inc | 100 | Regulated
TPE Pennsylvania Solar 1, LLC | 62686_G_PABOE | 62686 | G | PABOE |  | Solar PV |  | PJM_EMAC | Pennsylvania | 42 | Lancaster | 71 | 42071 | 3.6 | 0 | 2019 | 9999 |  |  | N | Solar | [13 empty] | 0 | 0 | 0 | 0 | [11 empty] | TPE Pennsylvania Solar 1 LLC | 100 | TPE Pennsylvania Solar 1 LLC | 100 | Non-regulated
American Canyon Solar | 62687_G_RPNPA | 62687 | G | RPNPA |  | Solar PV |  | WEC_CALN | California | 6 | Napa | 55 | 06055 | 1 | 0 | 2019 | 9999 |  |  | N | Solar | [13 empty] | 0 | 0 | 0 | 0 | [11 empty] | Wildcat Renewables LLC | 100 | Renewable Properties Holdings LLC | 100 | Non-regulated
American Canyon Solar | 62687_G_RPNPB | 62687 | G | RPNPB |  | Solar PV |  | WEC_CALN | California | 6 | Napa | 55 | 06055 | 1 | 0 | 2019 | 9999 |  |  | N | Solar | [13 empty] | 0 | 0 | 0 | 0 | [11 empty] | Wildcat Renewables LLC | 100 | Renewable Properties Holdings LLC | 100 | Non-regulated
American Canyon Solar | 62687_G_RPNPC | 62687 | G | RPNPC |  | Solar PV |  | WEC_CALN | California | 6 | Napa | 55 | 06055 | 1 | 0 | 2019 | 9999 |  |  | N | Solar | [13 empty] | 0 | 0 | 0 | 0 | [11 empty] | Wildcat Renewables LLC | 100 | Renewable Properties Holdings LLC | 100 | Non-regulated
Malech Solar Farm | 62688_G_MFARM | 62688 | G | MFARM |  | Solar PV |  | WEC_CALN | California | 6 | Santa Clara | 85 | 06085 | 3.1 | 0 | 2017 | 9999 |  |  | N | Solar | [13 empty] | 0 | 0 | 0 | 0 | [11 empty] | Santa Clara County (CA) | 100 | Santa Clara County (CA) | 100 | Non-regulated
Hellyer Solar Farm | 62689_G_HFARM | 62689 | G | HFARM |  | Solar PV |  | WEC_CALN | California | 6 | Santa Clara | 85 | 06085 | 2.2 | 0 | 2017 | 9999 |  |  | N | Solar | [13 empty] | 0 | 0 | 0 | 0 | [11 empty] | Santa Clara County (CA) | 100 | Santa Clara County (CA) | 100 | Non-regulated
Guadalupe Solar Farm | 62690_G_GFARM | 62690 | G | GFARM |  | Solar PV |  | WEC_CALN | California | 6 | Santa Clara | 85 | 06085 | 1.7 | 0 | 2018 | 9999 |  |  | N | Solar | [13 empty] | 0 | 0 | 0 | 0 | [11 empty] | Santa Clara County (CA) | 100 | Santa Clara County (CA) | 100 | Non-regulated
Shiloh Hwy Solar | 62691_G_PGR05 | 62691 | G | PGR05 |  | Solar PV |  | PJM_Dom | North Carolina | 37 | Camden | 29 | 37029 | 5 | 0 | 2017 | 9999 |  |  | N | Solar | [13 empty] | 0 | 0 | 0 | 0 | [11 empty] | Shiloh Hwy 1108 Solar LLC | 100 | SunEnergy 1 LLC | 100 | Non-regulated
Sandy Solar | 62692_G_PGR04 | 62692 | G | PGR04 |  | Solar PV |  | PJM_Dom | North Carolina | 37 | Camden | 29 | 37029 | 5 | 0 | 2018 | 9999 |  |  | N | Solar | [13 empty] | 0 | 0 | 0 | 0 | [11 empty] | Trotman Road Solar LLC | 100 | Greenbacker Renewable Energy Corp | 100 | Non-regulated
Chowan Jehu Solar | 62693_G_PGR03 | 62693 | G | PGR03 |  | Solar PV |  | PJM_Dom | North Carolina | 37 | Chowan | 41 | 37041 | 5 | 0 | 2018 | 9999 |  |  | N | Solar | [13 empty] | 0 | 0 | 0 | 0 | [11 empty] | Chowan Jehu Road Solar LLC | 100 | SunEnergy 1 LLC | 100 | Non-regulated
CED Northampton Solar LLC Hybrid | 62695_G_NSES | 62695 | G | NSES |  | Energy Storage |  | NENGREST | Massachusetts | 25 | Hampshire | 15 | 25015 | 2.3 | 0 | 2020 | 9999 |  |  | N | Energy Storage | [13 empty] | 0 | 0 | 0 | 0 | [11 empty] | Consolidated Edison Development Inc. | 100 | Consolidated Edison Development Inc. | 100 | Non-regulated
CED Northampton Solar LLC Hybrid | 62695_G_NSMA | 62695 | G | NSMA |  | Solar PV |  | NENGREST | Massachusetts | 25 | Hampshire | 15 | 25015 | 4.3 | 0 | 2019 | 9999 |  |  | N | Solar | [13 empty] | 0 | 0 | 0 | 0 | [11 empty] | CED Northampton Solar LLC | 100 | Consolidated Edison Inc | 100 | Non-regulated
FastSun 2 CSG | 62696_G_FS2 | 62696 | G | FS2 |  | Solar PV |  | MIS_MNWI | Minnesota | 27 | Dakota | 37 | 27037 | 1 | 0 | 2020 | 9999 |  |  | N | Solar | [13 empty] | 0 | 0 | 0 | 0 | [11 empty] | FastSun 2 LLC | 100 | Altus Power America Management LLC | 100 | Non-regulated
Mission College Blvd. Fuel Cell | 62697_G_NTL3A | 62697 | G | NTL3A |  | Fuel Cell |  | WEC_CALN | California | 6 | Santa Clara | 85 | 06085 | 2.4 | 9118 | 2017 | 9999 |  |  | N | Natural Gas | [13 empty] | 0 | 0 | 0 | 0 | [11 empty] | 2016 ESA Project Co LLC | 100 | Southern Co | 100 | Non-regulated
Mission College Blvd. Fuel Cell | 62697_G_NTL3B | 62697 | G | NTL3B |  | Fuel Cell |  | WEC_CALN | California | 6 | Santa Clara | 85 | 06085 | 2.6 | 9118 | 2017 | 9999 |  |  | N | Natural Gas | [13 empty] | 0 | 0 | 0 | 0 | [11 empty] | 2016 ESA Project Co LLC | 100 | Southern Co | 100 | Non-regulated
Kaiser East La Palma Ave. Fuel Cell | 62698_G_KR059 | 62698 | G | KR059 |  | Fuel Cell |  | WECC_SCE | California | 6 | Orange | 59 | 06059 | 2.2 | 9118 | 2017 | 9999 |  |  | N | Natural Gas | [13 empty] | 0 | 0 | 0 | 0 | [11 empty] | 2016 ESA Project Co LLC | 100 | Southern Co | 100 | Non-regulated
Kaiser Deer Valley Rd. Fuel Cell | 62699_G_KSR24 | 62699 | G | KSR24 |  | Fuel Cell |  | WEC_CALN | California | 6 | Contra Costa | 13 | 06013 | 1.4 | 9118 | 2017 | 9999 |  |  | N | Natural Gas | [13 empty] | 0 | 0 | 0 | 0 | [11 empty] | 2016 ESA Project Co LLC | 100 | Southern Co | 100 | Non-regulated
Bayboro | 627_G_P1 | 627 | G | P1 |  | Combustion Turbine |  | FRCC | Florida | 12 | Pinellas | 103 | 12103 | 44 | 14613 | 1973 | 9999 |  |  | N | Distillate Fuel Oil | [12 empty] | 0.501 | 0.77579 | 0.77579 | 0.77579 | 0.77579 | [11 empty] | Duke Energy Florida | 100 | Duke Energy Corp | 100 | Regulated
Bayboro | 627_G_P2 | 627 | G | P2 |  | Combustion Turbine |  | FRCC | Florida | 12 | Pinellas | 103 | 12103 | 41 | 14615 | 1973 | 9999 |  |  | N | Distillate Fuel Oil | [12 empty] | 0.501 | 0.67038 | 0.67038 | 0.67038 | 0.67038 | [11 empty] | Duke Energy Florida | 100 | Duke Energy Corp | 100 | Regulated
Bayboro | 627_G_P3 | 627 | G | P3 |  | Combustion Turbine |  | FRCC | Florida | 12 | Pinellas | 103 | 12103 | 43 | 14615 | 1973 | 9999 |  |  | N | Distillate Fuel Oil | [12 empty] | 0.501 | 0.65363 | 0.65363 | 0.65363 | 0.65363 | [11 empty] | Duke Energy Florida | 100 | Duke Energy Corp | 100 | Regulated
Bayboro | 627_G_P4 | 627 | G | P4 |  | Combustion Turbine |  | FRCC | Florida | 12 | Pinellas | 103 | 12103 | 43 | 14615 | 1973 | 9999 |  |  | N | Distillate Fuel Oil | [12 empty] | 0.501 | 0.72187 | 0.72187 | 0.72187 | 0.72187 | [11 empty] | Duke Energy Florida | 100 | Duke Energy Corp | 100 | Regulated
Kaiser Owens Dr. Fuel Cell | 62700_G_KSR23 | 62700 | G | KSR23 |  | Fuel Cell |  | WEC_CALN | California | 6 | Alameda | 1 | 06001 | 1 | 9118 | 2017 | 9999 |  |  | N | Natural Gas | [13 empty] | 0 | 0 | 0 | 0 | [11 empty] | 2016 ESA Project Co LLC | 100 | Southern Co | 100 | Non-regulated
Kaiser Napa Valley Corporate Dr Fuel Cell | 62701_G_KS18A | 62701 | G | KS18A |  | Fuel Cell |  | WEC_CALN | California | 6 | Napa | 55 | 06055 | 2.5 | 9118 | 2017 | 9999 |  |  | N | Natural Gas | [13 empty] | 0 | 0 | 0 | 0 | [11 empty] | 2016 ESA Project Co LLC | 100 | Southern Co | 100 | Non-regulated
Kaiser Napa Valley Corporate Dr Fuel Cell | 62701_G_KS18B | 62701 | G | KS18B |  | Fuel Cell |  | WEC_CALN | California | 6 | Napa | 55 | 06055 | 2.3 | 9118 | 2017 | 9999 |  |  | N | Natural Gas | [13 empty] | 0 | 0 | 0 | 0 | [11 empty] | 2016 ESA Project Co LLC | 100 | Southern Co | 100 | Non-regulated
Equinix Great Oaks Blvd. Fuel Cell | 62702_G_EQ14A | 62702 | G | EQ14A |  | Fuel Cell |  | WEC_CALN | California | 6 | Santa Clara | 85 | 06085 | 2.4 | 9118 | 2017 | 9999 |  |  | N | Natural Gas | [13 empty] | 0 | 0 | 0 | 0 | [11 empty] | 2016 ESA Project Co LLC | 100 | Southern Co | 100 | Non-regulated
Equinix Great Oaks Blvd. Fuel Cell | 62702_G_EQ14B | 62702 | G | EQ14B |  | Fuel Cell |  | WEC_CALN | California | 6 | Santa Clara | 85 | 06085 | 2.1 | 9118 | 2017 | 9999 |  |  | N | Natural Gas | [13 empty] | 0 | 0 | 0 | 0 | [11 empty] | 2016 ESA Project Co LLC | 100 | Southern Co | 100 | Non-regulated
Equinix Lundy Ave. Fuel Cell | 62703_G_EQ13A | 62703 | G | EQ13A |  | Fuel Cell |  | WEC_CALN | California | 6 | Santa Clara | 85 | 06085 | 1.8 | 9118 | 2017 | 9999 |  |  | N | Natural Gas | [13 empty] | 0 | 0 | 0 | 0 | [11 empty] | 2016 ESA Project Co LLC | 100 | Southern Co | 100 | Non-regulated
Equinix Lundy Ave. Fuel Cell | 62703_G_EQ13B | 62703 | G | EQ13B |  | Fuel Cell |  | WEC_CALN | California | 6 | Santa Clara | 85 | 06085 | 2 | 9118 | 2017 | 9999 |  |  | N | Natural Gas | [13 empty] | 0 | 0 | 0 | 0 | [11 empty] | 2016 ESA Project Co LLC | 100 | Southern Co | 100 | Non-regulated
Equinix Douglas St. Fuel Cell | 62704_G_EQX09 | 62704 | G | EQX09 |  | Fuel Cell |  | WEC_LADW | California | 6 | Los Angeles | 37 | 06037 | 1 | 9118 | 2017 | 9999 |  |  | N | Natural Gas | [13 empty] | 0 | 0 | 0 | 0 | [11 empty] | 2016 ESA Project Co LLC | 100 | Southern Co | 100 | Non-regulated
Equinix Douglas St. Fuel Cell | 62704_G_EQX95 | 62704 | G | EQX95 |  | Fuel Cell |  | WEC_LADW | California | 6 | Los Angeles | 37 | 06037 | 1 | 6469 | 2017 | 9999 |  |  | N | Natural Gas | [11 empty] | 0 |  | 0 | 0 | 0 | 0 | [11 empty] | 2016 ESA Project Company, LLC | 100 | 2016 ESA Project Company, LLC | 100 | Non-regulated
Equinix Maple Ave. Fuel Cell | 62705_G_EQX08 | 62705 | G | EQX08 |  | Fuel Cell |  | WEC_LADW | California | 6 | Los Angeles | 37 | 06037 | 2 | 9118 | 2017 | 9999 |  |  | N | Natural Gas | [13 empty] | 0 | 0 | 0 | 0 | [11 empty] | 2016 ESA Project Co LLC | 100 | Southern Co | 100 | Non-regulated
Helen Solar CSG | 62706_G_SC | 62706 | G | SC |  | Solar PV |  | MIS_MNWI | Minnesota | 27 | McLeod | 85 | 27085 | 4 | 0 | 2020 | 9999 |  |  | N | Solar | [13 empty] | 0 | 0 | 0 | 0 | [11 empty] | Helen Solar LLC | 100 | Virgo Mangata Holdco LLC | 100 | Non-regulated
Walcott Solar CSG | 62707_G_SC | 62707 | G | SC |  | Solar PV |  | MIS_MNWI | Minnesota | 27 | Rice | 131 | 27131 | 4 | 0 | 2020 | 9999 |  |  | N | Solar | [13 empty] | 0 | 0 | 0 | 0 | [11 empty] | Walcott Solar LLC | 100 | Virgo Mangata Holdco LLC | 100 | Non-regulated
Northfield Solar CSG | 62708_G_SC | 62708 | G | SC |  | Solar PV |  | MIS_MNWI | Minnesota | 27 | Rice | 131 | 27131 | 5 | 0 | 2020 | 9999 |  |  | N | Solar | [13 empty] | 0 | 0 | 0 | 0 | [11 empty] | Northfield Solar LLC | 100 | Virgo Mangata Holdco LLC | 100 | Non-regulated
Warsaw Solar CSG | 62709_G_SC | 62709 | G | SC |  | Solar PV |  | MIS_MNWI | Minnesota | 27 | Rice | 131 | 27131 | 2 | 0 | 2020 | 9999 |  |  | N | Solar | [13 empty] | 0 | 0 | 0 | 0 | [11 empty] | Warsaw Solar LLC (MN) | 100 | Warsaw Solar LLC (MN) | 100 | Non-regulated
Nationals | 62710_G_SO435 | 62710 | G | SO435 |  | Solar PV |  | PJM_SMAC | District of Columbia | 11 | District of Columbia | 1 | 11001 | 1 | 0 | 2019 | 9999 |  |  | N | Solar | [13 empty] | 0 | 0 | 0 | 0 | [11 empty] | Terraform Power Inc | 100 | Brookfield Asset Management Inc | 100 | Non-regulated
Plum Creek Wind Project (NE) | 62711_G_PLUM | 62711 | G | PLUM |  | Onshore Wind |  | SPP_NEBR | Nebraska | 31 | Wayne | 179 | 31179 | 230 | 0 | 2020 | 9999 |  |  | N | Wind | [13 empty] | 0 | 0 | 0 | 0 | [11 empty] | Plum Creek Wind, LLC | 100 | Plum Creek Wind, LLC | 100 | Non-regulated
Burlington Coat Factory Solar | 62712_G_BCF | 62712 | G | BCF |  | Solar PV |  | PJM_EMAC | New Jersey | 34 | Burlington | 5 | 34005 | 2.6 | 0 | 2018 | 9999 |  |  | N | Solar | [13 empty] | 0 | 0 | 0 | 0 | [11 empty] | DG Northeast Solar II LLC | 100 | NextEra Energy Inc | 100 | Non-regulated
DSM Nutritional Products Solar | 62713_G_DSM | 62713 | G | DSM |  | Solar PV |  | PJM_EMAC | New Jersey | 34 | Warren | 41 | 34041 | 10 | 0 | 2018 | 9999 |  |  | N | Solar | [13 empty] | 0 | 0 | 0 | 0 | [11 empty] | DG New Jersey Solar LLC | 100 | DG Power LLC | 100 | Non-regulated
Wildcat Creek Wind Farm LLC | 62715_G_WCCWF | 62715 | G | WCCWF |  | Onshore Wind |  | ERC_REST | Texas | 48 | Cooke | 97 | 48097 | 180.1 | 0 | 2021 | 9999 |  |  | N | Wind | [13 empty] | 0 | 0 | 0 | 0 | [11 empty] | Wildcat Creek Wind Farm LLC | 100 | Wildcat Creek Wind Farm LLC | 100 | Non-regulated
Mesa CSG 2 Massicotte | 62718_G_X0037 | 62718 | G | X0037 |  | Solar PV |  | WECC_CO | Colorado | 8 | Mesa | 77 | 08077 | 1.5 | 0 | 2019 | 9999 |  |  | N | Solar | [13 empty] | 0 | 0 | 0 | 0 | [11 empty] | Mesa CSG 2 LLC | 100 | Standard Solar Inc | 100 | Non-regulated
Mesa CSG 1 Murdock | 62719_G_X0038 | 62719 | G | X0038 |  | Solar PV |  | WECC_CO | Colorado | 8 | Mesa | 77 | 08077 | 1.5 | 0 | 2019 | 9999 |  |  | N | Solar | [13 empty] | 0 | 0 | 0 | 0 | [11 empty] | Mesa CSG 1 LLC | 100 | Standard Solar Inc | 100 | Non-regulated
Chester Woods Point Solar, LLC CSG | 62720_G_5540 | 62720 | G | 5540 |  | Solar PV |  | PJM_EMAC | Maryland | 24 | Queen Annes | 35 | 24035 | 2 | 0 | 2019 | 9999 |  |  | N | Solar | [13 empty] | 0 | 0 | 0 | 0 | [11 empty] | Chester Woods Point Solar LLC | 100 | Nexamp | 100 | Non-regulated
Steel Sun 2: 2303-III-9 Hamburg Tpke | 62721_G_SS29 | 62721 | G | SS29 |  | Solar PV |  | NY_Z_A | New York | 36 | Erie | 29 | 36029 | 2 | 0 | 2019 | 9999 |  |  | N | Solar | [13 empty] | 0 | 0 | 0 | 0 | [11 empty] | BQ Energy | 100 | BQ Energy LLC | 100 | Non-regulated
Steel Sun 2: 2303-III-4 Hamburg Tpke | 62722_G_SS24 | 62722 | G | SS24 |  | Solar PV |  | NY_Z_A | New York | 36 | Erie | 29 | 36029 | 2 | 0 | 2019 | 9999 |  |  | N | Solar | [13 empty] | 0 | 0 | 0 | 0 | [11 empty] | BQ Energy | 100 | BQ Energy LLC | 100 | Non-regulated
Steel Sun 2: 2303-III-2 Hamburg Tpke | 62723_G_SS22 | 62723 | G | SS22 |  | Solar PV |  | NY_Z_A | New York | 36 | Erie | 29 | 36029 | 2 | 0 | 2019 | 9999 |  |  | N | Solar | [13 empty] | 0 | 0 | 0 | 0 | [11 empty] | BQ Energy | 100 | BQ Energy LLC | 100 | Non-regulated
Homer Street West | 62724_G_HSW | 62724 | G | HSW |  | Solar PV |  | NY_Z_A | New York | 36 | Cattaraugus | 9 | 36009 | 1.6 | 0 | 2019 | 9999 |  |  | N | Solar | [13 empty] | 0 | 0 | 0 | 0 | [11 empty] | BQ Energy | 25 | BQ Energy LLC | 25 | Non-regulated
Homer Street East | 62725_G_HSE | 62725 | G | HSE |  | Solar PV |  | NY_Z_A | New York | 36 | Cattaraugus | 9 | 36009 | 1.6 | 0 | 2019 | 9999 |  |  | N | Solar | [13 empty] | 0 | 0 | 0 | 0 | [11 empty] | BQ Energy | 25 | BQ Energy LLC | 25 | Non-regulated
MHG Wallingford | 62728_G_X0041 | 62728 | G | X0041 |  | Solar PV |  | NENGREST | Vermont | 50 | Rutland | 21 | 50021 | 2.2 | 0 | 2019 | 9999 |  |  | N | Solar | [13 empty] | 0 | 0 | 0 | 0 | [11 empty] | Standard Solar Inc | 100 | Standard Solar Inc | 100 | Non-regulated
Painter Energy Storage | 62729_G_PAIN1 | 62729 | G | PAIN1 |  | Energy Storage |  | WECC_SCE | California | 6 | Santa Barbara | 83 | 06083 | 10 | 0 | 2023 | 9999 |  |  | N | Energy Storage | [13 empty] | 0 | 0 | 0 | 0 | [11 empty] | Painter Energy Storage, LLC | 100 | Painter Energy Storage, LLC | 100 | Non-regulated
Desper Solar | 62730_G_1 | 62730 | G | 1 |  | Solar PV |  | PJM_Dom | Virginia | 51 | Louisa | 109 | 51109 | 88.2 | 0 | 2021 | 9999 |  |  | N | Solar | [13 empty] | 0 | 0 | 0 | 0 | [11 empty] | Dominion Renewable Energy | 100 | Dominion Renewable Energy | 100 | Regulated
Middleton Airport Solar | 62731_G_1 | 62731 | G | 1 |  | Solar PV |  | MIS_WUMS | Wisconsin | 55 | Dane | 25 | 55025 | 5.6 | 0 | 2020 | 9999 |  |  | N | Solar | [13 empty] | 0 | 0 | 0 | 0 | [11 empty] | Madison Gas & Electric Co | 100 | Madison Gas & Electric Co | 100 | Regulated
Solar Star Palo Alto I, LLC | 62732_G_SSPAI | 62732 | G | SSPAI |  | Solar PV |  | WEC_CALN | California | 6 | Santa Clara | 85 | 06085 | 1.3 | 0 | 2019 | 9999 |  |  | N | Solar | [13 empty] | 0 | 0 | 0 | 0 | [11 empty] | DG 1 Acquisition Co LLC | 100 | NextEra Energy Inc | 100 | Non-regulated
East Hampton Energy Storage Center | 62733_G_BEH | 62733 | G | BEH |  | Energy Storage |  | NY_Z_K | New York | 36 | Suffolk | 103 | 36103 | 5 | 0 | 2018 | 9999 |  |  | N | Energy Storage | [13 empty] | 0 | 0 | 0 | 0 | [11 empty] | East Hampton Energy Storage Center LLC | 100 | National Grid Plc | 100 | Non-regulated
Montauk Energy Storage Center | 62734_G_BME | 62734 | G | BME |  | Energy Storage |  | NY_Z_K | New York | 36 | Suffolk | 103 | 36103 | 5 | 0 | 2019 | 9999 |  |  | N | Energy Storage | [13 empty] | 0 | 0 | 0 | 0 | [11 empty] | Montauk Energy Storage Center LLC | 100 | National Grid Plc | 100 | Non-regulated
Phoenix Solar South Farms LLC Solar Farm | 62735_G_M1358 | 62735 | G | M1358 |  | Solar PV |  | MIS_IL | Illinois | 17 | Champaign | 19 | 17019 | 4.7 | 0 | 2015 | 9999 |  |  | N | Solar | [13 empty] | 0 | 0 | 0 | 0 | [11 empty] | Phoenix Solar | 100 | Phoenix Solar | 100 | Non-regulated
West Valley West | 62737_G_WVW | 62737 | G | WVW |  | Solar PV |  | NY_Z_A | New York | 36 | Cattaraugus | 9 | 36009 | 5 | 0 | 2022 | 9999 |  |  | N | Solar | [13 empty] | 0 | 0 | 0 | 0 | [11 empty] | BQ Energy LLC | 100 | BQ Energy LLC | 100 | Non-regulated
West Valley East | 62738_G_WVE | 62738 | G | WVE |  | Solar PV |  | NY_Z_A | New York | 36 | Cattaraugus | 9 | 36009 | 5 | 0 | 2022 | 9999 |  |  | N | Solar | [13 empty] | 0 | 0 | 0 | 0 | [11 empty] | BQ Energy LLC | 100 | BQ Energy LLC | 100 | Non-regulated
KDC Solar ASGM | 62739_G_ARDAH | 62739 | G | ARDAH |  | Solar PV |  | PJM_EMAC | New Jersey | 34 | Cumberland | 11 | 34011 | 3.8 | 0 | 2019 | 9999 |  |  | N | Solar | [13 empty] | 0 | 0 | 0 | 0 | [11 empty] | Clean Capital Partners LLC | 100 | Clean Capital Partners LLC | 100 | Non-regulated
MSC-Empire01, LLC | 62740_G_52784 | 62740 | G | 52784 |  | Solar PV |  | MIS_MNWI | Minnesota | 27 | Dakota | 37 | 27037 | 1 | 0 | 2019 | 9999 |  |  | N | Solar | [13 empty] | 0 | 0 | 0 | 0 | [11 empty] | MSC Empire01 LLC | 100 | MSC Empire01 LLC | 100 | Non-regulated
Arcadia Solar | 62744_G_A1 | 62744 | G | A1 |  | Solar PV |  | MIS_MNWI | Wisconsin | 55 | Trempealeau | 121 | 55121 | 5 | 0 | 2019 | 9999 |  |  | N | Solar | [13 empty] | 0 | 0 | 0 | 0 | [11 empty] | Butter Solar LLC | 100 | OneEnergy Inc | 100 | Non-regulated
Wheatridge Hybrid | 62745_G_BTRY | 62745 | G | BTRY |  | Energy Storage |  | WECC_PNW | Oregon | 41 | Morrow | 49 | 41049 | 30 | 0 | 2022 | 9999 |  |  | N | Energy Storage | [13 empty] | 0 | 0 | 0 | 0 | [11 empty] | Wheatridge Wind Holdings, LLC | 100 | Wheatridge Wind Holdings, LLC | 100 | Non-regulated
Wheatridge Hybrid | 62745_G_SOLAR | 62745 | G | SOLAR |  | Solar PV |  | WECC_PNW | Oregon | 41 | Morrow | 49 | 41049 | 50 | 0 | 2022 | 9999 |  |  | N | Solar | [13 empty] | 0 | 0 | 0 | 0 | [11 empty] | Wheatridge Wind Holdings, LLC | 100 | Wheatridge Wind Holdings, LLC | 100 | Non-regulated
Wheatridge Hybrid | 62745_G_WIND | 62745 | G | WIND |  | Onshore Wind |  | WECC_PNW | Oregon | 41 | Morrow | 49 | 41049 | 200 | 0 | 2020 | 9999 |  |  | N | Wind | [13 empty] | 0 | 0 | 0 | 0 | [11 empty] | Wheatridge Wind Holdings, LLC | 100 | Wheatridge Wind Holdings, LLC | 100 | Non-regulated
KDC Solar CSCP LLC | 62746_G_CSCP | 62746 | G | CSCP |  | Solar PV |  | PJM_EMAC | New Jersey | 34 | Monmouth | 25 | 34025 | 3.4 | 0 | 2019 | 9999 |  |  | N | Solar | [13 empty] | 0 | 0 | 0 | 0 | [11 empty] | Clean Capital Partners LLC | 100 | Clean Capital Partners LLC | 100 | Non-regulated
Matilda Hamilton Fee Hydroelectric Station | 62747_G_1 | 62747 | G | 1 |  | Hydro |  | PJM_West | Kentucky | 21 | Estill | 65 | 21065 | 0.5 | 0 | 2021 | 9999 |  |  | N | Hydro | [13 empty] | 0 | 0 | 0 | 0 | [11 empty] | Lock 12 Hydro Partners | 100 | Lock 12 Hydro Partners | 100 | Non-regulated
Matilda Hamilton Fee Hydroelectric Station | 62747_G_2 | 62747 | G | 2 |  | Hydro |  | PJM_West | Kentucky | 21 | Estill | 65 | 21065 | 0.5 | 0 | 2021 | 9999 |  |  | N | Hydro | [13 empty] | 0 | 0 | 0 | 0 | [11 empty] | Lock 12 Hydro Partners | 100 | Lock 12 Hydro Partners | 100 | Non-regulated
Matilda Hamilton Fee Hydroelectric Station | 62747_G_3 | 62747 | G | 3 |  | Hydro |  | PJM_West | Kentucky | 21 | Estill | 65 | 21065 | 0.5 | 0 | 2021 | 9999 |  |  | N | Hydro | [13 empty] | 0 | 0 | 0 | 0 | [11 empty] | Lock 12 Hydro Partners | 100 | Lock 12 Hydro Partners | 100 | Non-regulated
Matilda Hamilton Fee Hydroelectric Station | 62747_G_4 | 62747 | G | 4 |  | Hydro |  | PJM_West | Kentucky | 21 | Estill | 65 | 21065 | 0.5 | 0 | 2021 | 9999 |  |  | N | Hydro | [13 empty] | 0 | 0 | 0 | 0 | [11 empty] | Lock 12 Hydro Partners | 100 | Lock 12 Hydro Partners | 100 | Non-regulated
Matilda Hamilton Fee Hydroelectric Station | 62747_G_5 | 62747 | G | 5 |  | Hydro |  | PJM_West | Kentucky | 21 | Estill | 65 | 21065 | 0.5 | 0 | 2021 | 9999 |  |  | N | Hydro | [13 empty] | 0 | 0 | 0 | 0 | [11 empty] | Lock 12 Hydro Partners | 100 | Lock 12 Hydro Partners | 100 | Non-regulated
Heidelberg Hydroelectric Project | 62749_G_1 | 62749 | G | 1 |  | Hydro |  | S_C_KY | Kentucky | 21 | Lee | 129 | 21129 | 0.6 | 0 | 2024 | 9999 |  |  | N | Hydro | [11 empty] | 0 |  | 0 | 0 | 0 | 0 | [11 empty] | Lock 14 Hydro Partners, LLC | 100 | Lock 14 Hydro Partners, LLC | 100 | Non-regulated
Heidelberg Hydroelectric Project | 62749_G_2 | 62749 | G | 2 |  | Hydro |  | S_C_KY | Kentucky | 21 | Lee | 129 | 21129 | 0.6 | 0 | 2024 | 9999 |  |  | N | Hydro | [11 empty] | 0 |  | 0 | 0 | 0 | 0 | [11 empty] | Lock 14 Hydro Partners, LLC | 100 | Lock 14 Hydro Partners, LLC | 100 | Non-regulated
Heidelberg Hydroelectric Project | 62749_G_3 | 62749 | G | 3 |  | Hydro |  | S_C_KY | Kentucky | 21 | Lee | 129 | 21129 | 0.2 | 0 | 2024 | 9999 |  |  | N | Hydro | [11 empty] | 0 |  | 0 | 0 | 0 | 0 | [11 empty] | Lock 14 Hydro Partners, LLC | 100 | Lock 14 Hydro Partners, LLC | 100 | Non-regulated
Heidelberg Hydroelectric Project | 62749_G_4 | 62749 | G | 4 |  | Hydro |  | S_C_KY | Kentucky | 21 | Lee | 129 | 21129 | 0.2 | 0 | 2024 | 9999 |  |  | N | Hydro | [11 empty] | 0 |  | 0 | 0 | 0 | 0 | [11 empty] | Lock 14 Hydro Partners, LLC | 100 | Lock 14 Hydro Partners, LLC | 100 | Non-regulated
Heidelberg Hydroelectric Project | 62749_G_5 | 62749 | G | 5 |  | Hydro |  | S_C_KY | Kentucky | 21 | Lee | 129 | 21129 | 0.6 | 0 | 2024 | 9999 |  |  | N | Hydro | [11 empty] | 0 |  | 0 | 0 | 0 | 0 | [11 empty] | Lock 14 Hydro Partners, LLC | 100 | Lock 14 Hydro Partners, LLC | 100 | Non-regulated
Heidelberg Hydroelectric Project | 62749_G_6 | 62749 | G | 6 |  | Hydro |  | S_C_KY | Kentucky | 21 | Lee | 129 | 21129 | 0.6 | 0 | 2024 | 9999 |  |  | N | Hydro | [11 empty] | 0 |  | 0 | 0 | 0 | 0 | [11 empty] | Lock 14 Hydro Partners, LLC | 100 | Lock 14 Hydro Partners, LLC | 100 | Non-regulated
Little Manatee River Solar | 62750_G_GEN1 | 62750 | G | GEN1 |  | Solar PV |  | FRCC | Florida | 12 | Hillsborough | 57 | 12057 | 74.5 | 0 | 2020 | 9999 |  |  | N | Solar | [13 empty] | 0 | 0 | 0 | 0 | [11 empty] | Tampa Electric Co | 100 | TECO Energy Inc | 100 | Regulated
LafargeHolcim - Paulding Wind Project | 62752_G_L1 | 62752 | G | L1 |  | Onshore Wind |  | PJM_West | Ohio | 39 | Paulding | 125 | 39125 | 1.5 | 0 | 2020 | 9999 |  |  | N | Wind | [13 empty] | 0 | 0 | 0 | 0 | [11 empty] | OEE XXVIII LLC | 100 | One Energy Capital Corp | 100 | Non-regulated
LafargeHolcim - Paulding Wind Project | 62752_G_L2 | 62752 | G | L2 |  | Onshore Wind |  | PJM_West | Ohio | 39 | Paulding | 125 | 39125 | 1.5 | 0 | 2020 | 9999 |  |  | N | Wind | [13 empty] | 0 | 0 | 0 | 0 | [11 empty] | OEE XXVIII LLC | 100 | One Energy Capital Corp | 100 | Non-regulated
LafargeHolcim - Paulding Wind Project | 62752_G_L3 | 62752 | G | L3 |  | Onshore Wind |  | PJM_West | Ohio | 39 | Paulding | 125 | 39125 | 1.5 | 0 | 2020 | 9999 |  |  | N | Wind | [13 empty] | 0 | 0 | 0 | 0 | [11 empty] | OEE XXVIII LLC | 100 | One Energy Capital Corp | 100 | Non-regulated
Prospect Storage | 62753_G_BESS | 62753 | G | BESS |  | Energy Storage |  | ERC_REST | Texas | 48 | Brazoria | 39 | 48039 | 9.9 | 0 | 2020 | 9999 |  |  | N | Energy Storage | [13 empty] | 0 | 0 | 0 | 0 | [11 empty] | West Columbia Storage LLC | 100 | Quinbrook Infrastructure Partners | 100 | Non-regulated
San Diego International Airport BESS | 62754_G_BA | 62754 | G | BA |  | Energy Storage |  | WEC_SDGE | California | 6 | San Diego | 73 | 06073 | 2 | 0 | 2021 | 9999 |  |  | N | Energy Storage | [13 empty] | 0 | 0 | 0 | 0 | [11 empty] | ENGIE Storage Services NA LLC | 100 | ENGIE Storage Services NA LLC | 100 | Non-regulated
Prospero Solar | 62755_G_PROSP | 62755 | G | PROSP |  | Solar PV |  | ERC_WEST | Texas | 48 | Andrews | 3 | 48003 | 300 | 0 | 2020 | 9999 |  |  | N | Solar | [13 empty] | 0 | 0 | 0 | 0 | [11 empty] | Prospero Energy Project LLC | 100 | Longroad Energy Holdings LLC | 100 | Non-regulated
RC Energy AA LLC Solar Facility | 62756_G_AA001 | 62756 | G | AA001 |  | Solar PV |  | WECC_NM | New Mexico | 35 | Bernalillo | 1 | 35001 | 1 | 0 | 2011 | 9999 |  |  | N | Solar | [13 empty] | 0 | 0 | 0 | 0 | [11 empty] | RC Energy Group LLC | 100 | PNC Energy Capital LLC | 100 | Non-regulated
Bridgewater Complex Co-Generation Plant | 62757_G_CG1 | 62757 | G | CG1 |  | Combustion Turbine |  | NENGREST | Massachusetts | 25 | Bristol | 5 | 25005 | 1.5 | 8700 | 2015 | 9999 |  |  | Y | Natural Gas | [13 empty] | 0.23894 | 0.23894 | 0.23894 | 0.23894 | [11 empty] | Massachusetts Dept of Corrections | 100 | Massachusetts Dept of Corrections | 100 | Non-regulated
Meherrin Solar | 62758_G_MEHER | 62758 | G | MEHER |  | Solar PV |  | PJM_Dom | Virginia | 51 | Greensville | 81 | 51081 | 59.6 | 0 | 2022 | 9999 |  |  | N | Solar | [13 empty] | 0 | 0 | 0 | 0 | [11 empty] | Dominion Renewable Energy | 100 | Dominion Renewable Energy | 100 | Non-regulated
Greenville CSG | 62759_G_GV | 62759 | G | GV |  | Solar PV |  | NY_Z_G-I | New York | 36 | Orange | 71 | 36071 | 2 | 0 | 2019 | 9999 |  |  | N | Solar | [13 empty] | 0 | 0 | 0 | 0 | [11 empty] | Nautilus Power LLC | 100 | Essential Power LLC | 100 | Non-regulated
Hopkinton CSG | 62760_G_WT | 62760 | G | WT |  | Solar PV |  | NENGREST | Massachusetts | 25 | Middlesex | 17 | 25017 | 2 | 0 | 2019 | 9999 |  |  | N | Solar | [13 empty] | 0 | 0 | 0 | 0 | [11 empty] | Virgo Helios II LLC | 100 | Virgo Societas Direct IV LP | 100 | Non-regulated
Chester CSG | 62761_G_CH | 62761 | G | CH |  | Solar PV |  | NY_Z_G-I | New York | 36 | Orange | 71 | 36071 | 2 | 0 | 2019 | 9999 |  |  | N | Solar | [13 empty] | 0 | 0 | 0 | 0 | [11 empty] | Nautilus Power LLC | 100 | Essential Power LLC | 100 | Non-regulated
NASA Johnson Space Center CHP | 62762_G_CTG-1 | 62762 | G | CTG-1 |  | Combustion Turbine |  | ERC_REST | Texas | 48 | Harris | 201 | 48201 | 5.3 | 10745 | 2018 | 9999 |  |  | Y | Natural Gas | [13 empty] | 0.011 | 0.011 | 0.011 | 0.011 | [11 empty] | Energy Systems Group | 100 | Energy Systems Group | 100 | Non-regulated
NASA Johnson Space Center CHP | 62762_G_CTG-2 | 62762 | G | CTG-2 |  | Combustion Turbine |  | ERC_REST | Texas | 48 | Harris | 201 | 48201 | 5.3 | 10745 | 2018 | 9999 |  |  | Y | Natural Gas | [13 empty] | 0.011 | 0.011 | 0.011 | 0.011 | [11 empty] | Energy Systems Group | 100 | Energy Systems Group | 100 | Non-regulated
Carver CSG | 62763_G_CR | 62763 | G | CR |  | Solar PV |  | NENGREST | Massachusetts | 25 | Plymouth | 23 | 25023 | 2 | 0 | 2019 | 9999 |  |  | N | Solar | [13 empty] | 0 | 0 | 0 | 0 | [11 empty] | Virgo Societas Direct IV LP | 86.2 | Virgo Societas Direct IV LP | 100 | Non-regulated
Westtown CSG | 62764_G_WT | 62764 | G | WT |  | Solar PV |  | NY_Z_G-I | New York | 36 | Orange | 71 | 36071 | 2 | 0 | 2019 | 9999 |  |  | N | Solar | [13 empty] | 0 | 0 | 0 | 0 | [11 empty] | Nautilus Power LLC | 100 | Essential Power LLC | 100 | Non-regulated
El Campo Wind | 62765_G_CAMPO | 62765 | G | CAMPO |  | Onshore Wind |  | ERC_WEST | Texas | 48 | Knox | 275 | 48275 | 242.8 | 0 | 2020 | 9999 |  |  | N | Wind | [13 empty] | 0 | 0 | 0 | 0 | [11 empty] | El Campo Wind LLC | 100 | Longroad Energy Holdings LLC | 100 | Non-regulated
Scottsburg Solar Park | 62766_G_SCCOT | 62766 | G | SCCOT |  | Solar PV |  | MIS_INKY | Indiana | 18 | Scott | 143 | 18143 | 7.1 | 0 | 2020 | 9999 |  |  | N | Solar | [13 empty] | 0 | 0 | 0 | 0 | [11 empty] | Scottsburg Solar Array LLC | 100 | Alchemy Renewable Energy LLC | 100 | Regulated
Gas City Solar Park | 62767_G_SGASC | 62767 | G | SGASC |  | Solar PV |  | PJM_West | Indiana | 18 | Grant | 53 | 18053 | 2.5 | 0 | 2020 | 9999 |  |  | N | Solar | [13 empty] | 0 | 0 | 0 | 0 | [11 empty] | Gas City Solar Array LLC | 100 | Alchemy Renewable Energy LLC | 100 | Regulated
Piney Creek Solar | 62768_G_PCSOL | 62768 | G | PCSOL |  | Solar PV |  | PJM_Dom | Virginia | 51 | Halifax | 83 | 51083 | 80 | 0 | 2023 | 9999 |  |  | N | Solar | [13 empty] | 0 | 0 | 0 | 0 | [11 empty] | Dominion Energy Inc. | 100 | Dominion Energy Inc. | 100 | Regulated
Columbia City Solar Park | 62769_G_SCOLU | 62769 | G | SCOLU |  | Solar PV |  | PJM_West | Indiana | 18 | Whitley | 183 | 18183 | 4.3 | 0 | 2021 | 9999 |  |  | N | Solar | [13 empty] | 0 | 0 | 0 | 0 | [11 empty] | Columbia City Solar Array, LLC | 100 | Columbia City Solar Array, LLC | 100 | Regulated
Richmond Solar Park 3 | 62770_G_SRIC3 | 62770 | G | SRIC3 |  | Solar PV |  | PJM_West | Indiana | 18 | Wayne | 177 | 18177 | 6.5 | 0 | 2019 | 9999 |  |  | N | Solar | [13 empty] | 0 | 0 | 0 | 0 | [11 empty] | Richmond 3 Solar Array LLC | 100 | Alchemy Renewable Energy LLC | 100 | Regulated
Dry Bridge Solar (Brown University) | 62771_G_DBS1 | 62771 | G | DBS1 |  | Solar PV |  | NENGREST | Rhode Island | 44 | Washington | 9 | 44009 | 10 | 0 | 2023 | 9999 |  |  | N | Solar | [13 empty] | 0 | 0 | 0 | 0 | [11 empty] | MN8 Energy LLC | 100 | MN8 Energy LLC | 100 | Non-regulated
Dry Bridge Solar (Brown University) | 62771_G_DBS2 | 62771 | G | DBS2 |  | Solar PV |  | NENGREST | Rhode Island | 44 | Washington | 9 | 44009 | 10 | 0 | 2023 | 9999 |  |  | N | Solar | [13 empty] | 0 | 0 | 0 | 0 | [11 empty] | MN8 Energy LLC | 100 | MN8 Energy LLC | 100 | Non-regulated
Dry Bridge Solar (Brown University) | 62771_G_DBS3 | 62771 | G | DBS3 |  | Solar PV |  | NENGREST | Rhode Island | 44 | Washington | 9 | 44009 | 10 | 0 | 2023 | 9999 |  |  | N | Solar | [13 empty] | 0 | 0 | 0 | 0 | [11 empty] | MN8 Energy LLC | 100 | MN8 Energy LLC | 100 | Non-regulated
Dry Bridge Solar (Brown University) | 62771_G_DBS4 | 62771 | G | DBS4 |  | Solar PV |  | NENGREST | Rhode Island | 44 | Washington | 9 | 44009 | 10 | 0 | 2023 | 9999 |  |  | N | Solar | [13 empty] | 0 | 0 | 0 | 0 | [11 empty] | MN8 Energy LLC | 100 | MN8 Energy LLC | 100 | Non-regulated
Coniglio Solar | 62772_G_BTCON | 62772 | G | BTCON |  | Solar PV |  | ERC_REST | Texas | 48 | Fannin | 147 | 48147 | 123.6 | 0 | 2021 | 9999 |  |  | N | Solar | [13 empty] | 0 | 0 | 0 | 0 | [11 empty] | BT Coniglio Solar LLC | 100 | BT Coniglio Solar LLC | 100 | Non-regulated
BT Cooke Solar, LLC | 62773_G_BTCOO | 62773 | G | BTCOO |  | Solar PV |  | ERC_REST | Texas | 48 | Cooke | 97 | 48097 | 59 | 0 | 2020 | 9999 |  |  | N | Solar | [13 empty] | 0 | 0 | 0 | 0 | [11 empty] | Adapture Renewables, Inc. | 100 | Adapture Renewables, Inc. | 100 | Non-regulated
Kellam Solar | 62774_G_BTKEL | 62774 | G | BTKEL |  | Solar PV |  | ERC_REST | Texas | 48 | Van Zandt | 467 | 48467 | 59 | 0 | 2020 | 9999 |  |  | N | Solar | [13 empty] | 0 | 0 | 0 | 0 | [11 empty] | Hanwha Q CELLS USA | 68.4 | Hanwha Q CELLS USA | 68.4 | Non-regulated
Wildberry | 62775_G_WILDB | 62775 | G | WILDB |  | Solar PV |  | S_C_TVA | Tennessee | 47 | Fayette | 47 | 47047 | 15 | 0 | 2018 | 9999 |  |  | N | Solar | [13 empty] | 0 | 0 | 0 | 0 | [11 empty] | Wildberry Solar Center LLC | 100 | Enerparc AG | 100 | Non-regulated
Crawfordsville Solar Park 4 | 62776_G_SCRA4 | 62776 | G | SCRA4 |  | Solar PV |  | MIS_INKY | Indiana | 18 | Montgomery | 107 | 18107 | 2.3 | 0 | 2020 | 9999 |  |  | N | Solar | [13 empty] | 0 | 0 | 0 | 0 | [11 empty] | Crawfordsville 4 Solar Array, LLC | 100 | Crawfordsville 4 Solar Array, LLC | 100 | Regulated
Ulster County Solar | 62777_G_ULSTE | 62777 | G | ULSTE |  | Solar PV |  | NY_Z_G-I | New York | 36 | Ulster | 111 | 36111 | 1.4 | 0 | 2018 | 9999 |  |  | N | Solar | [13 empty] | 0 | 0 | 0 | 0 | [11 empty] | Ulster Solar LLC | 100 | NextEra Energy Inc | 100 | Non-regulated
Hecate Energy Blair Road LLC | 62778_G_HEJEA | 62778 | G | HEJEA |  | Solar PV |  | FRCC | Florida | 12 | Duval | 31 | 12031 | 4.2 | 0 | 2018 | 9999 |  |  | N | Solar | [13 empty] | 0 | 0 | 0 | 0 | [11 empty] | JEA | 100 | JEA | 100 | Non-regulated
Novel Martin Solar One LLC (McLeod) CSG | 62779_G_MART | 62779 | G | MART |  | Solar PV |  | MIS_MNWI | Minnesota | 27 | McLeod | 85 | 27085 | 1 | 0 | 2019 | 9999 |  |  | N | Solar | [13 empty] | 0 | 0 | 0 | 0 | [11 empty] | Novel Martin Solar One LLC | 100 | Novel Martin Solar One LLC | 100 | Non-regulated
Rappahannock Solar, LLC | 62780_G_100 | 62780 | G | 100 |  | Solar PV |  | PJM_Dom | Virginia | 51 | Lancaster | 103 | 51103 | 1.5 | 0 | 2021 | 9999 |  |  | N | Solar | [13 empty] | 0 | 0 | 0 | 0 | [11 empty] | Rappahannock Solar, LLC | 100 | Rappahannock Solar, LLC | 100 | Non-regulated
10 Briggs Solar NG, LLC (East) | 62781_G_02818 | 62781 | G | 02818 |  | Solar PV |  | NENGREST | Rhode Island | 44 | Kent | 3 | 44003 | 5 | 0 | 2021 | 9999 |  |  | N | Solar | [13 empty] | 0 | 0 | 0 | 0 | [11 empty] | NuGen Capital Management | 100 | NuGen Capital Management | 100 | Non-regulated
Blackjack Creek Wind Farm | 62783_G_BLKJK | 62783 | G | BLKJK |  | Onshore Wind |  | ERC_REST | Texas | 48 | Bee | 25 | 48025 | 239.6 | 0 | 2023 | 9999 |  |  | N | Wind | [13 empty] | 0 | 0 | 0 | 0 | [11 empty] | RWE Renewables Americas, LLC | 100 | RWE Renewables Americas, LLC | 100 | Non-regulated
Franklin Solar Site | 62784_G_FRANK | 62784 | G | FRANK |  | Solar PV |  | NY_Z_D | New York | 36 | Franklin | 33 | 36033 | 1.6 | 0 | 2018 | 9999 |  |  | N | Solar | [13 empty] | 0 | 0 | 0 | 0 | [11 empty] | Helios NY I LLC | 100 | NextEra Energy Inc | 100 | Non-regulated
Malone Solar Site | 62785_G_MALON | 62785 | G | MALON |  | Solar PV |  | NY_Z_D | New York | 36 | Franklin | 33 | 36033 | 1.1 | 0 | 2018 | 9999 |  |  | N | Solar | [13 empty] | 0 | 0 | 0 | 0 | [11 empty] | Helios NY I LLC | 100 | NextEra Energy Inc | 100 | Non-regulated
Thanksgiving Fire Solar Farm, LLC | 62786_G_12087 | 62786 | G | 12087 |  | Solar PV |  | S_VACA | North Carolina | 37 | Johnston | 101 | 37101 | 2 | 0 | 2019 | 9999 |  |  | N | Solar | [13 empty] | 0 | 0 | 0 | 0 | [11 empty] | Thanksgiving Fire Solar Farm LLC | 100 | Cypress Creek Holdings LLC | 100 | Non-regulated
Pinckard Solar | 62787_G_PCKND | 62787 | G | PCKND |  | Solar PV |  | S_SOU | Alabama | 1 | Dale | 45 | 01045 | 79.7 | 0 | 2026 | 9999 |  |  | N | Solar | [13 empty] | 0 | 0 | 0 | 0 | [11 empty] | RWE Renewables Americas, LLC | 100 | RWE Renewables Americas, LLC | 100 | Non-regulated
Sugarhill Road - Solitude Solar CSG | 62788_G_X0040 | 62788 | G | X0040 |  | Solar PV |  | NY_Z_F | New York | 36 | Saratoga | 91 | 36091 | 4.7 | 0 | 2019 | 9999 |  |  | N | Solar | [13 empty] | 0 | 0 | 0 | 0 | [11 empty] | Standard Solar Inc | 100 | Standard Solar Inc | 100 | Non-regulated
Tell City Solar Park | 62790_G_STEL2 | 62790 | G | STEL2 |  | Solar PV |  | MIS_INKY | Indiana | 18 | Perry | 123 | 18123 | 3.2 | 0 | 2020 | 9999 |  |  | N | Solar | [13 empty] | 0 | 0 | 0 | 0 | [11 empty] | Tell City 2 Solar Array LLC | 100 | Alchemy Renewable Energy LLC | 100 | Regulated
Richmond Solar Park 4 | 62791_G_SRIC4 | 62791 | G | SRIC4 |  | Solar PV |  | PJM_West | Indiana | 18 | Wayne | 177 | 18177 | 7.1 | 0 | 2020 | 9999 |  |  | N | Solar | [13 empty] | 0 | 0 | 0 | 0 | [11 empty] | Richmond 4 Solar Array, LLC | 100 | Richmond 4 Solar Array, LLC | 100 | Regulated
DG AMP Solar Piqua Manier | 62792_G_AMPPM | 62792 | G | AMPPM |  | Solar PV |  | PJM_West | Ohio | 39 | Miami | 109 | 39109 | 12.6 | 0 | 2019 | 9999 |  |  | N | Solar | [13 empty] | 0 | 0 | 0 | 0 | [11 empty] | DG AMP Solar LLC | 100 | NextEra Energy Inc | 100 | Non-regulated
Crawfordsville 5 Solar Park | 62793_G_SCRA5 | 62793 | G | SCRA5 |  | Solar PV |  | MIS_INKY | Indiana | 18 | Montgomery | 107 | 18107 | 9.8 | 0 | 2020 | 9999 |  |  | N | Solar | [13 empty] | 0 | 0 | 0 | 0 | [11 empty] | Crawfordsville 5 Solar Array, LLC | 100 | Crawfordsville 5 Solar Array, LLC | 100 | Regulated
Centerville Solar Park | 62794_G_SCENT | 62794 | G | SCENT |  | Solar PV |  | PJM_West | Indiana | 18 | Wayne | 177 | 18177 | 1.1 | 0 | 2020 | 9999 |  |  | N | Solar | [13 empty] | 0 | 0 | 0 | 0 | [11 empty] | Centerville Solar Array LLC | 100 | Centerville Solar Array LLC | 100 | Regulated
Ida Grove II | 62795_G_1 | 62795 | G | 1 |  | Onshore Wind |  | MIS_MIDA | Iowa | 19 | Ida | 93 | 19093 | 200 | 0 | 2019 | 9999 |  |  | N | Wind | [13 empty] | 0 | 0 | 0 | 0 | [11 empty] | Ida Grove Wind Energy II LLC | 100 | Berkshire Hathaway Inc | 100 | Regulated
Bluebird Solar LLC | 62797_G_BBIRD | 62797 | G | BBIRD |  | Solar PV |  | S_C_KY | Kentucky | 21 | Harrison | 97 | 21097 | 80 | 0 | 2024 | 9999 |  |  | N | Solar | [13 empty] | 0 | 0 | 0 | 0 | [11 empty] | BayWa r.e. Solar Projects LLC | 100 | BayWa r.e. Solar Projects LLC | 100 | Non-regulated
Fern Solar LLC | 62798_G_FERN | 62798 | G | FERN |  | Solar PV |  | S_VACA | North Carolina | 37 | Edgecombe | 65 | 37065 | 100 | 0 | 2020 | 9999 |  |  | N | Solar | [13 empty] | 0 | 0 | 0 | 0 | [11 empty] | BayWa r.e. Solar Projects LLC | 100 | BayWa r.e. Solar Projects LLC | 100 | Non-regulated
Winona Solar | 62799_G_WIN | 62799 | G | WIN |  | Solar PV |  | MIS_MNWI | Minnesota | 27 | Winona | 169 | 27169 | 1 | 0 | 2019 | 9999 |  |  | N | Solar | [13 empty] | 0 | 0 | 0 | 0 | [11 empty] | Winona Solar 1 LLC | 100 | Winona Solar 1 LLC | 100 | Non-regulated
Crystal River | 628_G_1GTA | 628 | G | 1GTA | 91095 | Combined Cycle |  | FRCC | Florida | 12 | Citrus | 17 | 12017 | 243 | 7050 | 2018 | 9999 |  |  | N | Natural Gas |  |  |  |  | SCR | [8 empty] | 0.05314 | 0.05314 | 0.05314 | 0.05314 | [11 empty] | Duke Energy Florida | 100 | Duke Energy Corp | 100 | Regulated
Crystal River | 628_G_1GTB | 628 | G | 1GTB | 91096 | Combined Cycle |  | FRCC | Florida | 12 | Citrus | 17 | 12017 | 242 | 7050 | 2018 | 9999 |  |  | N | Natural Gas |  |  |  |  | SCR | [8 empty] | 0.05314 | 0.05314 | 0.05314 | 0.05314 | [11 empty] | Duke Energy Florida | 100 | Duke Energy Corp | 100 | Regulated
Crystal River | 628_G_2GTA | 628 | G | 2GTA | 91097 | Combined Cycle |  | FRCC | Florida | 12 | Citrus | 17 | 12017 | 241 | 7050 | 2018 | 9999 |  |  | N | Natural Gas |  |  |  |  | SCR | [8 empty] | 0.05087 | 0.05087 | 0.05087 | 0.05087 | [11 empty] | Duke Energy Florida | 100 | Duke Energy Corp | 100 | Regulated
Crystal River | 628_G_2GTB | 628 | G | 2GTB | 91098 | Combined Cycle |  | FRCC | Florida | 12 | Citrus | 17 | 12017 | 242 | 7050 | 2018 | 9999 |  |  | N | Natural Gas |  |  |  |  | SCR | [8 empty] | 0.05087 | 0.05087 | 0.05087 | 0.05087 | [11 empty] | Duke Energy Florida | 100 | Duke Energy Corp | 100 | Regulated
Crystal River | 628_G_CC1ST | 628 | G | CC1ST | 91095 | Combined Cycle |  | FRCC | Florida | 12 | Citrus | 17 | 12017 | 322 | 7050 | 2018 | 9999 |  |  | N | Natural Gas |  |  |  | LNB | SCR | [8 empty] | 0.05314 | 0.05314 | 0.05314 | 0.05314 | [11 empty] | Duke Energy Florida | 100 | Duke Energy Corp | 100 | Regulated
Crystal River | 628_G_CC2ST | 628 | G | CC2ST | 91097 | Combined Cycle |  | FRCC | Florida | 12 | Citrus | 17 | 12017 | 320 | 7050 | 2018 | 9999 |  |  | N | Natural Gas |  |  |  | LNB | SCR | [8 empty] | 0.05087 | 0.05087 | 0.05087 | 0.05087 | [11 empty] | Duke Energy Florida | 100 | Duke Energy Corp | 100 | Regulated
Ozark Beach | 6280_G_5 | 6280 | G | 5 |  | Hydro |  | SPP_N | Missouri | 29 | Taney | 213 | 29213 | 4 | 0 | 1931 | 9999 |  |  | N | Hydro | [13 empty] | 0 | 0 | 0 | 0 | [11 empty] | Empire District Electric Co (The) | 100 | Algonquin Power & Utilities Corp | 100 | Regulated
Ozark Beach | 6280_G_6 | 6280 | G | 6 |  | Hydro |  | SPP_N | Missouri | 29 | Taney | 213 | 29213 | 4 | 0 | 1931 | 9999 |  |  | N | Hydro | [13 empty] | 0 | 0 | 0 | 0 | [11 empty] | Empire District Electric Co (The) | 100 | Algonquin Power & Utilities Corp | 100 | Regulated
Ozark Beach | 6280_G_7 | 6280 | G | 7 |  | Hydro |  | SPP_N | Missouri | 29 | Taney | 213 | 29213 | 4 | 0 | 1931 | 9999 |  |  | N | Hydro | [13 empty] | 0 | 0 | 0 | 0 | [11 empty] | Empire District Electric Co (The) | 100 | Algonquin Power & Utilities Corp | 100 | Regulated
Ozark Beach | 6280_G_8 | 6280 | G | 8 |  | Hydro |  | SPP_N | Missouri | 29 | Taney | 213 | 29213 | 4 | 0 | 1931 | 9999 |  |  | N | Hydro | [13 empty] | 0 | 0 | 0 | 0 | [11 empty] | Empire District Electric Co (The) | 100 | Algonquin Power & Utilities Corp | 100 | Regulated
Wabasha Solar | 62800_G_WAB | 62800 | G | WAB |  | Solar PV |  | MIS_MNWI | Minnesota | 27 | Wabasha | 157 | 27157 | 1 | 0 | 2019 | 9999 |  |  | N | Solar | [13 empty] | 0 | 0 | 0 | 0 | [11 empty] | Wabasha Solar LLC | 100 | Global Infrastructure Partners | 100 | Non-regulated
Vallecito | 62801_G_ORN34 | 62801 | G | ORN34 |  | Energy Storage |  | WECC_SCE | California | 6 | Santa Barbara | 83 | 06083 | 10 | 0 | 2021 | 9999 |  |  | N | Energy Storage | [13 empty] | 0 | 0 | 0 | 0 | [11 empty] | Viridity Energy Solutions, Inc. | 100 | Viridity Energy Solutions, Inc. | 100 | Non-regulated
Greasewood Solar | 62804_G_GREA1 | 62804 | G | GREA1 |  | Solar PV |  | ERC_WEST | Texas | 48 | Pecos | 371 | 48371 | 255 | 0 | 2021 | 9999 |  |  | N | Solar | [13 empty] | 0 | 0 | 0 | 0 | [11 empty] | Concho Bluff LLC | 100 | Concho Bluff LLC | 100 | Non-regulated
Bloomington Solar I | 62805_G_BLOOM | 62805 | G | BLOOM |  | Solar PV |  | WECC_UT | Utah | 49 | Washington | 53 | 49053 | 2 | 0 | 2018 | 9999 |  |  | N | Solar | [13 empty] | 0 | 0 | 0 | 0 | [11 empty] | Bloomington Solar I | 100 | Bloomington Solar I | 100 | Non-regulated
Shelter Creek Condominiums Solar | 62806_G_SCC01 | 62806 | G | SCC01 |  | Solar PV |  | WEC_CALN | California | 6 | San Mateo | 81 | 06081 | 2.4 | 0 | 2020 | 9999 |  |  | N | Solar | [13 empty] | 0 | 0 | 0 | 0 | [11 empty] | Vista Solar Inc | 100 | Vista Solar Inc | 100 | Non-regulated
BMP Wind (TX) | 62809_G_BMP | 62809 | G | BMP |  | Onshore Wind |  | ERC_WEST | Texas | 48 | Callahan | 59 | 48059 | 293.3 | 0 | 2021 | 9999 |  |  | N | Wind | [13 empty] | 0 | 0 | 0 | 0 | [11 empty] | BMP Wind LLC | 100 | BMP Wind LLC | 100 | Non-regulated
RIT Henrietta Solar 1, LLC | 62810_G_13500 | 62810 | G | 13500 |  | Solar PV |  | NY_Z_B | New York | 36 | Monroe | 55 | 36055 | 1.6 | 0 | 2018 | 9999 |  |  | N | Solar | [13 empty] | 0 | 0 | 0 | 0 | [11 empty] | RIT Henrietta Solar 1 LLC | 100 | SolRiver LLC | 100 | Non-regulated
Bakerstand Solar (NY) | 62811_G_BKSTD | 62811 | G | BKSTD |  | Solar PV |  | NY_Z_A | New York | 36 | Cattaraugus | 9 | 36009 | 20 | 0 | 2024 | 9999 |  |  | N | Solar | [13 empty] | 0 | 0 | 0 | 0 | [11 empty] | Empire Renewables, LLC | 100 | Empire Renewables, LLC | 100 | Non-regulated
Milford Solar 1 | 62812_G_MS1 | 62812 | G | MS1 |  | Solar PV |  | WECC_UT | Utah | 49 | Beaver | 1 | 49001 | 99 | 0 | 2020 | 9999 |  |  | N | Solar | [13 empty] | 0 | 0 | 0 | 0 | [11 empty] | New Energy Solar | 100 | New Energy Solar | 100 | Non-regulated
Grasshopper Solar | 62813_G_GRHS | 62813 | G | GRHS |  | Solar PV |  | PJM_Dom | Virginia | 51 | Mecklenburg | 117 | 51117 | 80 | 0 | 2020 | 9999 |  |  | N | Solar | [13 empty] | 0 | 0 | 0 | 0 | [11 empty] | Dominion Energy Inc. | 100 | Dominion Energy Inc. | 100 | Regulated
Sadler Solar | 62814_G_SADL | 62814 | G | SADL |  | Solar PV |  | PJM_Dom | Virginia | 51 | Greensville | 81 | 51081 | 100 | 0 | 2021 | 9999 |  |  | N | Solar | [13 empty] | 0 | 0 | 0 | 0 | [11 empty] | Dominion Energy Inc. | 100 | Dominion Energy Inc. | 100 | Regulated
Fairbanks Wind Park | 62815_G_GNWF1 | 62815 | G | GNWF1 |  | Onshore Wind |  | MIS_WUMS | Michigan | 26 | Delta | 41 | 26041 | 72.8 | 0 | 2022 | 9999 |  |  | N | Wind | [13 empty] | 0 | 0 | 0 | 0 | [11 empty] | DTE Electric Co | 100 | DTE Energy Co | 100 | Regulated
SunEast Skyline Solar Project | 62816_G_Q670 | 62816 | G | Q670 |  | Solar PV |  | NY_Z_C&E | New York | 36 | Oneida | 65 | 36065 | 20 | 0 | 2024 | 9999 |  |  | N | Solar | [13 empty] | 0 | 0 | 0 | 0 | [11 empty] | SunEast Skyline Solar LLC | 100 | SunEast Skyline Solar LLC | 100 | Non-regulated
SunEast Clay Solar Project | 62819_G_Q669 | 62819 | G | Q669 |  | Solar PV |  | NY_Z_C&E | New York | 36 | Onondaga | 67 | 36067 | 20 | 0 | 2024 | 9999 |  |  | N | Solar | [13 empty] | 0 | 0 | 0 | 0 | [11 empty] | SunEast Clay Solar LLC | 100 | SunEast Clay Solar LLC | 100 | Non-regulated
Stony Knoll Solar, LLC | 62820_G_GEN1 | 62820 | G | GEN1 |  | Solar PV |  | S_VACA | North Carolina | 37 | Surry | 171 | 37171 | 22.6 | 0 | 2022 | 9999 |  |  | N | Solar | [13 empty] | 0 | 0 | 0 | 0 | [11 empty] | Stony Knoll Solar, LLC | 100 | Stony Knoll Solar, LLC | 100 | Non-regulated
Speedway Solar NC, LLC | 62821_G_GEN1 | 62821 | G | GEN1 |  | Solar PV |  | S_VACA | North Carolina | 37 | Cabarrus | 25 | 37025 | 22.6 | 0 | 2021 | 9999 |  |  | N | Solar | [13 empty] | 0 | 0 | 0 | 0 | [11 empty] | Speedway Solar NC, LLC | 100 | Speedway Solar NC, LLC | 100 | Non-regulated
Broad River Solar, LLC | 62822_G_GEN1 | 62822 | G | GEN1 |  | Solar PV |  | S_VACA | North Carolina | 37 | Cleveland | 45 | 37045 | 50 | 0 | 2021 | 9999 |  |  | N | Solar | [13 empty] | 0 | 0 | 0 | 0 | [11 empty] | Broad River Solar, LLC | 100 | Broad River Solar, LLC | 100 | Non-regulated
SunEast Dog Corners Solar Project | 62823_G_Q584 | 62823 | G | Q584 |  | Solar PV |  | NY_Z_C&E | New York | 36 | Cayuga | 11 | 36011 | 20 | 0 | 2024 | 9999 |  |  | N | Solar | [13 empty] | 0 | 0 | 0 | 0 | [11 empty] | SunEast Dog Corners Solar LLC | 100 | SunEast Dog Corners Solar LLC | 100 | Non-regulated
GSPP Devens, LLC | 62824_G_DEVEN | 62824 | G | DEVEN |  | Solar PV |  | NENGREST | Massachusetts | 25 | Middlesex | 17 | 25017 | 2.2 | 0 | 2019 | 9999 |  |  | N | Solar | [13 empty] | 0 | 0 | 0 | 0 | [11 empty] | GSPP Devens LLC | 100 | Green Street Power Partners LLC | 100 | Non-regulated
GSPP Terrawatt Westfield LLC CSG | 62825_G_WESTF | 62825 | G | WESTF |  | Solar PV |  | NENGREST | Massachusetts | 25 | Hampden | 13 | 25013 | 3.6 | 0 | 2019 | 9999 |  |  | N | Solar | [13 empty] | 0 | 0 | 0 | 0 | [11 empty] | GSPP Terawatt Westfield LLC | 100 | Green Street Power Partners LLC | 100 | Non-regulated
GSPP Raynham TMLP, LLC CSG | 62826_G_RAYN | 62826 | G | RAYN |  | Solar PV |  | NENGREST | Massachusetts | 25 | Bristol | 5 | 25005 | 2.3 | 0 | 2019 | 9999 |  |  | N | Solar | [13 empty] | 0 | 0 | 0 | 0 | [11 empty] | GSPP Raynham TMLP LLC | 100 | Green Street Power Partners LLC | 100 | Non-regulated
Ajax Solar, LLC (MA) | 62827_G_AJAXS | 62827 | G | AJAXS |  | Solar PV |  | NENGREST | Massachusetts | 25 | Plymouth | 23 | 25023 | 3.8 | 0 | 2017 | 9999 |  |  | N | Solar | [13 empty] | 0 | 0 | 0 | 0 | [11 empty] | Green Street Power Partners LLC | 100 | Green Street Power Partners LLC | 100 | Non-regulated
TWE Bowman Solar Project | 62828_G_BOW | 62828 | G | BOW |  | Solar PV |  | S_VACA | South Carolina | 45 | Orangeburg | 75 | 45075 | 73.1 | 0 | 2020 | 9999 |  |  | N | Solar | [13 empty] | 0 | 0 | 0 | 0 | [11 empty] | TWE Bowman Solar Project LLC | 100 | Enel SpA | 100 | Non-regulated
GSPP Held LLC CSG | 62829_G_HELDM | 62829 | G | HELDM |  | Solar PV |  | MIS_MNWI | Minnesota | 27 | Stearns | 145 | 27145 | 3 | 0 | 2019 | 9999 |  |  | N | Solar | [13 empty] | 0 | 0 | 0 | 0 | [11 empty] | Green Street Power Partners LLC | 100 | Green Street Power Partners LLC | 100 | Non-regulated
GSPP Imholte CSG | 62830_G_IMHOL | 62830 | G | IMHOL |  | Solar PV |  | MIS_MNWI | Minnesota | 27 | Stearns | 145 | 27145 | 1 | 0 | 2019 | 9999 |  |  | N | Solar | [13 empty] | 0 | 0 | 0 | 0 | [11 empty] | Green Street Power Partners LLC | 100 | Green Street Power Partners LLC | 100 | Non-regulated
Hickory Grove #1 | 62831_G_25 | 62831 | G | 25 |  | Solar PV |  | NY_Z_C&E | New York | 36 | Chemung | 15 | 36015 | 2 | 0 | 2020 | 9999 |  |  | N | Solar | [13 empty] | 0 | 0 | 0 | 0 | [11 empty] | NY Horseheads I LLC | 100 | NY Horseheads I LLC | 100 | Non-regulated
Hickory Grove #2 | 62832_G_309 | 62832 | G | 309 |  | Solar PV |  | NY_Z_C&E | New York | 36 | Chemung | 15 | 36015 | 1.7 | 0 | 2020 | 9999 |  |  | N | Solar | [13 empty] | 0 | 0 | 0 | 0 | [11 empty] | NY Horseheads II LLC | 100 | NY Horseheads II LLC | 100 | Non-regulated
Hastings Community Solar Farm | 62833_G_PV | 62833 | G | PV |  | Solar PV |  | SPP_NEBR | Nebraska | 31 | Adams | 1 | 31001 | 0.3 | 0 | 2019 | 9999 |  |  | N | Solar | [13 empty] | 0 | 0 | 0 | 0 | [11 empty] | Hastings Utilities (NE) | 100 | Hastings Utilities (NE) | 100 | Regulated
Podunk Road CSG | 62834_G_871 | 62834 | G | 871 |  | Solar PV |  | NY_Z_C&E | New York | 36 | Tompkins | 109 | 36109 | 2.2 | 0 | 2019 | 9999 |  |  | N | Solar | [13 empty] | 0 | 0 | 0 | 0 | [11 empty] | Delaware River Solar | 100 | Delaware River Solar | 100 | Non-regulated
Maryneal Windpower | 62836_G_MNW | 62836 | G | MNW |  | Onshore Wind |  | ERC_WEST | Texas | 48 | Nolan | 353 | 48353 | 182.4 | 0 | 2021 | 9999 |  |  | N | Wind | [13 empty] | 0 | 0 | 0 | 0 | [11 empty] | Maryneal Windpower, LLC | 100 | Maryneal Windpower, LLC | 100 | Non-regulated
Frontier Windpower II | 62837_G_FW2 | 62837 | G | FW2 |  | Onshore Wind |  | SPP_WEST | Oklahoma | 40 | Kay | 71 | 40071 | 351.8 | 0 | 2021 | 9999 |  |  | N | Wind | [13 empty] | 0 | 0 | 0 | 0 | [11 empty] | Frontier Windpower II, LLC | 100 | Frontier Windpower II, LLC | 100 | Non-regulated
98th Street Battery Storage Station | 62839_G_ESS98 | 62839 | G | ESS98 |  | Energy Storage |  | NY_Z_J | New York | 36 | Queens | 81 | 36081 | 1.8 | 0 | 2021 | 9999 |  |  | N | Energy Storage | [13 empty] | 0 | 0 | 0 | 0 | [11 empty] | Consolidated Edison Co of New York Inc | 100 | Consolidated Edison Inc | 100 | Regulated
Mountain Breeze Wind, LLC | 62840_G_MTBRZ | 62840 | G | MTBRZ |  | Onshore Wind |  | WECC_CO | Colorado | 8 | Weld | 123 | 08123 | 171.7 | 0 | 2020 | 9999 |  |  | N | Wind | [13 empty] | 0 | 0 | 0 | 0 | [11 empty] | Leeward Asset Management, LLC | 100 | Leeward Asset Management, LLC | 100 | Non-regulated
Nextsun Energy Littleton | 62842_G_1-003 | 62842 | G | 1-003 |  | Solar PV |  | NENGREST | Massachusetts | 25 | Middlesex | 17 | 25017 | 3.8 | 0 | 2013 | 9999 |  |  | N | Solar | [13 empty] | 0 | 0 | 0 | 0 | [11 empty] | Greenbacker Renewable Energy Co LLC | 100 | Greenbacker Renewable Energy Corp | 100 | Non-regulated
Garnet Solar (NY) | 62843_G_PV1 | 62843 | G | PV1 |  | Solar PV |  | NY_Z_F | New York | 36 | Warren | 113 | 36113 | 1.9 | 0 | 2018 | 9999 |  |  | N | Solar | [13 empty] | 0 | 0 | 0 | 0 | [11 empty] | AEP OnSite Partners LLC | 100 | American Electric Power Co Inc | 100 | Non-regulated
Cranberry Point Energy Storage | 62844_G_NA | 62844 | G | NA |  | Energy Storage |  | NENGREST | Massachusetts | 25 | Plymouth | 23 | 25023 | 150 | 0 | 2024 | 9999 |  |  | N | Energy Storage | [13 empty] | 0 | 0 | 0 | 0 | [11 empty] | Enel Energy Storage Holdings LLC | 100 | Enel Energy Storage Holdings LLC | 100 | Non-regulated
ENGIE Long Draw Solar LLC | 62845_G_SP1 | 62845 | G | SP1 |  | Solar PV |  | ERC_WEST | Texas | 48 | Borden | 33 | 48033 | 225 | 0 | 2020 | 9999 |  |  | N | Solar | [13 empty] | 0 | 0 | 0 | 0 | [11 empty] | ENGIE Long Draw Solar LLC | 100 | ENGIE SA | 100 | Non-regulated
Water Valley Wind Energy | 62846_G_WWE1 | 62846 | G | WWE1 |  | Onshore Wind |  | ERC_WEST | Texas | 48 | Tom Green | 451 | 48451 | 180 | 0 | 2026 | 9999 |  |  | N | Wind | [13 empty] | 0 | 0 | 0 | 0 | [11 empty] | Tri Global Energy, LLC | 100 | Tri Global Energy, LLC | 100 | Non-regulated
Fennimore Solar | 62847_G_FEN6 | 62847 | G | FEN6 |  | Solar PV |  | MIS_WUMS | Wisconsin | 55 | Grant | 43 | 55043 | 3 | 0 | 2019 | 9999 |  |  | N | Solar | [13 empty] | 0 | 0 | 0 | 0 | [11 empty] | Butter Solar LLC | 100 | OneEnergy Inc | 100 | Non-regulated
New Lisbon Solar | 62848_G_NEW9 | 62848 | G | NEW9 |  | Solar PV |  | MIS_WUMS | Wisconsin | 55 | Juneau | 57 | 55057 | 2.5 | 0 | 2019 | 9999 |  |  | N | Solar | [13 empty] | 0 | 0 | 0 | 0 | [11 empty] | Butter Solar LLC | 100 | OneEnergy Inc | 100 | Non-regulated
Cumberland Solar | 62849_G_CUM4 | 62849 | G | CUM4 |  | Solar PV |  | MIS_MNWI | Wisconsin | 55 | Barron | 5 | 55005 | 2.5 | 0 | 2019 | 9999 |  |  | N | Solar | [13 empty] | 0 | 0 | 0 | 0 | [11 empty] | Butter Solar LLC | 100 | OneEnergy Inc | 100 | Non-regulated
Maverick Creek Wind | 62853_G_MVRCK | 62853 | G | MVRCK |  | Onshore Wind |  | ERC_WEST | Texas | 48 | Concho | 95 | 48095 | 491.6 | 0 | 2022 | 9999 |  |  | N | Wind | [13 empty] | 0 | 0 | 0 | 0 | [11 empty] | Algonquin Power Co | 100 | Algonquin Power Co | 100 | Non-regulated
St. James Solar (LA) | 62854_G_SJS | 62854 | G | SJS |  | Solar PV |  | MIS_AMSO | Louisiana | 22 | St James | 93 | 22093 | 20 | 0 | 2023 | 9999 |  |  | N | Solar | [13 empty] | 0 | 0 | 0 | 0 | [11 empty] | St. James Solar, LLC | 100 | St. James Solar, LLC | 100 | Non-regulated
West Raymond Wind Farm LLC | 62855_G_WRAYM | 62855 | G | WRAYM |  | Onshore Wind |  | ERC_REST | Texas | 48 | Willacy | 489 | 48489 | 239.8 | 0 | 2021 | 9999 |  |  | N | Wind | [13 empty] | 0 | 0 | 0 | 0 | [11 empty] | RWE Renewables Americas, LLC | 100 | RWE Renewables Americas, LLC | 100 | Non-regulated
Marengo Battery Storage LLC | 62856_G_MBSS | 62856 | G | MBSS |  | Energy Storage |  | PJM_COMD | Illinois | 17 | McHenry | 111 | 17111 | 20 | 0 | 2018 | 9999 |  |  | N | Energy Storage | [13 empty] | 0 | 0 | 0 | 0 | [11 empty] | Marengo Battery Storage LLC | 100 | Swiss Green Electricity Management Holding SA | 100 | Non-regulated
RoxWind | 62857_G_WIND1 | 62857 | G | WIND1 |  | Onshore Wind |  | NENG_ME | Maine | 23 | Oxford | 17 | 23017 | 15.3 | 0 | 2021 | 9999 |  |  | N | Wind | [13 empty] | 0 | 0 | 0 | 0 | [11 empty] | Greenbacker Renewable Energy Co LLC | 100 | Greenbacker Renewable Energy Corp | 100 | Non-regulated
Cashton Solar | 62858_G_CAS3 | 62858 | G | CAS3 |  | Solar PV |  | MIS_WUMS | Wisconsin | 55 | Monroe | 81 | 55081 | 2 | 0 | 2019 | 9999 |  |  | N | Solar | [13 empty] | 0 | 0 | 0 | 0 | [11 empty] | Butter Solar LLC | 100 | OneEnergy Inc | 100 | Non-regulated
Chambers Road Solar | 62860_G_263 | 62860 | G | 263 |  | Solar PV |  | NY_Z_C&E | New York | 36 | Chemung | 15 | 36015 | 4 | 0 | 2020 | 9999 |  |  | N | Solar | [13 empty] | 0 | 0 | 0 | 0 | [11 empty] | NY Big Flats I LLC | 100 | NY Big Flats I LLC | 100 | Non-regulated
Forest City Solar | 62861_G_FOR7 | 62861 | G | FOR7 |  | Solar PV |  | MIS_IA | Iowa | 19 | Winnebago | 189 | 19189 | 3 | 0 | 2019 | 9999 |  |  | N | Solar | [13 empty] | 0 | 0 | 0 | 0 | [11 empty] | Butter Solar LLC | 100 | OneEnergy Inc | 100 | Non-regulated
Nabb Battery Energy Storage System | 62862_G_ES1 | 62862 | G | ES1 |  | Energy Storage |  | MIS_INKY | Indiana | 18 | Clark | 19 | 18019 | 5 | 0 | 2020 | 9999 |  |  | N | Energy Storage | [13 empty] | 0 | 0 | 0 | 0 | [11 empty] | Duke Energy Indiana | 100 | Duke Energy Corp | 100 | Regulated
Elroy Solar | 62868_G_ELR5 | 62868 | G | ELR5 |  | Solar PV |  | MIS_WUMS | Wisconsin | 55 | Juneau | 57 | 55057 | 1.5 | 0 | 2019 | 9999 |  |  | N | Solar | [13 empty] | 0 | 0 | 0 | 0 | [11 empty] | Butter Solar LLC | 100 | OneEnergy Inc | 100 | Non-regulated
St. Charles Solar | 62869_G_STC10 | 62869 | G | STC10 |  | Solar PV |  | MIS_MNWI | Minnesota | 27 | Winona | 169 | 27169 | 2 | 0 | 2019 | 9999 |  |  | N | Solar | [13 empty] | 0 | 0 | 0 | 0 | [11 empty] | Butter Solar LLC | 100 | OneEnergy Inc | 100 | Non-regulated
Gardner - Otter River Road | 62870_G_79711 | 62870 | G | 79711 |  | Solar PV |  | NENGREST | Massachusetts | 25 | Worcester | 27 | 25027 | 2.5 | 0 | 2019 | 9999 |  |  | N | Solar | [13 empty] | 0 | 0 | 0 | 0 | [11 empty] | Otter River Road Solar LLC | 100 | Otter River Road Solar LLC | 100 | Non-regulated
Boiling Springs Wind Farm | 62871_G_BGSPS | 62871 | G | BGSPS |  | Onshore Wind |  | SPP_WEST | Oklahoma | 40 | Woodward | 153 | 40153 | 148.4 | 0 | 2020 | 9999 |  |  | N | Wind | [13 empty] | 0 | 0 | 0 | 0 | [11 empty] | RWE Renewables Americas, LLC | 100 | RWE Renewables Americas, LLC | 100 | Non-regulated
Carolina Poultry Power Farmville | 62873_G_7474 | 62873 | G | 7474 |  | Biomass |  | S_VACA | North Carolina | 37 | Pitt | 147 | 37147 | 0.8 | 7611 | 2019 | 9999 |  |  | Y | Biomass | [13 empty] | 0.02 | 0.02 | 0.02 | 0.02 | [11 empty] | Carolina Poultry Power RG1 LLC | 100 | Carolina Poultry Power RG1 LLC | 100 | Non-regulated
Carolina Poultry Power Farmville | 62873_G_7475 | 62873 | G | 7475 |  | Biomass |  | S_VACA | North Carolina | 37 | Pitt | 147 | 37147 | 0.8 | 7611 | 2019 | 9999 |  |  | Y | Biomass | [13 empty] | 0.02 | 0.02 | 0.02 | 0.02 | [11 empty] | Carolina Poultry Power RG1 LLC | 100 | Carolina Poultry Power RG1 LLC | 100 | Non-regulated
Carolina Poultry Power Farmville | 62873_G_7476 | 62873 | G | 7476 |  | Biomass |  | S_VACA | North Carolina | 37 | Pitt | 147 | 37147 | 0.1 | 13500 | 2019 | 9999 |  |  | N | Biomass | [13 empty] | 0.02 | 0.02 | 0.02 | 0.02 | [11 empty] | Carolina Poultry Power RG1 LLC | 100 | Carolina Poultry Power RG1 LLC | 100 | Non-regulated
Acorn I Energy Storage LLC | 62874_G_ACOR1 | 62874 | G | ACOR1 |  | Energy Storage |  | WECC_SCE | California | 6 | Ventura | 111 | 06111 | 2 | 0 | 2021 | 9999 |  |  | N | Energy Storage | [13 empty] | 0 | 0 | 0 | 0 | [11 empty] | Acorn I Energy Storage LLC | 100 | Acorn I Energy Storage LLC | 100 | Non-regulated
Wildcat I Energy Storage LLC | 62875_G_WILD1 | 62875 | G | WILD1 |  | Energy Storage |  | WECC_SCE | California | 6 | Riverside | 65 | 06065 | 3 | 0 | 2021 | 9999 |  |  | N | Energy Storage | [13 empty] | 0 | 0 | 0 | 0 | [11 empty] | Wildcat I Energy Storage LLC | 100 | Wildcat I Energy Storage LLC | 100 | Non-regulated
Amazon Maryland DCA1 | 62876_G_DCA1 | 62876 | G | DCA1 |  | Solar PV |  | PJM_SMAC | Maryland | 24 | Baltimore | 5 | 24005 | 1.3 | 0 | 2019 | 9999 |  |  | N | Solar | [13 empty] | 0 | 0 | 0 | 0 | [11 empty] | Westbound Solar LLC | 100 | Duke Energy Corp | 100 | Non-regulated
Amazon Denver DEN3 | 62877_G_ADEN3 | 62877 | G | ADEN3 |  | Solar PV |  | WECC_CO | Colorado | 8 | Adams | 1 | 08001 | 4.6 | 0 | 2019 | 9999 |  |  | N | Solar | [13 empty] | 0 | 0 | 0 | 0 | [11 empty] | Westbound Solar LLC | 100 | Duke Energy Corp | 100 | Non-regulated
McCleskey Cotton | 62878_G_MCCOT | 62878 | G | MCCOT |  | Solar PV |  | S_SOU | Georgia | 13 | Terrell | 273 | 13273 | 1.9 | 0 | 2019 | 9999 |  |  | N | Solar | [13 empty] | 0 | 0 | 0 | 0 | [11 empty] | Westbound Solar LLC | 100 | Duke Energy Corp | 100 | Non-regulated
Columbia Bryson | 62879_G_COBRY | 62879 | G | COBRY |  | Solar PV |  | S_VACA | Georgia | 13 | Columbia | 73 | 13073 | 1.4 | 0 | 2018 | 9999 |  |  | N | Solar | [13 empty] | 0 | 0 | 0 | 0 | [11 empty] | Westbound Solar LLC | 100 | Duke Energy Corp | 100 | Non-regulated
Bibb Jones | 62880_G_BIBBJ | 62880 | G | BIBBJ |  | Solar PV |  | S_SOU | Georgia | 13 | Bibb | 21 | 13021 | 1 | 0 | 2019 | 9999 |  |  | N | Solar | [13 empty] | 0 | 0 | 0 | 0 | [11 empty] | Westbound Solar LLC | 100 | Duke Energy Corp | 100 | Non-regulated
Muscogee Public Works | 62881_G_MUSPW | 62881 | G | MUSPW |  | Solar PV |  | S_SOU | Georgia | 13 | Muscogee | 215 | 13215 | 1.5 | 0 | 2019 | 9999 |  |  | N | Solar | [13 empty] | 0 | 0 | 0 | 0 | [11 empty] | Westbound Solar LLC | 100 | Duke Energy Corp | 100 | Non-regulated
Oil Dri 2 Solar | 62882_G_OLDRY | 62882 | G | OLDRY |  | Solar PV |  | S_SOU | Georgia | 13 | Thomas | 275 | 13275 | 1.4 | 0 | 2019 | 9999 |  |  | N | Solar | [13 empty] | 0 | 0 | 0 | 0 | [11 empty] | Westbound Solar LLC | 100 | Duke Energy Corp | 100 | Non-regulated
Telfair Thompson | 62883_G_TELTO | 62883 | G | TELTO |  | Solar PV |  | S_SOU | Georgia | 13 | Telfair | 271 | 13271 | 1.9 | 0 | 2018 | 9999 |  |  | N | Solar | [13 empty] | 0 | 0 | 0 | 0 | [11 empty] | Westbound Solar LLC | 100 | Duke Energy Corp | 100 | Non-regulated
Richmond Hayes Solar | 62884_G_RICHA | 62884 | G | RICHA |  | Solar PV |  | S_SOU | Georgia | 13 | Richmond | 245 | 13245 | 2.3 | 0 | 2018 | 9999 |  |  | N | Solar | [13 empty] | 0 | 0 | 0 | 0 | [11 empty] | Westbound Solar LLC | 100 | Duke Energy Corp | 100 | Non-regulated
Troup RC50 | 62885_G_TROUP | 62885 | G | TROUP |  | Solar PV |  | S_SOU | Georgia | 13 | Harris | 145 | 13145 | 2.3 | 0 | 2019 | 9999 |  |  | N | Solar | [13 empty] | 0 | 0 | 0 | 0 | [11 empty] | Westbound Solar LLC | 100 | Duke Energy Corp | 100 | Non-regulated
Wilkinson DeFore | 62886_G_WILKD | 62886 | G | WILKD |  | Solar PV |  | S_SOU | Georgia | 13 | Wilkinson | 319 | 13319 | 2.3 | 0 | 2019 | 9999 |  |  | N | Solar | [13 empty] | 0 | 0 | 0 | 0 | [11 empty] | Westbound Solar LLC | 100 | Duke Energy Corp | 100 | Non-regulated
Freeman Avenue | 62887_G_FREAV | 62887 | G | FREAV |  | Solar PV |  | S_SOU | Georgia | 13 | Sumter | 261 | 13261 | 1.4 | 0 | 2019 | 9999 |  |  | N | Solar | [13 empty] | 0 | 0 | 0 | 0 | [11 empty] | Westbound Solar LLC | 100 | Duke Energy Corp | 100 | Non-regulated
Crescent Valley Solar | 62888_G_GEN1 | 62888 | G | GEN1 |  | Solar PV |  | WECC_NNV | Nevada | 32 | Lander | 15 | 32015 | 149 | 0 | 2025 | 9999 |  |  | N | Solar | [13 empty] | 0 | 0 | 0 | 0 | [11 empty] | Invenergy Services LLC | 100 | Invenergy Services LLC | 100 | Non-regulated
Hecate Energy Johanna Facility | 62889_G_HEGJF | 62889 | G | HEGJF |  | Energy Storage |  | WECC_SCE | California | 6 | Orange | 59 | 06059 | 10 | 0 | 2021 | 9999 |  |  | N | Energy Storage | [13 empty] | 0 | 0 | 0 | 0 | [11 empty] | Hecate Energy Johanna Facility LLC | 100 | Hecate Energy Johanna Facility LLC | 100 | Non-regulated
Hecate Energy Johanna Facility | 62889_G_HJFII | 62889 | G | HJFII |  | Energy Storage |  | WECC_SCE | California | 6 | Orange | 59 | 06059 | 10 | 0 | 2021 | 9999 |  |  | N | Energy Storage | [13 empty] | 0 | 0 | 0 | 0 | [11 empty] | Hecate Energy Johanna Facility LLC | 100 | Hecate Energy Johanna Facility LLC | 100 | Non-regulated
GSPP Boxborough Littleton (MA) | 62890_G_BOXBR | 62890 | G | BOXBR |  | Solar PV |  | NENGREST | Massachusetts | 25 | Middlesex | 17 | 25017 | 4 | 0 | 2019 | 9999 |  |  | N | Solar | [13 empty] | 0 | 0 | 0 | 0 | [11 empty] | GSPP Boxborough Littleton LLC | 100 | Green Street Power Partners LLC | 100 | Non-regulated
Rosewater Wind Farm | 62891_G_ROSEW | 62891 | G | ROSEW |  | Onshore Wind |  | MIS_INKY | Indiana | 18 | White | 181 | 18181 | 102 | 0 | 2020 | 9999 |  |  | N | Wind | [13 empty] | 0 | 0 | 0 | 0 | [11 empty] | Rosewater Wind Farm LLC | 100 | Rosewater Wind Farm LLC | 100 | Non-regulated
EDPR CA Solar Park VI LLC (CA) Hybrid | 62892_G_SONR2 | 62892 | G | SONR2 |  | Energy Storage |  | WEC_CALN | California | 6 | Fresno | 19 | 06019 | 40 | 0 | 2024 | 9999 |  |  | N | Energy Storage | [13 empty] | 0 | 0 | 0 | 0 | [11 empty] | EDPR CA Solar Park VI LLC | 100 | EDPR CA Solar Park VI LLC | 100 | Non-regulated
EDPR CA Solar Park VI LLC (CA) Hybrid | 62892_G_SONRI | 62892 | G | SONRI |  | Solar PV |  | WEC_CALN | California | 6 | Fresno | 19 | 06019 | 200 | 0 | 2024 | 9999 |  |  | N | Solar | [13 empty] | 0 | 0 | 0 | 0 | [11 empty] | EDPR CA Solar Park VI LLC | 100 | EDPR CA Solar Park VI LLC | 100 | Non-regulated
Prairie Wolf Solar LLC | 62893_G_PWOLF | 62893 | G | PWOLF |  | Solar PV |  | MIS_IL | Illinois | 17 | Coles | 29 | 17029 | 200 | 0 | 2021 | 9999 |  |  | N | Solar | [13 empty] | 0 | 0 | 0 | 0 | [11 empty] | National Grid Renewables | 100 | National Grid Renewables | 100 | Non-regulated
High Bridge Wind Project | 62894_G_HBBSF | 62894 | G | HBBSF |  | Energy Storage |  | NY_Z_C&E | New York | 36 | Chenango | 17 | 36017 | 7 | 0 | 2023 | 9999 |  |  | N | Energy Storage | [11 empty] | 0 |  | 0 | 0 | 0 | 0 | [11 empty] | High Bridge Wind, LLC | 100 | High Bridge Wind, LLC | 100 | Non-regulated
High Bridge Wind Project | 62894_G_WT | 62894 | G | WT |  | Onshore Wind |  | NY_Z_C&E | New York | 36 | Chenango | 17 | 36017 | 103.2 | 0 | 2023 | 9999 |  |  | N | Wind | [13 empty] | 0 | 0 | 0 | 0 | [11 empty] | High Bridge Wind, LLC | 100 | High Bridge Wind, LLC | 100 | Non-regulated
SunEast Hills Solar Project | 62895_G_Q581 | 62895 | G | Q581 |  | Solar PV |  | NY_Z_C&E | New York | 36 | Herkimer | 43 | 36043 | 20 | 0 | 2024 | 9999 |  |  | N | Solar | [13 empty] | 0 | 0 | 0 | 0 | [11 empty] | SunEast Hills Solar LLC | 100 | SunEast Hills Solar LLC | 100 | Non-regulated
SunEast Watkins Road Solar Project | 62896_G_Q586 | 62896 | G | Q586 |  | Solar PV |  | NY_Z_C&E | New York | 36 | Herkimer | 43 | 36043 | 20 | 0 | 2024 | 9999 |  |  | N | Solar | [13 empty] | 0 | 0 | 0 | 0 | [11 empty] | SunEast Watkins Road Solar LLC | 100 | SunEast Watkins Road Solar LLC | 100 | Non-regulated
Holiday Hill Community Wind | 62897_G_HHCW1 | 62897 | G | HHCW1 |  | Onshore Wind |  | NENGREST | Massachusetts | 25 | Hampden | 13 | 25013 | 5 | 0 | 2019 | 9999 |  |  | N | Wind | [13 empty] | 0 | 0 | 0 | 0 | [11 empty] | Greenbacker Renewable Energy Co LLC | 100 | Greenbacker Renewable Energy Corp | 100 | Non-regulated
Town of Burrillville Solar CSG | 62898_G_X0042 | 62898 | G | X0042 |  | Solar PV |  | NENGREST | Rhode Island | 44 | Providence | 7 | 44007 | 3.3 | 0 | 2020 | 9999 |  |  | N | Solar | [13 empty] | 0 | 0 | 0 | 0 | [11 empty] | Standard Solar Inc | 100 | Standard Solar Inc | 100 | Non-regulated
East Line Solar | 62899_G_EASTL | 62899 | G | EASTL |  | Solar PV |  | WECC_AZ | Arizona | 4 | Pinal | 21 | 04021 | 100 | 0 | 2020 | 9999 |  |  | N | Solar | [13 empty] | 0 | 0 | 0 | 0 | [11 empty] | AES Distributed Energy | 100 | AES Distributed Energy | 100 | Non-regulated
Somerville Solar | 62900_G_PV | 62900 | G | PV |  | Solar PV |  | S_C_TVA | Tennessee | 47 | Fayette | 47 | 47047 | 2.3 | 0 | 2019 | 9999 |  |  | N | Solar | [13 empty] | 0 | 0 | 0 | 0 | [11 empty] | Somerville Solar LLC | 100 | Vis Solis Consulting LLC | 100 | Non-regulated
Windsor Floating Solar | 62902_G_WUS15 | 62902 | G | WUS15 |  | Solar PV |  | WEC_CALN | California | 6 | Sonoma | 97 | 06097 | 1.5 | 0 | 2020 | 9999 |  |  | N | Solar | [13 empty] | 0 | 0 | 0 | 0 | [11 empty] | C2 Energy Capital LLC | 100 | C2 Energy Capital LLC | 100 | Non-regulated
NorthPark Solar | 62903_G_NPSP1 | 62903 | G | NPSP1 |  | Solar PV |  | PJM_EMAC | New Jersey | 34 | Monmouth | 25 | 34025 | 6.1 | 0 | 2016 | 9999 |  |  | N | Solar | [13 empty] | 0 | 0 | 0 | 0 | [11 empty] | Northpark Solar LLC | 100 | True Green Capital Management LLC | 100 | Non-regulated
NorthPark Solar | 62903_G_NPSP2 | 62903 | G | NPSP2 |  | Solar PV |  | PJM_EMAC | New Jersey | 34 | Monmouth | 25 | 34025 | 4.5 | 0 | 2016 | 9999 |  |  | N | Solar | [13 empty] | 0 | 0 | 0 | 0 | [11 empty] | Northpark Solar LLC | 100 | True Green Capital Management LLC | 100 | Non-regulated
Milhurst Solar | 62904_G_NPSMH | 62904 | G | NPSMH |  | Solar PV |  | PJM_EMAC | New Jersey | 34 | Monmouth | 25 | 34025 | 1.3 | 0 | 2015 | 9999 |  |  | N | Solar | [13 empty] | 0 | 0 | 0 | 0 | [11 empty] | Northpark Solar Holdings LLC | 100 | True Green Capital Management LLC | 100 | Non-regulated
Day Four Solar LLC | 62905_G_DAY04 | 62905 | G | DAY04 |  | Solar PV |  | PJM_EMAC | New Jersey | 34 | Burlington | 5 | 34005 | 4.5 | 0 | 2016 | 9999 |  |  | N | Solar | [13 empty] | 0 | 0 | 0 | 0 | [11 empty] | Day Four Solar LLC | 100 | Ralph Laks | 100 | Non-regulated
Augusta Solar Farm | 62906_G_AUGSF | 62906 | G | AUGSF |  | Solar PV |  | PJM_EMAC | New Jersey | 34 | Sussex | 37 | 34037 | 2.9 | 0 | 2016 | 9999 |  |  | N | Solar | [13 empty] | 0 | 0 | 0 | 0 | [11 empty] | Augusta Solar Farm LLC | 100 | True Green Capital Management LLC | 100 | Non-regulated
Hinesburg | 62907_G_VEC | 62907 | G | VEC |  | Energy Storage |  | NENGREST | Vermont | 50 | Chittenden | 7 | 50007 | 1.9 | 0 | 2019 | 9999 |  |  | N | Energy Storage | [13 empty] | 0 | 0 | 0 | 0 | [11 empty] | VESIVEC LLC | 100 | Ormat Technologies Inc | 100 | Non-regulated
Anoka BESS | 62908_G_BA | 62908 | G | BA |  | Energy Storage |  | MIS_MNWI | Minnesota | 27 | Anoka | 3 | 27003 | 6 | 0 | 2018 | 9999 |  |  | N | Energy Storage | [13 empty] | 0 | 0 | 0 | 0 | [11 empty] | Gopher Energy Storage LLC | 100 | Gopher Energy Storage LLC | 100 | Non-regulated
Raymond Wind Farm, LLC | 62909_G_ERAYM | 62909 | G | ERAYM |  | Onshore Wind |  | ERC_REST | Texas | 48 | Willacy | 489 | 48489 | 200.2 | 0 | 2021 | 9999 |  |  | N | Wind | [13 empty] | 0 | 0 | 0 | 0 | [11 empty] | RWE Renewables Americas, LLC | 100 | RWE Renewables Americas, LLC | 100 | Non-regulated
MNCPPC Germantown Solar | 62910_G_X0008 | 62910 | G | X0008 |  | Solar PV |  | PJM_SMAC | Maryland | 24 | Montgomery | 31 | 24031 | 1 | 0 | 2018 | 9999 |  |  | N | Solar | [13 empty] | 0 | 0 | 0 | 0 | [11 empty] | Standard Solar Inc | 100 | Standard Solar Inc | 100 | Non-regulated
Kearsarge Gill | 62911_G_GILL | 62911 | G | GILL |  | Solar PV |  | NENGREST | Massachusetts | 25 | Franklin | 11 | 25011 | 2 | 0 | 2018 | 9999 |  |  | N | Solar | [13 empty] | 0 | 0 | 0 | 0 | [11 empty] | Abingdon Wind Farm Consortium | 100 | Abingdon Wind Farm Consortium | 100 | Non-regulated
Solar Hagerstown | 62912_G_137 | 62912 | G | 137 |  | Solar PV |  | PJM_AP | Maryland | 24 | Washington | 43 | 24043 | 7.5 | 0 | 2020 | 9999 |  |  | N | Solar | [13 empty] | 0 | 0 | 0 | 0 | [11 empty] | Greenbacker Renewable Energy Corporation | 100 | Greenbacker Renewable Energy Corporation | 100 | Non-regulated
Nassau Solar Center | 62914_G_1 | 62914 | G | 1 |  | Solar PV |  | FRCC | Florida | 12 | Nassau | 89 | 12089 | 74.5 | 0 | 2020 | 9999 |  |  | N | Solar | [13 empty] | 0 | 0 | 0 | 0 | [11 empty] | Florida Power & Light Co | 100 | Florida Power & Light Co | 100 | Regulated
Magnolia Springs Solar Center | 62915_G_1 | 62915 | G | 1 |  | Solar PV |  | FRCC | Florida | 12 | Clay | 19 | 12019 | 74.5 | 0 | 2021 | 9999 |  |  | N | Solar | [13 empty] | 0 | 0 | 0 | 0 | [11 empty] | Florida Power & Light Co | 100 | Florida Power & Light Co | 100 | Regulated
Trailside Solar Center | 62916_G_1 | 62916 | G | 1 |  | Solar PV |  | FRCC | Florida | 12 | St Johns | 109 | 12109 | 74.5 | 0 | 2020 | 9999 |  |  | N | Solar | [13 empty] | 0 | 0 | 0 | 0 | [11 empty] | Florida Power & Light Co | 100 | Florida Power & Light Co | 100 | Regulated
Rodeo Solar Center | 62917_G_1 | 62917 | G | 1 |  | Solar PV |  | FRCC | Florida | 12 | DeSoto | 27 | 12027 | 74.5 | 0 | 2021 | 9999 |  |  | N | Solar | [13 empty] | 0 | 0 | 0 | 0 | [11 empty] | Florida Power & Light Co | 100 | Florida Power & Light Co | 100 | Regulated
Notre Dame Hydro | 62918_G_HYD1 | 62918 | G | HYD1 |  | Hydro |  | PJM_West | Indiana | 18 | St Joseph | 141 | 18141 | 2.5 | 0 | 2022 | 9999 |  |  | N | Hydro | [13 empty] | 0 | 0 | 0 | 0 | [11 empty] | University of Notre Dame | 100 | University of Notre Dame | 100 | Non-regulated
Orange Blossom Solar Center | 62919_G_1 | 62919 | G | 1 |  | Solar PV |  | FRCC | Florida | 12 | Indian River | 61 | 12061 | 74.5 | 0 | 2021 | 9999 |  |  | N | Solar | [13 empty] | 0 | 0 | 0 | 0 | [11 empty] | Florida Power & Light Co | 100 | Florida Power & Light Co | 100 | Regulated
Burrstone Energy Center | 62920_G_CG-1 | 62920 | G | CG-1 |  | Combustion Turbine | IC Engine | NY_Z_C&E | New York | 36 | Oneida | 65 | 36065 | 1.1 | 8700 | 2009 | 9999 |  |  | Y | Natural Gas | [13 empty] | 1.061 | 1.061 | 1.061 | 1.061 | [11 empty] | Burrstone Energy Center LLC | 100 | Burrstone Energy Center LLC | 100 | Non-regulated
Burrstone Energy Center | 62920_G_CG-2 | 62920 | G | CG-2 |  | Combustion Turbine | IC Engine | NY_Z_C&E | New York | 36 | Oneida | 65 | 36065 | 1.1 | 8700 | 2009 | 9999 |  |  | Y | Natural Gas | [13 empty] | 1.061 | 1.061 | 1.061 | 1.061 | [11 empty] | Burrstone Energy Center LLC | 100 | Burrstone Energy Center LLC | 100 | Non-regulated
Burrstone Energy Center | 62920_G_CG-3 | 62920 | G | CG-3 |  | Combustion Turbine | IC Engine | NY_Z_C&E | New York | 36 | Oneida | 65 | 36065 | 1.1 | 8700 | 2009 | 9999 |  |  | Y | Natural Gas | [13 empty] | 1.061 | 1.061 | 1.061 | 1.061 | [11 empty] | Burrstone Energy Center LLC | 100 | Burrstone Energy Center LLC | 100 | Non-regulated
Burrstone Energy Center | 62920_G_CG-4 | 62920 | G | CG-4 |  | Combustion Turbine | IC Engine | NY_Z_C&E | New York | 36 | Oneida | 65 | 36065 | 0.3 | 8700 | 2009 | 9999 |  |  | Y | Natural Gas | [13 empty] | 1.061 | 1.061 | 1.061 | 1.061 | [11 empty] | Burrstone Energy Center LLC | 100 | Burrstone Energy Center LLC | 100 | Non-regulated
Palm Bay Solar | 62921_G_1 | 62921 | G | 1 |  | Solar PV |  | FRCC | Florida | 12 | Brevard | 9 | 12009 | 74.5 | 0 | 2021 | 9999 |  |  | N | Solar | [13 empty] | 0 | 0 | 0 | 0 | [11 empty] | Florida Power & Light Co | 100 | Florida Power & Light Co | 100 | Regulated
Lakeside Solar Center | 62922_G_1 | 62922 | G | 1 |  | Solar PV |  | FRCC | Florida | 12 | Okeechobee | 93 | 12093 | 74.5 | 0 | 2020 | 9999 |  |  | N | Solar | [13 empty] | 0 | 0 | 0 | 0 | [11 empty] | Florida Power & Light Co | 100 | Florida Power & Light Co | 100 | Regulated
Union Springs Solar Center | 62923_G_1 | 62923 | G | 1 |  | Solar PV |  | FRCC | Florida | 12 | Union | 125 | 12125 | 74.5 | 0 | 2020 | 9999 |  |  | N | Solar | [13 empty] | 0 | 0 | 0 | 0 | [11 empty] | Florida Power & Light Co | 100 | Florida Power & Light Co | 100 | Regulated
Pelican Solar Center | 62924_G_1 | 62924 | G | 1 |  | Solar PV |  | FRCC | Florida | 12 | St Lucie | 111 | 12111 | 74.5 | 0 | 2021 | 9999 |  |  | N | Solar | [13 empty] | 0 | 0 | 0 | 0 | [11 empty] | Florida Power & Light Co | 100 | Florida Power & Light Co | 100 | Regulated
Egret Solar Center | 62925_G_1 | 62925 | G | 1 |  | Solar PV |  | FRCC | Florida | 12 | Baker | 3 | 12003 | 74.5 | 0 | 2020 | 9999 |  |  | N | Solar | [13 empty] | 0 | 0 | 0 | 0 | [11 empty] | Florida Power & Light Co | 100 | Florida Power & Light Co | 100 | Regulated
Jackson Generation, LLC | 62926_G_01 | 62926 | G | 01 |  | Combined Cycle |  | PJM_COMD | Illinois | 17 | Will | 197 | 17197 | 600 | 6370 | 2022 | 9999 |  |  | N | Natural Gas |  |  |  |  | SCR | [8 empty] | 0.011 | 0.011 | 0.011 | 0.011 | [11 empty] | Jackson Generation, LLC | 100 | Jackson Generation, LLC | 100 | Non-regulated
Jackson Generation, LLC | 62926_G_02 | 62926 | G | 02 |  | Combined Cycle |  | PJM_COMD | Illinois | 17 | Will | 197 | 17197 | 600 | 6370 | 2022 | 9999 |  |  | N | Natural Gas |  |  |  |  | SCR | [8 empty] | 0.011 | 0.011 | 0.011 | 0.011 | [11 empty] | Jackson Generation, LLC | 100 | Jackson Generation, LLC | 100 | Non-regulated
City of Pratt Solar | 62931_G_PRATT | 62931 | G | PRATT |  | Solar PV |  | SPP_N | Kansas | 20 | Pratt | 151 | 20151 | 6 | 0 | 2019 | 9999 |  |  | N | Solar | [13 empty] | 0 | 0 | 0 | 0 | [11 empty] | Kenyon Energy KS Solar 1 LLC | 100 | Tortoise Capital Advisors | 100 | Non-regulated
Oberon IB | 62932_G_OBR1B | 62932 | G | OBR1B |  | Solar PV |  | ERC_WEST | Texas | 48 | Ector | 135 | 48135 | 30 | 0 | 2020 | 9999 |  |  | N | Solar | [13 empty] | 0 | 0 | 0 | 0 | [11 empty] | Oberon Solar IA LLC | 83.3 | Hanwha Group | 100 | Non-regulated
Oberon IA | 62933_G_OBR1A | 62933 | G | OBR1A |  | Solar PV |  | ERC_WEST | Texas | 48 | Ector | 135 | 48135 | 150 | 0 | 2020 | 9999 |  |  | N | Solar | [13 empty] | 0 | 0 | 0 | 0 | [11 empty] | Oberon Solar IA LLC | 83.3 | Hanwha Group | 100 | Non-regulated
Lovelock Solar | 62934_G_GEN1 | 62934 | G | GEN1 |  | Solar PV |  | WECC_NNV | Nevada | 32 | Lander | 15 | 32015 | 190 | 0 | 2025 | 9999 |  |  | N | Solar | [13 empty] | 0 | 0 | 0 | 0 | [11 empty] | Invenergy LLC | 100 | Invenergy LLC | 100 | Non-regulated
Orchard Windfarm 1, LLC | 62935_G_OCHW | 62935 | G | OCHW |  | Onshore Wind |  | WECC_PNW | Oregon | 41 | Morrow | 49 | 41049 | 10 | 0 | 2020 | 9999 |  |  | N | Wind | [13 empty] | 0 | 0 | 0 | 0 | [11 empty] | Orchard Windfarm, LLC | 100 | Orchard Windfarm, LLC | 100 | Non-regulated
Rattlesnake Flat | 62936_G_RAT | 62936 | G | RAT |  | Onshore Wind |  | WECC_PNW | Washington | 53 | Adams | 1 | 53001 | 144 | 0 | 2020 | 9999 |  |  | N | Wind | [13 empty] | 0 | 0 | 0 | 0 | [11 empty] | Rattlesnake Flat, LLC | 100 | Rattlesnake Flat, LLC | 100 | Non-regulated
Athens BESS | 62937_G_BA | 62937 | G | BA |  | Energy Storage |  | MIS_MNWI | Minnesota | 27 | Isanti | 59 | 27059 | 6 | 0 | 2018 | 9999 |  |  | N | Energy Storage | [13 empty] | 0 | 0 | 0 | 0 | [11 empty] | Connexus Energy | 100 | Connexus Energy | 100 | Non-regulated
Glen Ullin Energy Center | 62938_G_39001 | 62938 | G | 39001 |  | Onshore Wind |  | MIS_MAPP | North Dakota | 38 | Morton | 59 | 38059 | 106.7 | 0 | 2019 | 9999 |  |  | N | Wind | [13 empty] | 0 | 0 | 0 | 0 | [11 empty] | Glen Ullin Energy Center LLC | 100 | ALLETE Inc | 100 | Non-regulated
South Peak Wind | 62939_G_41001 | 62939 | G | 41001 |  | Onshore Wind |  | WECC_MT | Montana | 30 | Judith Basin | 45 | 30045 | 80 | 0 | 2020 | 9999 |  |  | N | Wind | [13 empty] | 0 | 0 | 0 | 0 | [11 empty] | South Peak Wind LLC | 100 | ALLETE Inc | 100 | Non-regulated
Starratt Solar | 62940_G_PV | 62940 | G | PV |  | Solar PV |  | FRCC | Florida | 12 | Duval | 31 | 12031 | 5 | 0 | 2017 | 9999 |  |  | N | Solar | [13 empty] | 0 | 0 | 0 | 0 | [11 empty] | JEA | 100 | JEA | 100 | Non-regulated
DG AMP Rittman Rd | 62941_G_AMPRR | 62941 | G | AMPRR |  | Solar PV |  | PJM_ATSI | Ohio | 39 | Medina | 103 | 39103 | 2.6 | 0 | 2020 | 9999 |  |  | N | Solar | [13 empty] | 0 | 0 | 0 | 0 | [11 empty] | DG AMP Solar LLC | 100 | NextEra Energy Inc | 100 | Non-regulated
DG AMP 1048 Wadsworth | 62942_G_A1048 | 62942 | G | A1048 |  | Solar PV |  | PJM_ATSI | Ohio | 39 | Medina | 103 | 39103 | 6.3 | 0 | 2019 | 9999 |  |  | N | Solar | [13 empty] | 0 | 0 | 0 | 0 | [11 empty] | DG AMP Solar LLC | 100 | NextEra Energy Inc | 100 | Non-regulated
Deuel Harvest Wind Energy LLC | 62943_G_GEN1 | 62943 | G | GEN1 |  | Onshore Wind |  | SPP_WAUE | South Dakota | 46 | Deuel | 39 | 46039 | 300 | 0 | 2021 | 9999 |  |  | N | Wind | [13 empty] | 0 | 0 | 0 | 0 | [11 empty] | Deuel Harvest Wind Energy LLC | 100 | Southern Co | 100 | Non-regulated
Timber Road IV | 62944_G_TRIV | 62944 | G | TRIV |  | Onshore Wind |  | PJM_West | Ohio | 39 | Paulding | 125 | 39125 | 125.1 | 0 | 2020 | 9999 |  |  | N | Wind | [13 empty] | 0 | 0 | 0 | 0 | [11 empty] | Paulding Wind Farm IV LLC | 100 | Energias de Portugal SA | 100 | Non-regulated
Fighting Jays Solar Project | 62945_G_FJSOL | 62945 | G | FJSOL |  | Solar PV |  | ERC_REST | Texas | 48 | Fort Bend | 157 | 48157 | 227.5 | 0 | 2022 | 9999 |  |  | N | Solar | [13 empty] | 0 | 0 | 0 | 0 | [11 empty] | AP Solar 2, LLC | 100 | AP Solar 2, LLC | 100 | Non-regulated
Dickinson Solar | 62946_G_DICK | 62946 | G | DICK |  | Solar PV |  | PJM_WMAC | Pennsylvania | 42 | Cumberland | 41 | 42041 | 3 | 0 | 2016 | 9999 |  |  | N | Solar | [13 empty] | 0 | 0 | 0 | 0 | [11 empty] | Dickinson Solar LLC | 100 | NextEra Energy Inc | 100 | Non-regulated
Canisteo Wind Farm | 62947_G_GEN1 | 62947 | G | GEN1 |  | Onshore Wind |  | NY_Z_C&E | New York | 36 | Steuben | 101 | 36101 | 290.7 | 0 | 2026 | 9999 |  |  | N | Wind | [13 empty] | 0 | 0 | 0 | 0 | [11 empty] | Canisteo Wind Energy LLC | 100 | Invenergy LLC | 100 | Non-regulated
NASA Wallops Flight Facility Solar | 62948_G_CRPT5 | 62948 | G | CRPT5 |  | Solar PV |  | PJM_EMAC | Virginia | 51 | Accomack | 1 | 51001 | 0.1 | 0 | 2020 | 9999 |  |  | N | Solar | [13 empty] | 0 | 0 | 0 | 0 | [11 empty] | Ameresco Federal Solutions Inc | 100 | Ameresco Inc | 100 | Non-regulated
NASA Wallops Flight Facility Solar | 62948_G_CRPT6 | 62948 | G | CRPT6 |  | Solar PV |  | PJM_EMAC | Virginia | 51 | Accomack | 1 | 51001 | 0.1 | 0 | 2020 | 9999 |  |  | N | Solar | [13 empty] | 0 | 0 | 0 | 0 | [11 empty] | Ameresco Federal Solutions Inc | 100 | Ameresco Inc | 100 | Non-regulated
NASA Wallops Flight Facility Solar | 62948_G_CRPT7 | 62948 | G | CRPT7 |  | Solar PV |  | PJM_EMAC | Virginia | 51 | Accomack | 1 | 51001 | 0.1 | 0 | 2020 | 9999 |  |  | N | Solar | [13 empty] | 0 | 0 | 0 | 0 | [11 empty] | Ameresco Federal Solutions Inc | 100 | Ameresco Inc | 100 | Non-regulated
NASA Wallops Flight Facility Solar | 62948_G_TRCK1 | 62948 | G | TRCK1 |  | Solar PV |  | PJM_EMAC | Virginia | 51 | Accomack | 1 | 51001 | 4 | 0 | 2020 | 9999 |  |  | N | Solar | [13 empty] | 0 | 0 | 0 | 0 | [11 empty] | Ameresco Federal Solutions Inc | 100 | Ameresco Inc | 100 | Non-regulated
Guernsey Power Station | 62949_G_GPS1 | 62949 | G | GPS1 |  | Combined Cycle |  | PJM_West | Ohio | 39 | Guernsey | 59 | 39059 | 612 | 6370 | 2023 | 9999 |  |  | N | Natural Gas | [13 empty] | 0.011 | 0.011 | 0.011 | 0.011 | [11 empty] | Guernsey Power Station LLC | 100 | Guernsey Power Station LLC | 100 | Non-regulated
Guernsey Power Station | 62949_G_GPS2 | 62949 | G | GPS2 |  | Combined Cycle |  | PJM_West | Ohio | 39 | Guernsey | 59 | 39059 | 612 | 6370 | 2023 | 9999 |  |  | N | Natural Gas | [13 empty] | 0.011 | 0.011 | 0.011 | 0.011 | [11 empty] | Guernsey Power Station LLC | 100 | Guernsey Power Station LLC | 100 | Non-regulated
Guernsey Power Station | 62949_G_GPS3 | 62949 | G | GPS3 |  | Combined Cycle |  | PJM_West | Ohio | 39 | Guernsey | 59 | 39059 | 612 | 6370 | 2023 | 9999 |  |  | N | Natural Gas | [13 empty] | 0.011 | 0.011 | 0.011 | 0.011 | [11 empty] | Guernsey Power Station LLC | 100 | Guernsey Power Station LLC | 100 | Non-regulated
Bluestone Solar | 62950_G_BLUE1 | 62950 | G | BLUE1 |  | Solar PV |  | PJM_Dom | Virginia | 51 | Mecklenburg | 117 | 51117 | 49.9 | 0 | 2021 | 9999 |  |  | N | Solar | [13 empty] | 0 | 0 | 0 | 0 | [11 empty] | Bluestone Farm Solar, LLC | 100 | Bluestone Farm Solar, LLC | 100 | Non-regulated
Hawtree Solar | 62951_G_HAWT1 | 62951 | G | HAWT1 |  | Solar PV |  | S_VACA | North Carolina | 37 | Warren | 185 | 37185 | 65 | 0 | 2021 | 9999 |  |  | N | Solar | [13 empty] | 0 | 0 | 0 | 0 | [11 empty] | Hawtree Creek Farm Solar, LLC | 100 | Hawtree Creek Farm Solar, LLC | 100 | Non-regulated
Cheyenne Ridge Wind Farm | 62952_G_CRW01 | 62952 | G | CRW01 |  | Onshore Wind |  | WECC_CO | Colorado | 8 | Cheyenne | 17 | 08017 | 477.1 | 0 | 2020 | 9999 |  |  | N | Wind | [13 empty] | 0 | 0 | 0 | 0 | [11 empty] | Public Service Co of Colorado | 100 | Public Service Co of Colorado | 100 | Regulated
Griffin Solar | 62953_G_1080 | 62953 | G | 1080 |  | Solar PV |  | ERC_REST | Texas | 48 | McLennan | 309 | 48309 | 5 | 0 | 2019 | 9999 |  |  | N | Solar | [13 empty] | 0 | 0 | 0 | 0 | [11 empty] | Griffin Solar LLC | 100 | Cypress Creek Holdings LLC | 100 | Non-regulated
Alle-Catt Wind Energy LLC | 62954_G_GEN1 | 62954 | G | GEN1 |  | Onshore Wind |  | NY_Z_B | New York | 36 | Allegany | 3 | 36003 | 340 | 0 | 2025 | 9999 |  |  | N | Wind | [13 empty] | 0 | 0 | 0 | 0 | [11 empty] | Invenergy Wind Development LLC | 100 | Invenergy LLC | 100 | Non-regulated
Badger Hollow I | 62955_G_GEN1 | 62955 | G | GEN1 |  | Solar PV |  | MIS_WUMS | Wisconsin | 55 | Iowa | 49 | 55049 | 150 | 0 | 2021 | 9999 |  |  | N | Solar | [13 empty] | 0 | 0 | 0 | 0 | [11 empty] | Badger Hollow Solar Farm LLC | 100 | Invenergy LLC | 100 | Regulated
Thunderhead Wind Energy LLC | 62956_G_GEN1 | 62956 | G | GEN1 |  | Onshore Wind |  | SPP_NEBR | Nebraska | 31 | Antelope | 3 | 31003 | 300 | 0 | 2022 | 9999 |  |  | N | Wind | [13 empty] | 0 | 0 | 0 | 0 | [11 empty] | Thunderhead Wind Energy LLC | 100 | WEC Energy Group Inc | 100 | Non-regulated
DG Iron Mountain | 62957_G_IRNMT | 62957 | G | IRNMT |  | Solar PV |  | PJM_EMAC | New Jersey | 34 | Middlesex | 23 | 34023 | 5.4 | 0 | 2020 | 9999 |  |  | N | Solar | [13 empty] | 0 | 0 | 0 | 0 | [11 empty] | DG Edison New Jersey LLC | 100 | NextEra Energy Inc | 100 | Non-regulated
DG Infineum | 62958_G_INFNM | 62958 | G | INFNM |  | Solar PV |  | PJM_EMAC | New Jersey | 34 | Union | 39 | 34039 | 2 | 0 | 2020 | 9999 |  |  | N | Solar | [13 empty] | 0 | 0 | 0 | 0 | [11 empty] | DG Linden New Jersey LLC | 100 | NextEra Energy Inc | 100 | Non-regulated
Whitehorn Solar | 62959_G_WHIT1 | 62959 | G | WHIT1 |  | Solar PV |  | PJM_Dom | Virginia | 51 | Pittsylvania | 143 | 51143 | 50 | 0 | 2021 | 9999 |  |  | N | Solar | [13 empty] | 0 | 0 | 0 | 0 | [11 empty] | Whitehorn Solar, LLC | 100 | Whitehorn Solar, LLC | 100 | Non-regulated
Kimberly-Clark Solar | 62960_G_KC | 62960 | G | KC |  | Solar PV |  | S_SOU | Georgia | 13 | Troup | 285 | 13285 | 2.3 | 0 | 2019 | 9999 |  |  | N | Solar | [13 empty] | 0 | 0 | 0 | 0 | [11 empty] | DG Georgia Solar II LLC | 100 | NextEra Energy Inc | 100 | Non-regulated
Novel Brooten Solar CSG | 62961_G_BROOT | 62961 | G | BROOT |  | Solar PV |  | MIS_MNWI | Minnesota | 27 | Stearns | 145 | 27145 | 1 | 0 | 2019 | 9999 |  |  | N | Solar | [13 empty] | 0 | 0 | 0 | 0 | [11 empty] | Novel Brooten Solar LLC CSG | 100 | Novel Energy Solutions | 100 | Non-regulated
Novel Reber Solar CSG | 62962_G_REBER | 62962 | G | REBER |  | Solar PV |  | MIS_MNWI | Minnesota | 27 | Stearns | 145 | 27145 | 1 | 0 | 2019 | 9999 |  |  | N | Solar | [13 empty] | 0 | 0 | 0 | 0 | [11 empty] | Renewable Energy Alternatives LLC | 100 | Renewable Energy Alternatives LLC | 100 | Non-regulated
Novel Historical Society Solar CSG | 62963_G_HIST | 62963 | G | HIST |  | Solar PV |  | MIS_MNWI | Minnesota | 27 | Renville | 129 | 27129 | 1 | 0 | 2019 | 9999 |  |  | N | Solar | [13 empty] | 0 | 0 | 0 | 0 | [11 empty] | Renewable Energy Alternatives LLC | 100 | Renewable Energy Alternatives LLC | 100 | Non-regulated
El Sol BESS | 62964_G_EL50M | 62964 | G | EL50M |  | Energy Storage |  | WECC_AZ | Arizona | 4 | Maricopa | 13 | 04013 | 50 | 0 | 2023 | 9999 |  |  | N | Energy Storage | [13 empty] | 0 | 0 | 0 | 0 | [11 empty] | Arizona Public Service Co | 100 | Arizona Public Service Co | 100 | Regulated
Novel Herber Solar CSG | 62966_G_HERB | 62966 | G | HERB |  | Solar PV |  | MIS_MNWI | Minnesota | 27 | Winona | 169 | 27169 | 1 | 0 | 2020 | 9999 |  |  | N | Solar | [13 empty] | 0 | 0 | 0 | 0 | [11 empty] | Novel Herber Solar LLC CSG | 100 | Novel Energy Solutions | 100 | Non-regulated
Novel Herickhoff Solar CSG | 62967_G_HERIC | 62967 | G | HERIC |  | Solar PV |  | MIS_MNWI | Minnesota | 27 | Douglas | 41 | 27041 | 1 | 0 | 2020 | 9999 |  |  | N | Solar | [13 empty] | 0 | 0 | 0 | 0 | [11 empty] | Novel Herickhoff Solar CSG | 100 | Novel Energy Solutions | 100 | Non-regulated
Syncarpha Tewksbury Hybrid CSG | 62968_G_SYTKB | 62968 | G | SYTKB |  | Energy Storage |  | NENGREST | Massachusetts | 25 | Middlesex | 17 | 25017 | 2 | 0 | 2022 | 9999 |  |  | N | Energy Storage | [13 empty] | 0 | 0 | 0 | 0 | [11 empty] | Syncarpha Tewksbury, LLC | 100 | Syncarpha Tewksbury, LLC | 100 | Non-regulated
Syncarpha Tewksbury Hybrid CSG | 62968_G_SYTKS | 62968 | G | SYTKS |  | Solar PV |  | NENGREST | Massachusetts | 25 | Middlesex | 17 | 25017 | 2.8 | 0 | 2022 | 9999 |  |  | N | Solar | [13 empty] | 0 | 0 | 0 | 0 | [11 empty] | Syncarpha Tewksbury, LLC | 100 | Syncarpha Tewksbury, LLC | 100 | Non-regulated
Syncarpha Puddon I Hybrid CSG | 62969_G_SYP1B | 62969 | G | SYP1B |  | Energy Storage |  | NENGREST | Massachusetts | 25 | Worcester | 27 | 25027 | 4 | 0 | 2021 | 9999 |  |  | N | Energy Storage | [13 empty] | 0 | 0 | 0 | 0 | [11 empty] | Syncarpha Solar CF II LLC | 100 | Syncarpha Capital | 100 | Non-regulated
Syncarpha Puddon I Hybrid CSG | 62969_G_SYP1S | 62969 | G | SYP1S |  | Solar PV |  | NENGREST | Massachusetts | 25 | Worcester | 27 | 25027 | 5 | 0 | 2021 | 9999 |  |  | N | Solar | [13 empty] | 0 | 0 | 0 | 0 | [11 empty] | Syncarpha Solar CF II LLC | 100 | Syncarpha Capital | 100 | Non-regulated
Syncarpha Puddon II Hybrid CSG | 62970_G_SYP2B | 62970 | G | SYP2B |  | Energy Storage |  | NENGREST | Massachusetts | 25 | Worcester | 27 | 25027 | 4 | 0 | 2021 | 9999 |  |  | N | Energy Storage | [13 empty] | 0 | 0 | 0 | 0 | [11 empty] | Syncarpha Puddon II LLC | 100 | Syncarpha Capital | 100 | Non-regulated
Syncarpha Puddon II Hybrid CSG | 62970_G_SYP2S | 62970 | G | SYP2S |  | Solar PV |  | NENGREST | Massachusetts | 25 | Worcester | 27 | 25027 | 5 | 0 | 2021 | 9999 |  |  | N | Solar | [13 empty] | 0 | 0 | 0 | 0 | [11 empty] | Syncarpha Puddon II LLC | 100 | Syncarpha Capital | 100 | Non-regulated
Syncarpha Westminster Hybrid CSG | 62971_G_SYWEB | 62971 | G | SYWEB |  | Energy Storage |  | NENGREST | Massachusetts | 25 | Worcester | 27 | 25027 | 2.9 | 0 | 2023 | 9999 |  |  | N | Energy Storage | [13 empty] | 0 | 0 | 0 | 0 | [11 empty] | SPME Holdings 2019 LLC | 100 | US Bancorp | 100 | Non-regulated
Syncarpha Westminster Hybrid CSG | 62971_G_SYWES | 62971 | G | SYWES |  | Solar PV |  | NENGREST | Massachusetts | 25 | Worcester | 27 | 25027 | 4.7 | 0 | 2022 | 9999 |  |  | N | Solar | [13 empty] | 0 | 0 | 0 | 0 | [11 empty] | SPME Holdings 2019 LLC | 100 | US Bancorp | 100 | Non-regulated
Syncarpha Leicester Hybrid CSG | 62972_G_SYLEB | 62972 | G | SYLEB |  | Energy Storage |  | NENGREST | Massachusetts | 25 | Worcester | 27 | 25027 | 12.8 | 0 | 2021 | 9999 |  |  | N | Energy Storage | [13 empty] | 0 | 0 | 0 | 0 | [11 empty] | Syncarpha Leicester, LLC | 100 | Syncarpha Leicester, LLC | 100 | Non-regulated
Syncarpha Leicester Hybrid CSG | 62972_G_SYLES | 62972 | G | SYLES |  | Solar PV |  | NENGREST | Massachusetts | 25 | Worcester | 27 | 25027 | 2.6 | 0 | 2021 | 9999 |  |  | N | Solar | [13 empty] | 0 | 0 | 0 | 0 | [11 empty] | Syncarpha Leicester, LLC | 100 | Syncarpha Leicester, LLC | 100 | Non-regulated
Syncarpha Halifax Hybrid CSG | 62973_G_SYHAB | 62973 | G | SYHAB |  | Energy Storage |  | NENGREST | Massachusetts | 25 | Plymouth | 23 | 25023 | 1.6 | 0 | 2020 | 9999 |  |  | N | Energy Storage | [13 empty] | 0 | 0 | 0 | 0 | [11 empty] | Syncarpha Halifax, LLC | 100 | Syncarpha Halifax, LLC | 100 | Non-regulated
Syncarpha Halifax Hybrid CSG | 62973_G_SYHAS | 62973 | G | SYHAS |  | Solar PV |  | NENGREST | Massachusetts | 25 | Plymouth | 23 | 25023 | 1.7 | 0 | 2020 | 9999 |  |  | N | Solar | [13 empty] | 0 | 0 | 0 | 0 | [11 empty] | Syncarpha Halifax, LLC | 100 | Syncarpha Halifax, LLC | 100 | Non-regulated
Syncarpha Millbury Hybrid (CSG) | 62974_G_SYMIB | 62974 | G | SYMIB |  | Energy Storage |  | NENGREST | Massachusetts | 25 | Worcester | 27 | 25027 | 3.8 | 0 | 2023 | 9999 |  |  | N | Energy Storage | [13 empty] | 0 | 0 | 0 | 0 | [11 empty] | SPME Holdings 2019 LLC | 100 | US Bancorp | 100 | Non-regulated
Syncarpha Millbury Hybrid (CSG) | 62974_G_SYMIS | 62974 | G | SYMIS |  | Solar PV |  | NENGREST | Massachusetts | 25 | Worcester | 27 | 25027 | 5 | 0 | 2022 | 9999 |  |  | N | Solar | [13 empty] | 0 | 0 | 0 | 0 | [11 empty] | SPME Holdings 2019 LLC | 100 | US Bancorp | 100 | Non-regulated
Syncarpha Blandford Hybrid CSG | 62975_G_SYBLB | 62975 | G | SYBLB |  | Energy Storage |  | NENGREST | Massachusetts | 25 | Hampden | 13 | 25013 | 3.9 | 0 | 2020 | 9999 |  |  | N | Energy Storage | [13 empty] | 0 | 0 | 0 | 0 | [11 empty] | SPME Holdings 2019 LLC | 100 | US Bancorp | 100 | Non-regulated
Syncarpha Blandford Hybrid CSG | 62975_G_SYBLS | 62975 | G | SYBLS |  | Solar PV |  | NENGREST | Massachusetts | 25 | Hampden | 13 | 25013 | 4.9 | 0 | 2019 | 9999 |  |  | N | Solar | [13 empty] | 0 | 0 | 0 | 0 | [11 empty] | SPME Holdings 2019 LLC | 100 | US Bancorp | 100 | Non-regulated
Syncarpha Northampton Hybrid CSG | 62976_G_SYNOB | 62976 | G | SYNOB |  | Energy Storage |  | NENGREST | Massachusetts | 25 | Hampshire | 15 | 25015 | 2 | 0 | 2020 | 9999 |  |  | N | Energy Storage | [13 empty] | 0 | 0 | 0 | 0 | [11 empty] | Syncarpha Solar CF II LLC | 100 | Syncarpha Capital | 100 | Non-regulated
Syncarpha Northampton Hybrid CSG | 62976_G_SYNOS | 62976 | G | SYNOS |  | Solar PV |  | NENGREST | Massachusetts | 25 | Hampshire | 15 | 25015 | 3.6 | 0 | 2020 | 9999 |  |  | N | Solar | [13 empty] | 0 | 0 | 0 | 0 | [11 empty] | Syncarpha Solar CF II LLC | 100 | Syncarpha Capital | 100 | Non-regulated
Syncarpha Northbridge I Hybrid(CSG) | 62977_G_SYN1B | 62977 | G | SYN1B |  | Energy Storage |  | NENGREST | Massachusetts | 25 | Worcester | 27 | 25027 | 4 | 0 | 2022 | 9999 |  |  | N | Energy Storage | [13 empty] | 0 | 0 | 0 | 0 | [11 empty] | SPME Holdings 2019 LLC | 100 | US Bancorp | 100 | Non-regulated
Syncarpha Northbridge I Hybrid(CSG) | 62977_G_SYN1S | 62977 | G | SYN1S |  | Solar PV |  | NENGREST | Massachusetts | 25 | Worcester | 27 | 25027 | 5 | 0 | 2021 | 9999 |  |  | N | Solar | [13 empty] | 0 | 0 | 0 | 0 | [11 empty] | SPME Holdings 2019 LLC | 100 | US Bancorp | 100 | Non-regulated
Syncarpha Northbridge II Hybrid CSG | 62978_G_SYN2B | 62978 | G | SYN2B |  | Energy Storage |  | NENGREST | Massachusetts | 25 | Worcester | 27 | 25027 | 3 | 0 | 2021 | 9999 |  |  | N | Energy Storage | [13 empty] | 0 | 0 | 0 | 0 | [11 empty] | Syncarpha Northbridge II LLC | 100 | SPME Finance MA I LLC | 100 | Non-regulated
Syncarpha Northbridge II Hybrid CSG | 62978_G_SYN2S | 62978 | G | SYN2S |  | Solar PV |  | NENGREST | Massachusetts | 25 | Worcester | 27 | 25027 | 5 | 0 | 2021 | 9999 |  |  | N | Solar | [13 empty] | 0 | 0 | 0 | 0 | [11 empty] | Syncarpha Northbridge II LLC | 100 | SPME Finance MA I LLC | 100 | Non-regulated
Novel DeCook Solar CSG | 62979_G_DECO | 62979 | G | DECO |  | Solar PV |  | MIS_MNWI | Minnesota | 27 | Olmsted | 109 | 27109 | 1 | 0 | 2020 | 9999 |  |  | N | Solar | [13 empty] | 0 | 0 | 0 | 0 | [11 empty] | REA Investments, LLC | 100 | REA Investments, LLC | 100 | Non-regulated
Turquoise Liberty Solar | 62980_G_PV | 62980 | G | PV |  | Solar PV |  | WECC_NNV | Nevada | 32 | Washoe | 31 | 32031 | 10 | 0 | 2019 | 9999 |  |  | N | Solar | [13 empty] | 0 | 0 | 0 | 0 | [11 empty] | Turquoise Solar LLC | 100 | Turquoise Solar LLC | 100 | Regulated
East Pulaski BESS | 62981_G_BESS | 62981 | G | BESS |  | Energy Storage |  | NY_Z_C&E | New York | 36 | Oswego | 75 | 36075 | 2 | 0 | 2018 | 9999 |  |  | N | Energy Storage | [13 empty] | 0 | 0 | 0 | 0 | [11 empty] | National Grid USA | 100 | National Grid Plc | 100 | Regulated
Novel Schmoll Farms Solar CSG | 62982_G_SCHM | 62982 | G | SCHM |  | Solar PV |  | MIS_MNWI | Minnesota | 27 | Dodge | 39 | 27039 | 1 | 0 | 2020 | 9999 |  |  | N | Solar | [13 empty] | 0 | 0 | 0 | 0 | [11 empty] | REA Investments, LLC | 100 | REA Investments, LLC | 100 | Non-regulated
Novel Pederson Solar CSG | 62983_G_PED | 62983 | G | PED |  | Solar PV |  | MIS_MNWI | Minnesota | 27 | Benton | 9 | 27009 | 1 | 0 | 2020 | 9999 |  |  | N | Solar | [13 empty] | 0 | 0 | 0 | 0 | [11 empty] | Novel Pederson Solar LLC CSG | 100 | Novel Energy Solutions | 100 | Non-regulated
Novel Jewison Solar CSG | 62984_G_JEWI | 62984 | G | JEWI |  | Solar PV |  | MIS_MNWI | Minnesota | 27 | Waseca | 161 | 27161 | 1 | 0 | 2020 | 9999 |  |  | N | Solar | [13 empty] | 0 | 0 | 0 | 0 | [11 empty] | REA Investments, LLC | 100 | REA Investments, LLC | 100 | Non-regulated
Novel Byron Solar CSG | 62985_G_BYRN | 62985 | G | BYRN |  | Solar PV |  | MIS_MNWI | Minnesota | 27 | Olmsted | 109 | 27109 | 1 | 0 | 2020 | 9999 |  |  | N | Solar | [13 empty] | 0 | 0 | 0 | 0 | [11 empty] | REA Investments, LLC | 100 | REA Investments, LLC | 100 | Non-regulated
Novel Kanewischer Solar CSG | 62986_G_KANE | 62986 | G | KANE |  | Solar PV |  | MIS_MNWI | Minnesota | 27 | Waseca | 161 | 27161 | 1 | 0 | 2020 | 9999 |  |  | N | Solar | [13 empty] | 0 | 0 | 0 | 0 | [11 empty] | REA Investments, LLC | 100 | REA Investments, LLC | 100 | Non-regulated
Grossmont HS Solar Project | 62987_G_GHSP | 62987 | G | GHSP |  | Solar PV |  | WEC_SDGE | California | 6 | San Diego | 73 | 06073 | 1.3 | 0 | 2018 | 9999 |  |  | N | Solar | [13 empty] | 0 | 0 | 0 | 0 | [11 empty] | Solar Star Grossmont St CR LLC | 100 | SunPower Corp | 100 | Non-regulated
Wildflower Solar 1 | 62988_G_CAWF1 | 62988 | G | CAWF1 |  | Solar PV |  | WEC_BANC | California | 6 | Sacramento | 67 | 06067 | 13 | 0 | 2020 | 9999 |  |  | N | Solar | [13 empty] | 0 | 0 | 0 | 0 | [11 empty] | Wildflower Solar I, LLC | 100 | Wildflower Solar I, LLC | 100 | Non-regulated
Whitetail Solar 1 | 62989_G_PAWT1 | 62989 | G | PAWT1 |  | Solar PV |  | PJM_AP | Pennsylvania | 42 | Franklin | 55 | 42055 | 13.5 | 0 | 2019 | 9999 |  |  | N | Solar | [13 empty] | 0 | 0 | 0 | 0 | [11 empty] | Whitetail Solar 1 LLC | 100 | LightSource BP | 100 | Non-regulated
Whitetail Solar 2 | 62990_G_PAWT2 | 62990 | G | PAWT2 |  | Solar PV |  | PJM_AP | Pennsylvania | 42 | Franklin | 55 | 42055 | 20 | 0 | 2020 | 9999 |  |  | N | Solar | [13 empty] | 0 | 0 | 0 | 0 | [11 empty] | Whitetail Solar 3 LLC | 100 | LightSource BP | 100 | Non-regulated
Whitetail Solar 3 | 62991_G_PAWT3 | 62991 | G | PAWT3 |  | Solar PV |  | PJM_AP | Pennsylvania | 42 | Franklin | 55 | 42055 | 20 | 0 | 2020 | 9999 |  |  | N | Solar | [13 empty] | 0 | 0 | 0 | 0 | [11 empty] | Whitetail Solar 2 LLC | 100 | LightSource BP | 100 | Non-regulated
Goose Pond Solar | 62992_G_GPNOR | 62992 | G | GPNOR |  | Solar PV |  | NENGREST | Massachusetts | 25 | Hampden | 13 | 25013 | 2 | 0 | 2020 | 9999 |  |  | N | Solar | [13 empty] | 0 | 0 | 0 | 0 | [11 empty] | Lse Dorado LLC | 100 | Lse Dorado LLC | 100 | Non-regulated
Goose Pond Solar | 62992_G_GPSOU | 62992 | G | GPSOU |  | Solar PV |  | NENGREST | Massachusetts | 25 | Hampden | 13 | 25013 | 2 | 0 | 2020 | 9999 |  |  | N | Solar | [13 empty] | 0 | 0 | 0 | 0 | [11 empty] | Lse Dorado LLC | 100 | Lse Dorado LLC | 100 | Non-regulated
Johnson Corner Solar 1 | 62993_G_KSJC1 | 62993 | G | KSJC1 |  | Solar PV |  | SPP_N | Kansas | 20 | Stanton | 187 | 20187 | 20 | 0 | 2020 | 9999 |  |  | N | Solar | [13 empty] | 0 | 0 | 0 | 0 | [11 empty] | LightSource BP | 100 | LightSource BP | 100 | Non-regulated
Bluewater CDEC 1 | 62994_G_NMBW1 | 62994 | G | NMBW1 |  | Solar PV |  | WECC_NM | New Mexico | 35 | Cibola | 6 | 35006 | 2.4 | 0 | 2019 | 9999 |  |  | N | Solar | [13 empty] | 0 | 0 | 0 | 0 | [11 empty] | LightSource BP | 100 | LightSource BP | 100 | Non-regulated
Grants CDEC 2 | 62995_G_NMGR1 | 62995 | G | NMGR1 |  | Solar PV |  | WECC_NM | New Mexico | 35 | Cibola | 6 | 35006 | 4.5 | 0 | 2019 | 9999 |  |  | N | Solar | [13 empty] | 0 | 0 | 0 | 0 | [11 empty] | LightSource BP | 100 | LightSource BP | 100 | Non-regulated
ESA Four Oaks 2 NC LLC | 62996_G_PGR08 | 62996 | G | PGR08 |  | Solar PV |  | S_VACA | North Carolina | 37 | Johnston | 101 | 37101 | 2 | 0 | 2019 | 9999 |  |  | N | Solar | [13 empty] | 0 | 0 | 0 | 0 | [11 empty] | ESA Four Oaks 2 NC LLC | 100 | ESA Renewables LLC | 100 | Non-regulated
Spring Hope Solar 3, LLC | 62997_G_PGR09 | 62997 | G | PGR09 |  | Solar PV |  | S_VACA | North Carolina | 37 | Nash | 127 | 37127 | 5 | 0 | 2020 | 9999 |  |  | N | Solar | [13 empty] | 0 | 0 | 0 | 0 | [11 empty] | Spring Hope Solar 3, LLC | 100 | Spring Hope Solar 3, LLC | 100 | Non-regulated
25 Ashdown Road Solar, LLC | 62998_G_ASHDO | 62998 | G | ASHDO |  | Solar PV |  | NY_Z_F | New York | 36 | Saratoga | 91 | 36091 | 4 | 0 | 2019 | 9999 |  |  | N | Solar | [13 empty] | 0 | 0 | 0 | 0 | [11 empty] | 25 Ashdown Road Solar LLC | 100 | AES Corp (The) | 100 | Non-regulated
Finchville Solar, LLC Hybrid CSG | 62999_G_BESS | 62999 | G | BESS |  | Energy Storage |  | NY_Z_G-I | New York | 36 | Orange | 71 | 36071 | 3 | 0 | 2020 | 9999 |  |  | N | Energy Storage | [13 empty] | 0 | 0 | 0 | 0 | [11 empty] | AES Distributed Energy | 100 | AES Distributed Energy | 100 | Non-regulated
Finchville Solar, LLC Hybrid CSG | 62999_G_FINCH | 62999 | G | FINCH |  | Solar PV |  | NY_Z_G-I | New York | 36 | Orange | 71 | 36071 | 5 | 0 | 2020 | 9999 |  |  | N | Solar | [13 empty] | 0 | 0 | 0 | 0 | [11 empty] | AES Distributed Energy Inc | 100 | AES Corp (The) | 100 | Non-regulated
RT 52 Walden Solar 1, LLC Hybrid | 63000_G_BESS | 63000 | G | BESS |  | Energy Storage |  | NY_Z_G-I | New York | 36 | Orange | 71 | 36071 | 4 | 0 | 2020 | 9999 |  |  | N | Energy Storage | [13 empty] | 0 | 0 | 0 | 0 | [11 empty] | AES Distributed Energy | 100 | AES Distributed Energy | 100 | Non-regulated
RT 52 Walden Solar 1, LLC Hybrid | 63000_G_WALDN | 63000 | G | WALDN |  | Solar PV |  | NY_Z_G-I | New York | 36 | Orange | 71 | 36071 | 5 | 0 | 2019 | 9999 |  |  | N | Solar | [13 empty] | 0 | 0 | 0 | 0 | [11 empty] | AES Distributed Energy Inc | 100 | AES Corp (The) | 100 | Non-regulated
Whitegrass No. 1 | 63001_G_OH1 | 63001 | G | OH1 |  | Geothermal |  | WECC_NNV | Nevada | 32 | Lyon | 19 | 32019 | 1.9 | 9770 | 2018 | 9999 |  |  | N | Geothermal | [13 empty] | 0 | 0 | 0 | 0 | 0.4563 | 0.4563 | 0.4563 | [8 empty] | Open Mountain Energy | 100 | Open Mountain Energy | 100 | Non-regulated
Whitegrass No. 1 | 63001_G_OH2 | 63001 | G | OH2 |  | Geothermal |  | WECC_NNV | Nevada | 32 | Lyon | 19 | 32019 | 1.9 | 9770 | 2018 | 9999 |  |  | N | Geothermal | [13 empty] | 0 | 0 | 0 | 0 | 0.4563 | 0.4563 | 0.4563 | [8 empty] | Open Mountain Energy | 100 | Open Mountain Energy | 100 | Non-regulated
Whitegrass No. 1 | 63001_G_OL1 | 63001 | G | OL1 |  | Geothermal |  | WECC_NNV | Nevada | 32 | Lyon | 19 | 32019 | 1.3 | 9770 | 2018 | 9999 |  |  | N | Geothermal | [13 empty] | 0 | 0 | 0 | 0 | 0.4563 | 0.4563 | 0.4563 | [8 empty] | Open Mountain Energy | 100 | Open Mountain Energy | 100 | Non-regulated
Whitegrass No. 1 | 63001_G_OL2 | 63001 | G | OL2 |  | Geothermal |  | WECC_NNV | Nevada | 32 | Lyon | 19 | 32019 | 1.3 | 9770 | 2018 | 9999 |  |  | N | Geothermal | [13 empty] | 0 | 0 | 0 | 0 | 0.4563 | 0.4563 | 0.4563 | [8 empty] | Open Mountain Energy | 100 | Open Mountain Energy | 100 | Non-regulated
Midland Wind | 63003_G_1 | 63003 | G | 1 |  | Onshore Wind |  | PJM_COMD | Illinois | 17 | Henry | 73 | 17073 | 105.5 | 0 | 2023 | 9999 |  |  | N | Wind | [13 empty] | 0 | 0 | 0 | 0 | [11 empty] | Avangrid Renewables LLC | 100 | Avangrid Renewables LLC | 100 | Non-regulated
Novel Bartel Solar CSG | 63004_G_BART | 63004 | G | BART |  | Solar PV |  | MIS_MNWI | Minnesota | 27 | Olmsted | 109 | 27109 | 1 | 0 | 2020 | 9999 |  |  | N | Solar | [13 empty] | 0 | 0 | 0 | 0 | [11 empty] | REA Investments, LLC | 100 | REA Investments, LLC | 100 | Non-regulated
Novel Haley Solar CSG | 63005_G_HALY | 63005 | G | HALY |  | Solar PV |  | MIS_MNWI | Minnesota | 27 | Waseca | 161 | 27161 | 1 | 0 | 2020 | 9999 |  |  | N | Solar | [13 empty] | 0 | 0 | 0 | 0 | [11 empty] | REA Investments, LLC | 100 | REA Investments, LLC | 100 | Non-regulated
Novel MNDot Solar CSG | 63007_G_MNDT | 63007 | G | MNDT |  | Solar PV |  | MIS_MNWI | Minnesota | 27 | Washington | 163 | 27163 | 1 | 0 | 2020 | 9999 |  |  | N | Solar | [13 empty] | 0 | 0 | 0 | 0 | [11 empty] | REA Investments, LLC | 100 | REA Investments, LLC | 100 | Non-regulated
Novel Winegar Partnership Solar CSG | 63008_G_WINE | 63008 | G | WINE |  | Solar PV |  | MIS_MNWI | Minnesota | 27 | Waseca | 161 | 27161 | 1 | 0 | 2021 | 9999 |  |  | N | Solar | [13 empty] | 0 | 0 | 0 | 0 | [11 empty] | REA Investments, LLC | 100 | REA Investments, LLC | 100 | Non-regulated
Novel Peter Solar CSG | 63009_G_PETR | 63009 | G | PETR |  | Solar PV |  | MIS_MNWI | Minnesota | 27 | Le Sueur | 79 | 27079 | 1 | 0 | 2021 | 9999 |  |  | N | Solar | [13 empty] | 0 | 0 | 0 | 0 | [11 empty] | REA Investments, LLC | 100 | REA Investments, LLC | 100 | Non-regulated
Novel Benedix Solar CSG | 63010_G_BNDX | 63010 | G | BNDX |  | Solar PV |  | MIS_MNWI | Minnesota | 27 | Dodge | 39 | 27039 | 1 | 0 | 2020 | 9999 |  |  | N | Solar | [13 empty] | 0 | 0 | 0 | 0 | [11 empty] | REA Investments, LLC | 100 | REA Investments, LLC | 100 | Non-regulated
Cronin Road Solar 1, LLC CSG Hybrid | 63011_G_BESS | 63011 | G | BESS |  | Energy Storage |  | NENGREST | Massachusetts | 25 | Worcester | 27 | 25027 | 1.5 | 0 | 2020 | 9999 |  |  | N | Energy Storage | [13 empty] | 0 | 0 | 0 | 0 | [11 empty] | AES Distributed Energy | 100 | AES Distributed Energy | 100 | Non-regulated
Cronin Road Solar 1, LLC CSG Hybrid | 63011_G_CRONI | 63011 | G | CRONI |  | Solar PV |  | NENGREST | Massachusetts | 25 | Worcester | 27 | 25027 | 1.5 | 0 | 2020 | 9999 |  |  | N | Solar | [13 empty] | 0 | 0 | 0 | 0 | [11 empty] | AES Distributed Energy Inc | 100 | AES Corp (The) | 100 | Non-regulated
Ransomville Solar 1, LLC | 63012_G_SWANN | 63012 | G | SWANN |  | Solar PV |  | NY_Z_A | New York | 36 | Niagara | 63 | 36063 | 5 | 0 | 2019 | 9999 |  |  | N | Solar | [13 empty] | 0 | 0 | 0 | 0 | [11 empty] | AES Distributed Energy Inc | 100 | AES Corp (The) | 100 | Non-regulated
Johnstown Solar 1, LLC | 63013_G_STATE | 63013 | G | STATE |  | Solar PV |  | NY_Z_F | New York | 36 | Fulton | 35 | 36035 | 4 | 0 | 2019 | 9999 |  |  | N | Solar | [13 empty] | 0 | 0 | 0 | 0 | [11 empty] | Onyx Asset Services Group LLC | 100 | Onyx Renewable Partners LP | 100 | Non-regulated
Plott Hound Solar | 63015_G_1088 | 63015 | G | 1088 |  | Solar PV |  | S_VACA | North Carolina | 37 | Craven | 49 | 37049 | 5 | 0 | 2021 | 9999 |  |  | N | Solar | [13 empty] | 0 | 0 | 0 | 0 | [11 empty] | TransAlta Corporation | 100 | TransAlta Corporation | 100 | Non-regulated
Carolina Lily Solar | 63016_G_1096 | 63016 | G | 1096 |  | Solar PV |  | S_VACA | North Carolina | 37 | Davie | 59 | 37059 | 5 | 0 | 2021 | 9999 |  |  | N | Solar | [13 empty] | 0 | 0 | 0 | 0 | [11 empty] | TransAlta Corporation | 100 | TransAlta Corporation | 100 | Non-regulated
Ray Wilson Solar | 63017_G_1090 | 63017 | G | 1090 |  | Solar PV |  | S_VACA | North Carolina | 37 | Davie | 59 | 37059 | 5 | 0 | 2021 | 9999 |  |  | N | Solar | [13 empty] | 0 | 0 | 0 | 0 | [11 empty] | TransAlta Corporation | 100 | TransAlta Corporation | 100 | Non-regulated
Green Lake Solar | 63019_G_GRN1 | 63019 | G | GRN1 |  | Solar PV |  | MIS_LMI | Michigan | 26 | Grand Traverse | 55 | 26055 | 1 | 0 | 2018 | 9999 |  |  | N | Solar | [13 empty] | 0 | 0 | 0 | 0 | [11 empty] | Heritage Sustainable Energy LLC | 100 | Heritage Sustainable Energy LLC | 100 | Non-regulated
TCLP Solar Phase 1 | 63020_G_TCLP1 | 63020 | G | TCLP1 |  | Solar PV |  | MIS_LMI | Michigan | 26 | Leelanau | 89 | 26089 | 1 | 0 | 2017 | 9999 |  |  | N | Solar | [13 empty] | 0 | 0 | 0 | 0 | [11 empty] | Heritage Sustainable Energy LLC | 100 | Heritage Sustainable Energy LLC | 100 | Non-regulated
SCCCD - Clovis Community College | 63021_G_232 | 63021 | G | 232 |  | Solar PV |  | WEC_CALN | California | 6 | Fresno | 19 | 06019 | 1.3 | 0 | 2018 | 9999 |  |  | N | Solar | [13 empty] | 0 | 0 | 0 | 0 | [11 empty] | FFP Fund I Lessee1 LLC | 100 | Mitsui & Co Ltd | 100 | Non-regulated
Fort Carson Battery Energy Storage System | 63022_G_1 | 63022 | G | 1 |  | Energy Storage |  | WECC_CO | Colorado | 8 | El Paso | 41 | 08041 | 4.2 | 0 | 2018 | 9999 |  |  | N | Energy Storage | [13 empty] | 0 | 0 | 0 | 0 | [11 empty] | United States Army | 100 | United States Army | 100 | Regulated
Jefferson Torresdale Hospital | 63023_G_COGEN | 63023 | G | COGEN |  | Combustion Turbine | IC Engine | PJM_EMAC | Pennsylvania | 42 | Philadelphia | 101 | 42101 | 1.1 | 11686 | 2016 | 9999 |  |  | Y | Natural Gas | [13 empty] | 1.061 | 1.061 | 1.061 | 1.061 | [11 empty] | Jefferson Torresdale Hospital | 100 | Jefferson Torresdale Hospital | 100 | Non-regulated
Hertford Solar Power, LLC | 63024_G_KEH | 63024 | G | KEH |  | Solar PV |  | PJM_Dom | North Carolina | 37 | Hertford | 91 | 37091 | 10 | 0 | 2022 | 9999 |  |  | N | Solar | [13 empty] | 0 | 0 | 0 | 0 | [11 empty] | Four Brothers 2, LLC | 100 | Four Brothers 2, LLC | 100 | Non-regulated
Clear Creek Wind | 63025_G_V110 | 63025 | G | V110 |  | Onshore Wind |  | S_D_AECI | Missouri | 29 | Nodaway | 147 | 29147 | 22 | 0 | 2020 | 9999 |  |  | N | Wind | [13 empty] | 0 | 0 | 0 | 0 | [11 empty] | Tenaska Clear Creek Wind LLC | 100 | Tenaska Inc | 100 | Non-regulated
Clear Creek Wind | 63025_G_V120 | 63025 | G | V120 |  | Onshore Wind |  | S_D_AECI | Missouri | 29 | Nodaway | 147 | 29147 | 220 | 0 | 2020 | 9999 |  |  | N | Wind | [13 empty] | 0 | 0 | 0 | 0 | [11 empty] | Tenaska Clear Creek Wind LLC | 100 | Tenaska Inc | 100 | Non-regulated
Yum Yum Solar LLC | 63026_G_GEN1 | 63026 | G | GEN1 |  | Solar PV |  | S_C_TVA | Tennessee | 47 | Fayette | 47 | 47047 | 147 | 0 | 2024 | 9999 |  |  | N | Solar | [13 empty] | 0 | 0 | 0 | 0 | [11 empty] | Invenergy LLC | 100 | Invenergy LLC | 100 | Non-regulated
Mars Solar | 63027_G_20 | 63027 | G | 20 |  | Solar PV |  | ERC_REST | Texas | 48 | Webb | 479 | 48479 | 10 | 0 | 2019 | 9999 |  |  | N | Solar | [13 empty] | 0 | 0 | 0 | 0 | [11 empty] | Mars Solar LLC | 100 | Cypress Creek Holdings LLC | 100 | Non-regulated
Tip Top Solar Energy Center LLC | 63028_G_GEN1 | 63028 | G | GEN1 |  | Solar PV |  | SPP_SPS | New Mexico | 35 | Lea | 25 | 35025 | 220 | 0 | 2023 | 9999 |  |  | N | Solar | [13 empty] | 0 | 0 | 0 | 0 | [11 empty] | Invenergy Services LLC | 100 | Invenergy Services LLC | 100 | Non-regulated
Hardin Solar Energy LLC | 63029_G_GEN1 | 63029 | G | GEN1 |  | Solar PV |  | PJM_West | Ohio | 39 | Hardin | 65 | 39065 | 150 | 0 | 2021 | 9999 |  |  | N | Solar | [13 empty] | 0 | 0 | 0 | 0 | [11 empty] | Invenergy Services LLC | 100 | Invenergy Services LLC | 100 | Non-regulated
Canadian Breaks, LLC | 63030_G_CBRKS | 63030 | G | CBRKS |  | Onshore Wind |  | ERC_PHDL | Texas | 48 | Deaf Smith | 117 | 48117 | 210.1 | 0 | 2019 | 9999 |  |  | N | Wind | [13 empty] | 0 | 0 | 0 | 0 | [11 empty] | Canadian Breaks LLC | 100 | Macquarie Group Limited | 100 | Non-regulated
Gloucester Solar | 63031_G_GLSO | 63031 | G | GLSO |  | Solar PV |  | PJM_Dom | Virginia | 51 | Gloucester | 73 | 51073 | 19.8 | 0 | 2019 | 9999 |  |  | N | Solar | [13 empty] | 0 | 0 | 0 | 0 | [11 empty] | Dominion Energy Inc. | 100 | Dominion Energy Inc. | 100 | Regulated
FastSun 19 CSG | 63033_G_FS19 | 63033 | G | FS19 |  | Solar PV |  | MIS_MNWI | Minnesota | 27 | Dakota | 37 | 27037 | 1 | 0 | 2020 | 9999 |  |  | N | Solar | [13 empty] | 0 | 0 | 0 | 0 | [11 empty] | FastSun 19 LLC | 100 | Altus Power America Management LLC | 100 | Non-regulated
FastSun 18 CSG | 63034_G_FS18 | 63034 | G | FS18 |  | Solar PV |  | MIS_MNWI | Minnesota | 27 | Winona | 169 | 27169 | 1 | 0 | 2020 | 9999 |  |  | N | Solar | [13 empty] | 0 | 0 | 0 | 0 | [11 empty] | FastSun 18 LLC | 100 | Altus Power America Management LLC | 100 | Non-regulated
FastSun 13 CSG | 63035_G_FS13 | 63035 | G | FS13 |  | Solar PV |  | MIS_MNWI | Minnesota | 27 | Douglas | 41 | 27041 | 1 | 0 | 2019 | 9999 |  |  | N | Solar | [13 empty] | 0 | 0 | 0 | 0 | [11 empty] | FastSun 13 LLC | 100 | Altus Power America Management LLC | 100 | Non-regulated
FastSun 14 CSG | 63036_G_FS14 | 63036 | G | FS14 |  | Solar PV |  | MIS_MNWI | Minnesota | 27 | Blue Earth | 13 | 27013 | 1 | 0 | 2019 | 9999 |  |  | N | Solar | [13 empty] | 0 | 0 | 0 | 0 | [11 empty] | FastSun 14 LLC | 100 | Altus Power America Management LLC | 100 | Non-regulated
FastSun 11 CSG | 63037_G_FS11 | 63037 | G | FS11 |  | Solar PV |  | MIS_MNWI | Minnesota | 27 | Goodhue | 49 | 27049 | 1 | 0 | 2020 | 9999 |  |  | N | Solar | [13 empty] | 0 | 0 | 0 | 0 | [11 empty] | FastSun 11 LLC | 100 | Altus Power America Management LLC | 100 | Non-regulated
FastSun 10 CSG | 63038_G_FS10 | 63038 | G | FS10 |  | Solar PV |  | MIS_MNWI | Minnesota | 27 | Goodhue | 49 | 27049 | 1 | 0 | 2020 | 9999 |  |  | N | Solar | [13 empty] | 0 | 0 | 0 | 0 | [11 empty] | FastSun 10 LLC | 100 | Altus Power America Management LLC | 100 | Non-regulated
FastSun 8 CSG | 63039_G_FS8 | 63039 | G | FS8 |  | Solar PV |  | MIS_MNWI | Minnesota | 27 | Nicollet | 103 | 27103 | 1 | 0 | 2019 | 9999 |  |  | N | Solar | [13 empty] | 0 | 0 | 0 | 0 | [11 empty] | FastSun 8 LLC | 100 | Altus Power America Management LLC | 100 | Non-regulated
FastSun 9 CSG | 63040_G_FS9 | 63040 | G | FS9 |  | Solar PV |  | MIS_MNWI | Minnesota | 27 | Goodhue | 49 | 27049 | 1 | 0 | 2020 | 9999 |  |  | N | Solar | [13 empty] | 0 | 0 | 0 | 0 | [11 empty] | FastSun 9 LLC | 100 | Altus Power America Management LLC | 100 | Non-regulated
Lane Ave Solar LLC | 63041_G_HANRA | 63041 | G | HANRA |  | Solar PV |  | NENGREST | Massachusetts | 25 | Worcester | 27 | 25027 | 1.5 | 0 | 2021 | 9999 |  |  | N | Solar | [13 empty] | 0 | 0 | 0 | 0 | [11 empty] | NB Development LLC | 100 | NB Development LLC | 100 | Non-regulated
FastSun 3 CSG | 63042_G_FS3 | 63042 | G | FS3 |  | Solar PV |  | MIS_MNWI | Minnesota | 27 | Stearns | 145 | 27145 | 1 | 0 | 2019 | 9999 |  |  | N | Solar | [13 empty] | 0 | 0 | 0 | 0 | [11 empty] | FastSun 3 LLC | 100 | Altus Power America Management LLC | 100 | Non-regulated
FastSun 7 CSG | 63043_G_FS7 | 63043 | G | FS7 |  | Solar PV |  | MIS_MNWI | Minnesota | 27 | McLeod | 85 | 27085 | 1 | 0 | 2019 | 9999 |  |  | N | Solar | [13 empty] | 0 | 0 | 0 | 0 | [11 empty] | FastSun 7 LLC | 100 | Altus Power America Management LLC | 100 | Non-regulated
Ryan Road Solar LLC Hybrid(CSG) | 63044_G_BESS | 63044 | G | BESS |  | Energy Storage |  | NENGREST | Massachusetts | 25 | Worcester | 27 | 25027 | 4.3 | 0 | 2021 | 9999 |  |  | N | Energy Storage | [13 empty] | 0 | 0 | 0 | 0 | [11 empty] | AES Distributed Energy | 100 | AES Distributed Energy | 100 | Non-regulated
Ryan Road Solar LLC Hybrid(CSG) | 63044_G_ORCHA | 63044 | G | ORCHA |  | Solar PV |  | NENGREST | Massachusetts | 25 | Worcester | 27 | 25027 | 4.3 | 0 | 2021 | 9999 |  |  | N | Solar | [13 empty] | 0 | 0 | 0 | 0 | [11 empty] | NB Development LLC | 100 | NB Development LLC | 100 | Non-regulated
FastSun 5 CSG | 63045_G_FS5 | 63045 | G | FS5 |  | Solar PV |  | MIS_MNWI | Minnesota | 27 | Winona | 169 | 27169 | 1 | 0 | 2020 | 9999 |  |  | N | Solar | [13 empty] | 0 | 0 | 0 | 0 | [11 empty] | FastSun 5 LLC | 100 | Altus Power America Management LLC | 100 | Non-regulated
FastSun 1 CSG | 63046_G_FS1 | 63046 | G | FS1 |  | Solar PV |  | MIS_MNWI | Minnesota | 27 | Meeker | 93 | 27093 | 1 | 0 | 2019 | 9999 |  |  | N | Solar | [13 empty] | 0 | 0 | 0 | 0 | [11 empty] | FastSun 1 LLC | 100 | Altus Power America Management LLC | 100 | Non-regulated
W. Orange Rd Solar LLC | 63047_G_HEYES | 63047 | G | HEYES |  | Solar PV |  | NENGREST | Massachusetts | 25 | Franklin | 11 | 25011 | 5 | 0 | 2021 | 9999 |  |  | N | Solar | [13 empty] | 0 | 0 | 0 | 0 | [11 empty] | AES Distributed Energy | 100 | AES Distributed Energy | 100 | Non-regulated
Wilbur Woods Solar LLC | 63048_G_DESMO | 63048 | G | DESMO |  | Solar PV |  | NENGREST | Massachusetts | 25 | Franklin | 11 | 25011 | 5 | 0 | 2021 | 9999 |  |  | N | Solar | [13 empty] | 0 | 0 | 0 | 0 | [11 empty] | AES Distributed Energy | 100 | AES Distributed Energy | 100 | Non-regulated
Prineville Solar Energy LLC | 63049_G_GEN1 | 63049 | G | GEN1 |  | Solar PV |  | WECC_PNW | Oregon | 41 | Crook | 13 | 41013 | 46.2 | 0 | 2021 | 9999 |  |  | N | Solar | [13 empty] | 0 | 0 | 0 | 0 | [11 empty] | Prineville Solar Energy LLC | 100 | Invenergy LLC | 100 | Non-regulated
Millican Solar Energy LLC | 63050_G_GEN1 | 63050 | G | GEN1 |  | Solar PV |  | WECC_PNW | Oregon | 41 | Crook | 13 | 41013 | 71.4 | 0 | 2021 | 9999 |  |  | N | Solar | [13 empty] | 0 | 0 | 0 | 0 | [11 empty] | Millican Solar Energy LLC | 100 | Invenergy LLC | 100 | Non-regulated
Hollygrove CSG | 63051_G_32 | 63051 | G | 32 |  | Solar PV |  | NY_Z_B | New York | 36 | Wayne | 117 | 36117 | 2 | 0 | 2018 | 9999 |  |  | N | Solar | [13 empty] | 0 | 0 | 0 | 0 | [11 empty] | Hollygrove Solar LLC | 100 | Mitsui & Co Ltd | 100 | Non-regulated
Guildlerland CSG | 63052_G_106 | 63052 | G | 106 |  | Solar PV |  | NY_Z_F | New York | 36 | Albany | 1 | 36001 | 2 | 0 | 2018 | 9999 |  |  | N | Solar | [13 empty] | 0 | 0 | 0 | 0 | [11 empty] | FFP NY Guilderland Project1 LLC | 100 | Mitsui & Co Ltd | 100 | Non-regulated
Palo Alto Wind Farm | 63053_G_PAWF | 63053 | G | PAWF |  | Onshore Wind |  | MIS_IA | Iowa | 19 | Palo Alto | 147 | 19147 | 250 | 0 | 2020 | 9999 |  |  | N | Wind | [13 empty] | 0 | 0 | 0 | 0 | [11 empty] | Palo Alto Wind Energy LLC | 100 | Invenergy LLC | 100 | Regulated
Palo Alto Wind Farm | 63053_G_PAWF2 | 63053 | G | PAWF2 |  | Onshore Wind |  | MIS_IA | Iowa | 19 | Palo Alto | 147 | 19147 | 90 | 0 | 2020 | 9999 |  |  | N | Wind | [13 empty] | 0 | 0 | 0 | 0 | [11 empty] | MidAmerican Energy Co | 100 | MidAmerican Energy Co | 100 | Regulated
CalCity Solar 1 | 63054_G_CALTR | 63054 | G | CALTR |  | Solar PV |  | WECC_SCE | California | 6 | Kern | 29 | 06029 | 3 | 0 | 2019 | 9999 |  |  | N | Solar | [13 empty] | 0 | 0 | 0 | 0 | [11 empty] | CalCity Solar 1, LLC | 100 | CalCity Solar 1, LLC | 100 | Non-regulated
Howland CSG | 63055_G_26 | 63055 | G | 26 |  | Solar PV |  | NY_Z_C&E | New York | 36 | Oswego | 75 | 36075 | 2 | 0 | 2018 | 9999 |  |  | N | Solar | [13 empty] | 0 | 0 | 0 | 0 | [11 empty] | Howland Solar LLC | 100 | Mitsui & Co Ltd | 100 | Non-regulated
Gifford CSG | 63056_G_131 | 63056 | G | 131 |  | Solar PV |  | NY_Z_F | New York | 36 | Schenectady | 93 | 36093 | 2 | 0 | 2018 | 9999 |  |  | N | Solar | [13 empty] | 0 | 0 | 0 | 0 | [11 empty] | ForeFront Power LLC | 100 | Mitsui & Co Ltd | 100 | Non-regulated
Czub CSG | 63057_G_114 | 63057 | G | 114 |  | Solar PV |  | NY_Z_F | New York | 36 | Rensselaer | 83 | 36083 | 2 | 0 | 2018 | 9999 |  |  | N | Solar | [13 empty] | 0 | 0 | 0 | 0 | [11 empty] | FFP NY Schagticoke Project1 LLC | 100 | Mitsui & Co Ltd | 100 | Non-regulated
Mereand CSG | 63058_G_199 | 63058 | G | 199 |  | Solar PV |  | NY_Z_C&E | New York | 36 | Jefferson | 45 | 36045 | 2 | 0 | 2018 | 9999 |  |  | N | Solar | [13 empty] | 0 | 0 | 0 | 0 | [11 empty] | FFP NY Watertown Project1 LLC | 100 | Mitsui & Co Ltd | 100 | Non-regulated
Aegis CSG | 63059_G_19 | 63059 | G | 19 |  | Solar PV |  | NY_Z_C&E | New York | 36 | Ontario | 69 | 36069 | 2 | 0 | 2018 | 9999 |  |  | N | Solar | [13 empty] | 0 | 0 | 0 | 0 | [11 empty] | Aegis Solar LLC | 100 | Mitsui & Co Ltd | 100 | Non-regulated
Pearl CSG | 63060_G_28 | 63060 | G | 28 |  | Solar PV |  | NY_Z_B | New York | 36 | Genesee | 37 | 36037 | 2 | 0 | 2018 | 9999 |  |  | N | Solar | [13 empty] | 0 | 0 | 0 | 0 | [11 empty] | Pearl Solar I LLC | 100 | Mitsui & Co Ltd | 100 | Non-regulated
Pearl CSG | 63060_G_29 | 63060 | G | 29 |  | Solar PV |  | NY_Z_B | New York | 36 | Genesee | 37 | 36037 | 2 | 0 | 2018 | 9999 |  |  | N | Solar | [13 empty] | 0 | 0 | 0 | 0 | [11 empty] | Pearl Solar II LLC | 100 | Mitsui & Co Ltd | 100 | Non-regulated
Clover Creek Solar Community Solar | 63061_G_CLVR | 63061 | G | CLVR |  | Solar PV |  | WECC_UT | Utah | 49 | Juab | 23 | 49023 | 80 | 0 | 2021 | 9999 |  |  | N | Solar | [13 empty] | 0 | 0 | 0 | 0 | [11 empty] | AES Distributed Energy | 100 | AES Distributed Energy | 100 | Non-regulated
Fort Valley State University Solar | 63062_G_1 | 63062 | G | 1 |  | Solar PV |  | S_SOU | Georgia | 13 | Peach | 225 | 13225 | 10.8 | 0 | 2022 | 9999 |  |  | N | Solar | [13 empty] | 0 | 0 | 0 | 0 | [11 empty] | Georgia Power Co | 100 | Southern Co | 100 | Regulated
Duke Energy CHP at Clemson University | 63063_G_GT01 | 63063 | G | GT01 |  | Combustion Turbine |  | S_VACA | South Carolina | 45 | Pickens | 77 | 45077 | 12.5 | 12369 | 2019 | 9999 |  |  | N | Natural Gas | [13 empty] | 0.011 | 0.011 | 0.011 | 0.011 | [11 empty] | Duke Energy Carolinas | 100 | Duke Energy Corp | 100 | Regulated
Asheville-Rock Hill Battery | 63064_G_ES1 | 63064 | G | ES1 |  | Energy Storage |  | S_VACA | North Carolina | 37 | Buncombe | 21 | 37021 | 8.8 | 0 | 2020 | 9999 |  |  | N | Energy Storage | [13 empty] | 0 | 0 | 0 | 0 | [11 empty] | Duke Energy Carolinas | 100 | Duke Energy Corp | 100 | Regulated
SCCCD - Fresno Community College | 63068_G_231 | 63068 | G | 231 |  | Solar PV |  | WEC_CALN | California | 6 | Fresno | 19 | 06019 | 2.2 | 0 | 2018 | 9999 |  |  | N | Solar | [13 empty] | 0 | 0 | 0 | 0 | [11 empty] | FFP Fund I Lessee1 LLC | 100 | Mitsui & Co Ltd | 100 | Non-regulated
Harmony Road Solar | 63069_G_1823 | 63069 | G | 1823 |  | Solar PV |  | PJM_COMD | Illinois | 17 | McHenry | 111 | 17111 | 1.9 | 0 | 2020 | 9999 |  |  | N | Solar | [13 empty] | 0 | 0 | 0 | 0 | [11 empty] | Forefront Power, LLC | 100 | Forefront Power, LLC | 100 | Non-regulated
Square Barn Solar | 63070_G_1820 | 63070 | G | 1820 |  | Solar PV |  | PJM_COMD | Illinois | 17 | McHenry | 111 | 17111 | 1.5 | 0 | 2020 | 9999 |  |  | N | Solar | [13 empty] | 0 | 0 | 0 | 0 | [11 empty] | Forefront Power, LLC | 100 | Forefront Power, LLC | 100 | Non-regulated
Reed Road Solar | 63071_G_1822 | 63071 | G | 1822 |  | Solar PV |  | PJM_COMD | Illinois | 17 | McHenry | 111 | 17111 | 1.3 | 0 | 2020 | 9999 |  |  | N | Solar | [13 empty] | 0 | 0 | 0 | 0 | [11 empty] | Forefront Power, LLC | 100 | Forefront Power, LLC | 100 | Non-regulated
Kingsville CSG | 63072_G_18 | 63072 | G | 18 |  | Solar PV |  | PJM_SMAC | Maryland | 24 | Baltimore | 5 | 24005 | 2 | 0 | 2019 | 9999 |  |  | N | Solar | [13 empty] | 0 | 0 | 0 | 0 | [11 empty] | ForeFront Power LLC | 100 | Mitsui & Co Ltd | 100 | Non-regulated
Mooseheart School Solar | 63073_G_1817 | 63073 | G | 1817 |  | Solar PV |  | PJM_COMD | Illinois | 17 | Kane | 89 | 17089 | 2 | 0 | 2020 | 9999 |  |  | N | Solar | [13 empty] | 0 | 0 | 0 | 0 | [11 empty] | Forefront Power, LLC | 100 | Forefront Power, LLC | 100 | Non-regulated
Reedley Community College Solar | 63074_G_234 | 63074 | G | 234 |  | Solar PV |  | WEC_CALN | California | 6 | Fresno | 19 | 06019 | 2.6 | 0 | 2018 | 9999 |  |  | N | Solar | [13 empty] | 0 | 0 | 0 | 0 | [11 empty] | FFP Fund I Lessee1 LLC | 100 | Mitsui & Co Ltd | 100 | Non-regulated
Upper Marlboro 1 CSG | 63075_G_20 | 63075 | G | 20 |  | Solar PV |  | PJM_SMAC | Maryland | 24 | Prince Georges | 33 | 24033 | 2 | 0 | 2019 | 9999 |  |  | N | Solar | [13 empty] | 0 | 0 | 0 | 0 | [11 empty] | ForeFront Power LLC | 100 | Mitsui & Co Ltd | 100 | Non-regulated
Gutenberg Solar | 63076_G_GUTN | 63076 | G | GUTN |  | Solar PV |  | PJM_Dom | North Carolina | 37 | Northampton | 131 | 37131 | 79.9 | 0 | 2019 | 9999 |  |  | N | Solar | [13 empty] | 0 | 0 | 0 | 0 | [11 empty] | Dominion Energy Inc. | 100 | Dominion Energy Inc. | 100 | Regulated
Twittys Creek Solar, LLC | 63077_G_VATC | 63077 | G | VATC |  | Solar PV |  | PJM_Dom | Virginia | 51 | Charlotte | 37 | 51037 | 13.8 | 0 | 2020 | 9999 |  |  | N | Solar | [13 empty] | 0 | 0 | 0 | 0 | [11 empty] | Alchemy Renewable Energy | 100 | Alchemy Renewable Energy | 100 | Non-regulated
Eagle Creek | 63078_G_EGCRK | 63078 | G | EGCRK |  | Solar PV |  | WECC_SCE | California | 6 | Kern | 29 | 06029 | 3 | 0 | 2019 | 9999 |  |  | N | Solar | [13 empty] | 0 | 0 | 0 | 0 | [11 empty] | Apex Eagle Creek, LLC | 100 | Apex Eagle Creek, LLC | 100 | Non-regulated
Bethlehem Solar | 63079_G_157 | 63079 | G | 157 |  | Solar PV |  | NY_Z_F | New York | 36 | Albany | 1 | 36001 | 1.7 | 0 | 2019 | 9999 |  |  | N | Solar | [13 empty] | 0 | 0 | 0 | 0 | [11 empty] | FFP NY Bethlehem Project1 LLC | 100 | Mitsui & Co Ltd | 100 | Non-regulated
Harry Allen Solar Energy LLC | 63080_G_GEN1 | 63080 | G | GEN1 |  | Solar PV |  | WECC_SNV | Nevada | 32 | Clark | 3 | 32003 | 100 | 0 | 2021 | 9999 |  |  | N | Solar | [13 empty] | 0 | 0 | 0 | 0 | [11 empty] | Harry Allen Solar Energy LLC | 100 | Invenergy LLC | 100 | Non-regulated
San Miguel I Solar Energy Center | 63081_G_SMI | 63081 | G | SMI |  | Solar PV |  | WECC_NM | New Mexico | 35 | San Miguel | 47 | 35047 | 10 | 0 | 2019 | 9999 |  |  | N | Solar | [13 empty] | 0 | 0 | 0 | 0 | [11 empty] | Public Service Co of New Mexico | 100 | PNM Resources Inc | 100 | Regulated
San Miguel II Solar Energy Center | 63082_G_SMII | 63082 | G | SMII |  | Solar PV |  | WECC_NM | New Mexico | 35 | San Miguel | 47 | 35047 | 10 | 0 | 2019 | 9999 |  |  | N | Solar | [13 empty] | 0 | 0 | 0 | 0 | [11 empty] | Public Service Co of New Mexico | 100 | PNM Resources Inc | 100 | Regulated
Caden Energix Pamplin LLC | 63083_G_ENX04 | 63083 | G | ENX04 |  | Solar PV |  | PJM_Dom | Virginia | 51 | Appomattox | 11 | 51011 | 15.7 | 0 | 2020 | 9999 |  |  | N | Solar | [13 empty] | 0 | 0 | 0 | 0 | [11 empty] | Caden Energix Pamplin LLC | 100 | Caden Energix Pamplin LLC | 100 | Non-regulated
Caden Energix Hickory LLC | 63084_G_ENX02 | 63084 | G | ENX02 |  | Solar PV |  | PJM_Dom | Virginia | 51 | Chesapeake City | 550 | 51550 | 20 | 0 | 2020 | 9999 |  |  | N | Solar | [13 empty] | 0 | 0 | 0 | 0 | [11 empty] | Caden Energix Hickory LLC | 100 | Caden Energix Hickory LLC | 100 | Non-regulated
Caden Energix Hickory LLC | 63084_G_ENX03 | 63084 | G | ENX03 |  | Solar PV |  | PJM_Dom | Virginia | 51 | Chesapeake City | 550 | 51550 | 12 | 0 | 2020 | 9999 |  |  | N | Solar | [13 empty] | 0 | 0 | 0 | 0 | [11 empty] | Caden Energix Hickory LLC | 100 | Caden Energix Hickory LLC | 100 | Non-regulated
White CSG | 63085_G_15124 | 63085 | G | 15124 |  | Solar PV |  | PJM_SMAC | Maryland | 24 | Baltimore | 5 | 24005 | 2 | 0 | 2020 | 9999 |  |  | N | Solar | [13 empty] | 0 | 0 | 0 | 0 | [11 empty] | FFP Fund II Partnership2 LLC | 100 | Mitsui & Co Ltd | 100 | Non-regulated
Frog Hollow CSG | 63086_G_1731 | 63086 | G | 1731 |  | Solar PV |  | NY_Z_G-I | New York | 36 | Ulster | 111 | 36111 | 2 | 0 | 2019 | 9999 |  |  | N | Solar | [13 empty] | 0 | 0 | 0 | 0 | [11 empty] | FFP NY Community Solar II LLC | 100 | Mitsui & Co Ltd | 100 | Non-regulated
Caden Energix Rives Road LLC | 63087_G_ENX01 | 63087 | G | ENX01 |  | Solar PV |  | PJM_Dom | Virginia | 51 | Prince George | 149 | 51149 | 19.7 | 0 | 2020 | 9999 |  |  | N | Solar | [13 empty] | 0 | 0 | 0 | 0 | [11 empty] | Caden Energix Rives Road LLC | 100 | Caden Energix Rives Road LLC | 100 | Non-regulated
Rooney Ranch | 63088_G_ROONR | 63088 | G | ROONR |  | Onshore Wind |  | WEC_CALN | California | 6 | Alameda | 1 | 06001 | 21 | 0 | 2025 | 9999 |  |  | N | Wind | [13 empty] | 0 | 0 | 0 | 0 | [11 empty] | Viracocha Wind LLC | 100 | Viracocha Wind LLC | 100 | Non-regulated
Gibbons CSG | 63089_G_15122 | 63089 | G | 15122 |  | Solar PV |  | PJM_EMAC | Maryland | 24 | Worcester | 47 | 24047 | 2 | 0 | 2019 | 9999 |  |  | N | Solar | [13 empty] | 0 | 0 | 0 | 0 | [11 empty] | FFP Fund II Partnership2 LLC | 100 | Mitsui & Co Ltd | 100 | Non-regulated
Athens - Coopers Corner BESS | 63090_G_COOPR | 63090 | G | COOPR |  | Energy Storage |  | MIS_MNWI | Minnesota | 27 | Isanti | 59 | 27059 | 3 | 0 | 2018 | 9999 |  |  | N | Energy Storage | [13 empty] | 0 | 0 | 0 | 0 | [11 empty] | Gopher Energy Storage LLC | 100 | Gopher Energy Storage LLC | 100 | Non-regulated
UC Santa Cruz Solar | 63091_G_18027 | 63091 | G | 18027 |  | Energy Storage |  | WEC_CALN | California | 6 | Santa Cruz | 87 | 06087 | 1 | 0 | 2022 | 9999 |  |  | N | Energy Storage | [11 empty] | 0 |  | 0 | 0 | 0 | 0 | [11 empty] | Forefront Power, LLC | 100 | Forefront Power, LLC | 100 | Non-regulated
UC Santa Cruz Solar | 63091_G_246 | 63091 | G | 246 |  | Solar PV |  | WEC_CALN | California | 6 | Santa Cruz | 87 | 06087 | 1.8 | 0 | 2021 | 9999 |  |  | N | Solar | [13 empty] | 0 | 0 | 0 | 0 | [11 empty] | ForeFront Power LLC | 100 | Mitsui & Co Ltd | 100 | Non-regulated
Riverview Solar | 63092_G_RIVER | 63092 | G | RIVER |  | Solar PV |  | WECC_CO | Colorado | 8 | Logan | 75 | 08075 | 1.5 | 0 | 2019 | 9999 |  |  | N | Solar | [13 empty] | 0 | 0 | 0 | 0 | [11 empty] | Highline Services LLC | 100 | Highline Services LLC | 100 | Regulated
Vineyard Wind 1 | 63093_G_VW01 | 63093 | G | VW01 |  | Offshore Wind |  | NENGREST | Massachusetts | 25 | Dukes | 7 | 25007 | 800 | 0 | 2024 | 9999 |  |  | N | Wind | [13 empty] | 0 | 0 | 0 | 0 | [11 empty] | Vineyard Wind 1 LLC | 100 | Vineyard Wind 1 LLC | 100 | Non-regulated
Tajiguas Resource Recovery Project | 63094_G_SBAD1 | 63094 | G | SBAD1 |  | Non-Fossil Waste |  | WECC_SCE | California | 6 | Santa Barbara | 83 | 06083 | 1.1 | 11084 | 2022 | 9999 |  |  | Y | Non-Fossil Waste | [13 empty] | 0 | 0 | 0 | 0 | [11 empty] | MSB Investors LLC | 100 | MSB Investors LLC | 100 | Non-regulated
Tajiguas Resource Recovery Project | 63094_G_SBAD2 | 63094 | G | SBAD2 |  | Non-Fossil Waste |  | WECC_SCE | California | 6 | Santa Barbara | 83 | 06083 | 1.1 | 11084 | 2022 | 9999 |  |  | Y | Non-Fossil Waste | [13 empty] | 0 | 0 | 0 | 0 | [11 empty] | MSB Investors LLC | 100 | MSB Investors LLC | 100 | Non-regulated
Horseshoe Solar Energy | 63096_G_GEN1 | 63096 | G | GEN1 |  | Solar PV |  | NY_Z_B | New York | 36 | Livingston | 51 | 36051 | 180 | 0 | 2025 | 9999 |  |  | N | Solar | [13 empty] | 0 | 0 | 0 | 0 | [11 empty] | Invenergy Solar Development LLC | 100 | Invenergy LLC | 100 | Non-regulated
Prairie Hill Wind Project | 63100_G_WTG | 63100 | G | WTG |  | Onshore Wind |  | ERC_REST | Texas | 48 | Limestone | 293 | 48293 | 300 | 0 | 2020 | 9999 |  |  | N | Wind | [13 empty] | 0 | 0 | 0 | 0 | [11 empty] | Prairie Hill Wind Project, LLC | 100 | Prairie Hill Wind Project, LLC | 100 | Non-regulated
Las Lomas Wind Project | 63101_G_WTG | 63101 | G | WTG |  | Onshore Wind |  | ERC_REST | Texas | 48 | Zapata | 505 | 48505 | 201.6 | 0 | 2020 | 9999 |  |  | N | Wind | [13 empty] | 0 | 0 | 0 | 0 | [11 empty] | Las Lomas Wind Project, LLC | 100 | Las Lomas Wind Project, LLC | 100 | Non-regulated
Dakota Range III Wind Project | 63102_G_WTG | 63102 | G | WTG |  | Onshore Wind |  | MIS_MAPP | South Dakota | 46 | Grant | 51 | 46051 | 153.6 | 0 | 2021 | 9999 |  |  | N | Wind | [13 empty] | 0 | 0 | 0 | 0 | [11 empty] | Dakota Range III, LLC | 100 | Dakota Range III, LLC | 100 | Non-regulated
Triple H Wind Project | 63103_G_WTG | 63103 | G | WTG |  | Onshore Wind |  | SPP_WAUE | South Dakota | 46 | Hyde | 69 | 46069 | 250.2 | 0 | 2020 | 9999 |  |  | N | Wind | [13 empty] | 0 | 0 | 0 | 0 | [11 empty] | Triple H Wind Project, LLC | 100 | Triple H Wind Project, LLC | 100 | Non-regulated
King Plains Wind Project | 63104_G_WTG | 63104 | G | WTG |  | Onshore Wind |  | SPP_WEST | Oklahoma | 40 | Garfield | 47 | 40047 | 248.2 | 0 | 2020 | 9999 |  |  | N | Wind | [13 empty] | 0 | 0 | 0 | 0 | [11 empty] | King Plains Wind Project, LLC | 100 | King Plains Wind Project, LLC | 100 | Non-regulated
Two Creeks Solar | 63105_G_1 | 63105 | G | 1 |  | Solar PV |  | MIS_WUMS | Wisconsin | 55 | Manitowoc | 71 | 55071 | 150 | 0 | 2020 | 9999 |  |  | N | Solar | [13 empty] | 0 | 0 | 0 | 0 | [11 empty] | NextEra Energy Inc | 100 | NextEra Energy Inc | 100 | Regulated
Dover CSG | 63106_G_21 | 63106 | G | 21 |  | Solar PV |  | NY_Z_G-I | New York | 36 | Dutchess | 27 | 36027 | 2 | 0 | 2019 | 9999 |  |  | N | Solar | [13 empty] | 0 | 0 | 0 | 0 | [11 empty] | FFP NY Community Solar II LLC | 100 | Mitsui & Co Ltd | 100 | Non-regulated
Howell CSG | 63107_G_1725 | 63107 | G | 1725 |  | Solar PV |  | NY_Z_G-I | New York | 36 | Orange | 71 | 36071 | 2 | 0 | 2020 | 9999 |  |  | N | Solar | [13 empty] | 0 | 0 | 0 | 0 | [11 empty] | FFP Fund II Partnership2 LLC | 100 | Mitsui & Co Ltd | 100 | Non-regulated
Strauss CSG | 63108_G_30 | 63108 | G | 30 |  | Solar PV |  | NY_Z_C&E | New York | 36 | Seneca | 99 | 36099 | 2 | 0 | 2019 | 9999 |  |  | N | Solar | [13 empty] | 0 | 0 | 0 | 0 | [11 empty] | Nautilus Solar Solutions | 100 | Nautilus Solar Solutions | 100 | Non-regulated
Discovery Solar Center | 63109_G_1 | 63109 | G | 1 |  | Solar PV |  | FRCC | Florida | 12 | Brevard | 9 | 12009 | 74.5 | 0 | 2021 | 9999 |  |  | N | Solar | [13 empty] | 0 | 0 | 0 | 0 | [11 empty] | Florida Power & Light Co | 100 | Florida Power & Light Co | 100 | Regulated
Sabal Palm Solar Center | 63110_G_1 | 63110 | G | 1 |  | Solar PV |  | FRCC | Florida | 12 | Palm Beach | 99 | 12099 | 74.5 | 0 | 2021 | 9999 |  |  | N | Solar | [13 empty] | 0 | 0 | 0 | 0 | [11 empty] | Florida Power & Light Co | 100 | Florida Power & Light Co | 100 | Regulated
Ellsworth I CSG | 63112_G_22 | 63112 | G | 22 |  | Solar PV |  | NY_Z_F | New York | 36 | Saratoga | 91 | 36091 | 2 | 0 | 2019 | 9999 |  |  | N | Solar | [13 empty] | 0 | 0 | 0 | 0 | [11 empty] | FFP NY Community Solar II LLC | 100 | Mitsui & Co Ltd | 100 | Non-regulated
Southern Bighorn Solar Hybrid | 63113_G_BESS | 63113 | G | BESS |  | Energy Storage |  | WECC_SNV | Nevada | 32 | Clark | 3 | 32003 | 135 | 0 | 2024 | 9999 |  |  | N | Energy Storage | [13 empty] | 0 | 0 | 0 | 0 | [11 empty] | 300MS 8me LLC | 100 | 300MS 8me LLC | 100 | Non-regulated
Southern Bighorn Solar Hybrid | 63113_G_SBS | 63113 | G | SBS |  | Solar PV |  | WECC_SNV | Nevada | 32 | Clark | 3 | 32003 | 300 | 0 | 2025 | 9999 |  |  | N | Solar | [13 empty] | 0 | 0 | 0 | 0 | [11 empty] | 300MS 8me LLC | 100 | 300MS 8me LLC | 100 | Non-regulated
Mohave County Wind Farm | 63114_G_MCWF | 63114 | G | MCWF |  | Onshore Wind |  | WECC_AZ | Arizona | 4 | Mohave | 15 | 04015 | 350 | 0 | 2020 | 9999 |  |  | N | Wind | [13 empty] | 0 | 0 | 0 | 0 | [11 empty] | Mohave County Wind Farm | 100 | Mohave County Wind Farm | 100 | Non-regulated
Dakota Community Solar One LLC CSG | 63116_G_52838 | 63116 | G | 52838 |  | Solar PV |  | MIS_MNWI | Minnesota | 27 | Dakota | 37 | 27037 | 1 | 0 | 2019 | 9999 |  |  | N | Solar | [13 empty] | 0 | 0 | 0 | 0 | [11 empty] | Madison Energy Holdings LLC | 100 | Madison Energy Holdings LLC | 100 | Non-regulated
Douglas Todd Community Solar One LLC CSG | 63117_G_52834 | 63117 | G | 52834 |  | Solar PV |  | MIS_MNWI | Minnesota | 27 | Douglas | 41 | 27041 | 1 | 0 | 2019 | 9999 |  |  | N | Solar | [13 empty] | 0 | 0 | 0 | 0 | [11 empty] | Madison Energy Holdings LLC | 100 | Madison Energy Holdings LLC | 100 | Non-regulated
Meeker Community Solar One LLC CSG | 63118_G_52824 | 63118 | G | 52824 |  | Solar PV |  | MIS_MNWI | Minnesota | 27 | Meeker | 93 | 27093 | 1 | 0 | 2019 | 9999 |  |  | N | Solar | [13 empty] | 0 | 0 | 0 | 0 | [11 empty] | Madison Energy Holdings LLC | 100 | Madison Energy Holdings LLC | 100 | Non-regulated
McLeod Community Solar One LLC CSG | 63119_G_52832 | 63119 | G | 52832 |  | Solar PV |  | MIS_MNWI | Minnesota | 27 | McLeod | 85 | 27085 | 1 | 0 | 2019 | 9999 |  |  | N | Solar | [13 empty] | 0 | 0 | 0 | 0 | [11 empty] | Madison Energy Holdings LLC | 100 | Madison Energy Holdings LLC | 100 | Non-regulated
Nicollet Community Solar One LLC | 63120_G_52828 | 63120 | G | 52828 |  | Solar PV |  | MIS_MNWI | Minnesota | 27 | Nicollet | 103 | 27103 | 1 | 0 | 2020 | 9999 |  |  | N | Solar | [13 empty] | 0 | 0 | 0 | 0 | [11 empty] | Madison Energy Holdings LLC | 100 | Madison Energy Holdings LLC | 100 | Non-regulated
Stearns Community Solar One LLC CSG | 63121_G_52825 | 63121 | G | 52825 |  | Solar PV |  | MIS_MNWI | Minnesota | 27 | Stearns | 145 | 27145 | 1 | 0 | 2019 | 9999 |  |  | N | Solar | [13 empty] | 0 | 0 | 0 | 0 | [11 empty] | Madison Energy Holdings LLC | 100 | Madison Energy Holdings LLC | 100 | Non-regulated
Sherburne Community Solar One LLC CSG | 63122_G_52814 | 63122 | G | 52814 |  | Solar PV |  | MIS_MNWI | Minnesota | 27 | Sherburne | 141 | 27141 | 1 | 0 | 2019 | 9999 |  |  | N | Solar | [13 empty] | 0 | 0 | 0 | 0 | [11 empty] | Madison Energy Holdings LLC | 100 | Madison Energy Holdings LLC | 100 | Non-regulated
Syncarpha Taos | 63123_G_SYNTA | 63123 | G | SYNTA |  | Solar PV |  | WECC_NM | New Mexico | 35 | Taos | 55 | 35055 | 3.1 | 0 | 2020 | 9999 |  |  | N | Solar | [13 empty] | 0 | 0 | 0 | 0 | [11 empty] | Syncarpha Taos I, LLC | 100 | Syncarpha Taos I, LLC | 100 | Non-regulated
Syncarpha El Rito | 63124_G_SYNEL | 63124 | G | SYNEL |  | Solar PV |  | WECC_NM | New Mexico | 35 | Rio Arriba | 39 | 35039 | 1.6 | 0 | 2019 | 9999 |  |  | N | Solar | [13 empty] | 0 | 0 | 0 | 0 | [11 empty] | Syncarpha El Rito I LLC | 100 | Syncarpha El Rito I LLC | 100 | Non-regulated
Syncarpha Questa | 63125_G_SYNQU | 63125 | G | SYNQU |  | Solar PV |  | WECC_NM | New Mexico | 35 | Taos | 55 | 35055 | 1.6 | 0 | 2020 | 9999 |  |  | N | Solar | [13 empty] | 0 | 0 | 0 | 0 | [11 empty] | Syncarpha Questa I LLC | 100 | Syncarpha Questa I LLC | 100 | Non-regulated
Sand Hill A | 63126_G_SNDHA | 63126 | G | SNDHA |  | Onshore Wind |  | WEC_CALN | California | 6 | Alameda | 1 | 06001 | 13.5 | 0 | 2025 | 9999 |  |  | N | Wind | [13 empty] | 0 | 0 | 0 | 0 | [11 empty] | Viracocha Wind LLC | 100 | Viracocha Wind LLC | 100 | Non-regulated
Drew Solar LLC | 63127_G_DS | 63127 | G | DS |  | Solar PV |  | WECC_IID | California | 6 | Imperial | 25 | 06025 | 100 | 0 | 2022 | 9999 |  |  | N | Solar | [13 empty] | 0 | 0 | 0 | 0 | [11 empty] | Drew Solar LLC | 100 | Drew Solar LLC | 100 | Non-regulated
Iris Solar LLC | 63128_G_ISLLC | 63128 | G | ISLLC |  | Solar PV |  | MIS_AMSO | Louisiana | 22 | Washington | 117 | 22117 | 50 | 0 | 2022 | 9999 |  |  | N | Solar | [13 empty] | 0 | 0 | 0 | 0 | [11 empty] | Iris Solar LLC | 100 | Iris Solar LLC | 100 | Non-regulated
Allis Medina Solar LLC CSG | 63129_G_ALLIS | 63129 | G | ALLIS |  | Solar PV |  | NY_Z_B | New York | 36 | Orleans | 73 | 36073 | 5 | 0 | 2020 | 9999 |  |  | N | Solar | [13 empty] | 0 | 0 | 0 | 0 | [11 empty] | Allis Medina Solar LLC | 100 | AES Corp (The) | 100 | Non-regulated
Beals Medina Solar LLC CSG | 63130_G_BEALS | 63130 | G | BEALS |  | Solar PV |  | NY_Z_B | New York | 36 | Orleans | 73 | 36073 | 3.5 | 0 | 2020 | 9999 |  |  | N | Solar | [13 empty] | 0 | 0 | 0 | 0 | [11 empty] | AES Distributed Energy Inc | 100 | AES Corp (The) | 100 | Non-regulated
West Street Solar 1 LLC | 63131_G_GRDNR | 63131 | G | GRDNR |  | Solar PV |  | NENGREST | Massachusetts | 25 | Worcester | 27 | 25027 | 5 | 0 | 2019 | 9999 |  |  | N | Solar | [13 empty] | 0 | 0 | 0 | 0 | [11 empty] | AES Distributed Energy Inc | 100 | AES Corp (The) | 100 | Non-regulated
Weaver Wind | 63132_G_WEAVR | 63132 | G | WEAVR |  | Onshore Wind |  | NENG_ME | Maine | 23 | Hancock | 9 | 23009 | 72.6 | 0 | 2020 | 9999 |  |  | N | Wind | [13 empty] | 0 | 0 | 0 | 0 | [11 empty] | Longroad Energy Services LLC | 100 | Longroad Energy Services LLC | 100 | Non-regulated
Roundhouse Wind Energy Project | 63133_G_82059 | 63133 | G | 82059 |  | Onshore Wind |  | WECC_WY | Wyoming | 56 | Laramie | 21 | 56021 | 124 | 0 | 2020 | 9999 |  |  | N | Wind | [13 empty] | 0 | 0 | 0 | 0 | [11 empty] | Roundhouse Renewable Energy LLC | 100 | NextEra Energy Inc | 100 | Non-regulated
Roundhouse Wind Energy Project | 63133_G_82060 | 63133 | G | 82060 |  | Onshore Wind |  | WECC_WY | Wyoming | 56 | Laramie | 21 | 56021 | 79 | 0 | 2020 | 9999 |  |  | N | Wind | [13 empty] | 0 | 0 | 0 | 0 | [11 empty] | Roundhouse Renewable Energy LLC | 100 | NextEra Energy Inc | 100 | Non-regulated
Roundhouse Wind Energy Project | 63133_G_82061 | 63133 | G | 82061 |  | Onshore Wind |  | WECC_WY | Wyoming | 56 | Laramie | 21 | 56021 | 23 | 0 | 2020 | 9999 |  |  | N | Wind | [13 empty] | 0 | 0 | 0 | 0 | [11 empty] | Roundhouse Renewable Energy LLC | 100 | NextEra Energy Inc | 100 | Non-regulated
Hopkins Hill CSG | 63136_G_HH1 | 63136 | G | HH1 |  | Solar PV |  | NENGREST | Rhode Island | 44 | Kent | 3 | 44003 | 3.3 | 0 | 2020 | 9999 |  |  | N | Solar | [13 empty] | 0 | 0 | 0 | 0 | [11 empty] | TPE Hopkins Solar Holdings 1 LLC | 100 | Tpe Hopkins Solar Holdings 1 LLC | 100 | Non-regulated
Hopkins Hill CSG | 63136_G_HH2 | 63136 | G | HH2 |  | Solar PV |  | NENGREST | Rhode Island | 44 | Kent | 3 | 44003 | 3.3 | 0 | 2020 | 9999 |  |  | N | Solar | [13 empty] | 0 | 0 | 0 | 0 | [11 empty] | TPE Hopkins Solar Holdings 1 LLC | 100 | Tpe Hopkins Solar Holdings 1 LLC | 100 | Non-regulated
Tippecanoe Solar Power Plant | 63137_G_PV1 | 63137 | G | PV1 |  | Solar PV |  | MIS_INKY | Indiana | 18 | Tippecanoe | 157 | 18157 | 1.6 | 0 | 2019 | 9999 |  |  | N | Solar | [13 empty] | 0 | 0 | 0 | 0 | [11 empty] | Duke Energy Indiana | 100 | Duke Energy Corp | 100 | Regulated
USS Haven Solar LLC CSG | 63138_G_USHAV | 63138 | G | USHAV |  | Solar PV |  | MIS_MNWI | Minnesota | 27 | Sherburne | 141 | 27141 | 1 | 0 | 2019 | 9999 |  |  | N | Solar | [13 empty] | 0 | 0 | 0 | 0 | [11 empty] | US Solar DG Development LLC | 100 | US Solar DG Development LLC | 100 | Non-regulated
USS White Cloud LLC CSG | 63139_G_USSWC | 63139 | G | USSWC |  | Solar PV |  | MIS_MNWI | Minnesota | 27 | Sherburne | 141 | 27141 | 1 | 0 | 2019 | 9999 |  |  | N | Solar | [13 empty] | 0 | 0 | 0 | 0 | [11 empty] | USS White Cloud Solar LLC | 100 | US Solar DG Development LLC | 100 | Non-regulated
USS Westeros Solar LLC CSG | 63140_G_USSWS | 63140 | G | USSWS |  | Solar PV |  | MIS_MNWI | Minnesota | 27 | Carver | 19 | 27019 | 1 | 0 | 2020 | 9999 |  |  | N | Solar | [13 empty] | 0 | 0 | 0 | 0 | [11 empty] | US Solar DG Development LLC | 100 | US Solar DG Development LLC | 100 | Non-regulated
USS Sunrise Solar LLC CSG | 63141_G_SNRSE | 63141 | G | SNRSE |  | Solar PV |  | MIS_MNWI | Minnesota | 27 | Chisago | 25 | 27025 | 1 | 0 | 2020 | 9999 |  |  | N | Solar | [13 empty] | 0 | 0 | 0 | 0 | [11 empty] | US Solar DG Development LLC | 100 | US Solar DG Development LLC | 100 | Non-regulated
USS Milkweed Solar LLC CSG | 63142_G_MLKWD | 63142 | G | MLKWD |  | Solar PV |  | MIS_MNWI | Minnesota | 27 | Stearns | 145 | 27145 | 1 | 0 | 2020 | 9999 |  |  | N | Solar | [13 empty] | 0 | 0 | 0 | 0 | [11 empty] | US Solar DG Development LLC | 100 | US Solar DG Development LLC | 100 | Non-regulated
USS Greenhouse Solar LLC CSG | 63143_G_GRHSE | 63143 | G | GRHSE |  | Solar PV |  | MIS_MNWI | Minnesota | 27 | Goodhue | 49 | 27049 | 1 | 0 | 2020 | 9999 |  |  | N | Solar | [13 empty] | 0 | 0 | 0 | 0 | [11 empty] | US Solar DG Development LLC | 100 | US Solar DG Development LLC | 100 | Non-regulated
USS Mayhew Solar LLC CSG | 63144_G_MAYHW | 63144 | G | MAYHW |  | Solar PV |  | MIS_MNWI | Minnesota | 27 | Benton | 9 | 27009 | 1 | 0 | 2020 | 9999 |  |  | N | Solar | [13 empty] | 0 | 0 | 0 | 0 | [11 empty] | US Solar DG Development LLC | 100 | US Solar DG Development LLC | 100 | Non-regulated
USS Cheyenne Solar LLC CSG | 63145_G_CHYNE | 63145 | G | CHYNE |  | Solar PV |  | MIS_MNWI | Minnesota | 27 | Chisago | 25 | 27025 | 1 | 0 | 2020 | 9999 |  |  | N | Solar | [13 empty] | 0 | 0 | 0 | 0 | [11 empty] | US Solar DG Development LLC | 100 | US Solar DG Development LLC | 100 | Non-regulated
USS Midtown Solar LLC CSG | 63146_G_MDTWN | 63146 | G | MDTWN |  | Solar PV |  | MIS_MNWI | Minnesota | 27 | Stearns | 145 | 27145 | 1 | 0 | 2020 | 9999 |  |  | N | Solar | [13 empty] | 0 | 0 | 0 | 0 | [11 empty] | US Solar DG Development LLC | 100 | US Solar DG Development LLC | 100 | Non-regulated
USS Monarch Solar LLC CSG | 63147_G_MNRCH | 63147 | G | MNRCH |  | Solar PV |  | MIS_MNWI | Minnesota | 27 | Pope | 121 | 27121 | 1 | 0 | 2020 | 9999 |  |  | N | Solar | [13 empty] | 0 | 0 | 0 | 0 | [11 empty] | US Solar DG Development LLC | 100 | US Solar DG Development LLC | 100 | Non-regulated
USS Turkey Solar LLC CSG | 63148_G_TURKY | 63148 | G | TURKY |  | Solar PV |  | MIS_MNWI | Minnesota | 27 | Meeker | 93 | 27093 | 1 | 0 | 2020 | 9999 |  |  | N | Solar | [13 empty] | 0 | 0 | 0 | 0 | [11 empty] | US Solar DG Development LLC | 100 | US Solar DG Development LLC | 100 | Non-regulated
Franklin Solar | 63149_G_FRANK | 63149 | G | FRANK |  | Solar PV |  | PJM_EMAC | New Jersey | 34 | Warren | 41 | 34041 | 8.8 | 0 | 2020 | 9999 |  |  | N | Solar | [13 empty] | 0 | 0 | 0 | 0 | [11 empty] | NJR Clean Energy Ventures Corp | 100 | New Jersey Resources Corp | 100 | Non-regulated
Pohatcong Solar Farm | 63150_G_POHAT | 63150 | G | POHAT |  | Solar PV |  | PJM_EMAC | New Jersey | 34 | Warren | 41 | 34041 | 8 | 0 | 2020 | 9999 |  |  | N | Solar | [13 empty] | 0 | 0 | 0 | 0 | [11 empty] | Pohatcong Solar Farm LLC | 100 | Eai Investments LLC | 100 | Non-regulated
USS Solar Sources LLC CSG | 63151_G_SOURC | 63151 | G | SOURC |  | Solar PV |  | MIS_MNWI | Minnesota | 27 | Washington | 163 | 27163 | 1 | 0 | 2020 | 9999 |  |  | N | Solar | [13 empty] | 0 | 0 | 0 | 0 | [11 empty] | US Solar DG Development LLC | 100 | US Solar DG Development LLC | 100 | Non-regulated
USS Christoffer Solar LLC CSG | 63152_G_CHRST | 63152 | G | CHRST |  | Solar PV |  | MIS_MNWI | Minnesota | 27 | Chippewa | 23 | 27023 | 1 | 0 | 2020 | 9999 |  |  | N | Solar | [13 empty] | 0 | 0 | 0 | 0 | [11 empty] | US Solar DG Development LLC | 100 | US Solar DG Development LLC | 100 | Non-regulated
USS Buckaroo Solar LLC CSG | 63153_G_BUCKR | 63153 | G | BUCKR |  | Solar PV |  | SPP_WAUE | Minnesota | 27 | Clay | 27 | 27027 | 1 | 0 | 2020 | 9999 |  |  | N | Solar | [13 empty] | 0 | 0 | 0 | 0 | [11 empty] | US Solar DG Development LLC | 100 | US Solar DG Development LLC | 100 | Non-regulated
USS Horne North Solar LLC CSG | 63154_G_HORNN | 63154 | G | HORNN |  | Solar PV |  | SPP_WAUE | Minnesota | 27 | Clay | 27 | 27027 | 1 | 0 | 2020 | 9999 |  |  | N | Solar | [13 empty] | 0 | 0 | 0 | 0 | [11 empty] | US Solar DG Development LLC | 100 | US Solar DG Development LLC | 100 | Non-regulated
USS Horne South Solar LLC CSG | 63155_G_HORNS | 63155 | G | HORNS |  | Solar PV |  | SPP_WAUE | Minnesota | 27 | Clay | 27 | 27027 | 1 | 0 | 2020 | 9999 |  |  | N | Solar | [13 empty] | 0 | 0 | 0 | 0 | [11 empty] | US Solar DG Development LLC | 100 | US Solar DG Development LLC | 100 | Non-regulated
USS JJ Clay Solar LLC CSG | 63156_G_JJCLY | 63156 | G | JJCLY |  | Solar PV |  | SPP_WAUE | Minnesota | 27 | Clay | 27 | 27027 | 1 | 0 | 2020 | 9999 |  |  | N | Solar | [13 empty] | 0 | 0 | 0 | 0 | [11 empty] | US Solar DG Development LLC | 100 | US Solar DG Development LLC | 100 | Non-regulated
USS Verde Solar LLC CSG | 63157_G_VERDE | 63157 | G | VERDE |  | Solar PV |  | SPP_WAUE | Minnesota | 27 | Redwood | 127 | 27127 | 1 | 0 | 2020 | 9999 |  |  | N | Solar | [13 empty] | 0 | 0 | 0 | 0 | [11 empty] | USS Verde Solar LLC | 100 | US Solar DG Development LLC | 100 | Non-regulated
USS Cougar Solar LLC CSG | 63158_G_COUGR | 63158 | G | COUGR |  | Solar PV |  | MIS_MNWI | Minnesota | 27 | Redwood | 127 | 27127 | 1 | 0 | 2020 | 9999 |  |  | N | Solar | [13 empty] | 0 | 0 | 0 | 0 | [11 empty] | US Solar DG Development LLC | 100 | US Solar DG Development LLC | 100 | Non-regulated
USS Flower Solar LLC CSG | 63159_G_FLOWR | 63159 | G | FLOWR |  | Solar PV |  | MIS_MNWI | Minnesota | 27 | Nicollet | 103 | 27103 | 1 | 0 | 2020 | 9999 |  |  | N | Solar | [13 empty] | 0 | 0 | 0 | 0 | [11 empty] | US Solar DG Development LLC | 100 | US Solar DG Development LLC | 100 | Non-regulated
USS All In Solar LLC CSG | 63160_G_ALLIN | 63160 | G | ALLIN |  | Solar PV |  | MIS_MNWI | Minnesota | 27 | Freeborn | 47 | 27047 | 1 | 0 | 2020 | 9999 |  |  | N | Solar | [13 empty] | 0 | 0 | 0 | 0 | [11 empty] | US Solar DG Development LLC | 100 | US Solar DG Development LLC | 100 | Non-regulated
AES Tonawanda Solar LLC | 63161_G_TNWDA | 63161 | G | TNWDA |  | Solar PV |  | NY_Z_A | New York | 36 | Erie | 29 | 36029 | 2 | 0 | 2020 | 9999 |  |  | N | Solar | [13 empty] | 0 | 0 | 0 | 0 | [11 empty] | AES Distributed Energy | 100 | AES Distributed Energy | 100 | Non-regulated
OAKBORO PV1 | 63162_G_OAKPV | 63162 | G | OAKPV |  | Solar PV |  | S_VACA | North Carolina | 37 | Stanly | 167 | 37167 | 40 | 0 | 2023 | 9999 |  |  | N | Solar | [13 empty] | 0 | 0 | 0 | 0 | [11 empty] | Ecoplexus, Inc | 100 | Ecoplexus, Inc | 100 | Non-regulated
Tom Sifers Solar | 63163_G_SIFRS | 63163 | G | SIFRS |  | Solar PV |  | WECC_CO | Colorado | 8 | Grand | 49 | 08049 | 1 | 0 | 2019 | 9999 |  |  | N | Solar | [13 empty] | 0 | 0 | 0 | 0 | [11 empty] | Mountain Parks Services Inc | 100 | Mountain Parks Services Inc | 100 | Non-regulated
Whiskey Hill Solar | 63164_G_WHSKY | 63164 | G | WHSKY |  | Solar PV |  | WECC_CO | Colorado | 8 | Jackson | 57 | 08057 | 1 | 0 | 2019 | 9999 |  |  | N | Solar | [13 empty] | 0 | 0 | 0 | 0 | [11 empty] | Mountain Parks Services Inc | 100 | Mountain Parks Services Inc | 100 | Non-regulated
USS Reindeer Solar LLC CSG | 63165_G_RENDR | 63165 | G | RENDR |  | Solar PV |  | MIS_MNWI | Minnesota | 27 | Benton | 9 | 27009 | 1 | 0 | 2020 | 9999 |  |  | N | Solar | [13 empty] | 0 | 0 | 0 | 0 | [11 empty] | USS Reindeer Solar LLC | 100 | US Solar DG Development LLC | 100 | Non-regulated
USS Bush Solar LLC CSG | 63166_G_BUSH | 63166 | G | BUSH |  | Solar PV |  | MIS_MNWI | Minnesota | 27 | Steele | 147 | 27147 | 1 | 0 | 2020 | 9999 |  |  | N | Solar | [13 empty] | 0 | 0 | 0 | 0 | [11 empty] | USS Bush Solar LLC | 100 | US Solar DG Development LLC | 100 | Non-regulated
USS Hancock Solar LLC CSG | 63167_G_HNCCK | 63167 | G | HNCCK |  | Solar PV |  | MIS_MNWI | Minnesota | 27 | Carver | 19 | 27019 | 1 | 0 | 2021 | 9999 |  |  | N | Solar | [13 empty] | 0 | 0 | 0 | 0 | [11 empty] | USS Hancock Solar LLC | 100 | US Solar DG Development LLC | 100 | Non-regulated
USS Pheasant Solar LLC CSG | 63168_G_PHSNT | 63168 | G | PHSNT |  | Solar PV |  | MIS_MNWI | Minnesota | 27 | Chippewa | 23 | 27023 | 1 | 0 | 2020 | 9999 |  |  | N | Solar | [13 empty] | 0 | 0 | 0 | 0 | [11 empty] | USS Pheasant Solar LLC | 100 | USS Pheasant Solar LLC | 100 | Non-regulated
USS KVPV Solar LLC CSG | 63169_G_KVPV | 63169 | G | KVPV |  | Solar PV |  | SPP_WAUE | Minnesota | 27 | Clay | 27 | 27027 | 1 | 0 | 2020 | 9999 |  |  | N | Solar | [13 empty] | 0 | 0 | 0 | 0 | [11 empty] | USS KVPV Solar LLC | 100 | US Solar DG Development LLC | 100 | Non-regulated
USS Kass Solar LLC | 63170_G_KASS | 63170 | G | KASS |  | Solar PV |  | MIS_MNWI | Minnesota | 27 | Lyon | 83 | 27083 | 1 | 0 | 2021 | 9999 |  |  | N | Solar | [13 empty] | 0 | 0 | 0 | 0 | [11 empty] | USS Kass Solar LLC | 100 | US Solar DG Development LLC | 100 | Non-regulated
USS Chariot Solar LLC | 63171_G_CHROT | 63171 | G | CHROT |  | Solar PV |  | MIS_MNWI | Minnesota | 27 | Renville | 129 | 27129 | 1 | 0 | 2021 | 9999 |  |  | N | Solar | [13 empty] | 0 | 0 | 0 | 0 | [11 empty] | USS Chariot Solar LLC | 100 | US Solar DG Development LLC | 100 | Non-regulated
Arroyo Solar Energy Storage Hybrid | 63172_G_ARESS | 63172 | G | ARESS |  | Energy Storage |  | WECC_NM | New Mexico | 35 | McKinley | 31 | 35031 | 150 | 0 | 2023 | 9999 |  |  | N | Energy Storage | [13 empty] | 0 | 0 | 0 | 0 | [11 empty] | Arroyo Solar LLC | 100 | Arroyo Solar LLC | 100 | Non-regulated
Arroyo Solar Energy Storage Hybrid | 63172_G_ARSOL | 63172 | G | ARSOL |  | Solar PV |  | WECC_NM | New Mexico | 35 | McKinley | 31 | 35031 | 300 | 0 | 2023 | 9999 |  |  | N | Solar | [13 empty] | 0 | 0 | 0 | 0 | [11 empty] | Arroyo Solar LLC | 100 | Arroyo Solar LLC | 100 | Non-regulated
Orange Street G1 | 63173_G_1 | 63173 | G | 1 |  | Combustion Turbine | IC Engine | PJM_West | Virginia | 51 | Bedford | 19 | 51019 | 1.8 | 13469 | 2005 | 9999 |  |  | N | Distillate Fuel Oil | [13 empty] | 1.6498 | 1.6498 | 1.6498 | 1.6498 | [11 empty] | Bedford County Public Service Authority | 100 | Bedford County Public Service Authority | 100 | Regulated
Hartmann Project CSG | 63174_G_TC3 | 63174 | G | TC3 |  | Solar PV |  | MIS_MNWI | Minnesota | 27 | Sherburne | 141 | 27141 | 1 | 0 | 2019 | 9999 |  |  | N | Solar | [13 empty] | 0 | 0 | 0 | 0 | [11 empty] | Hartmann Community Solar LLC | 100 | Hartmann Community Solar LLC | 100 | Non-regulated
E. Goenner Project CSG | 63175_G_TC3 | 63175 | G | TC3 |  | Solar PV |  | MIS_MNWI | Minnesota | 27 | Sherburne | 141 | 27141 | 1 | 0 | 2019 | 9999 |  |  | N | Solar | [13 empty] | 0 | 0 | 0 | 0 | [11 empty] | E Goenner Community Solar LLC | 100 | E Goenner Community Solar LLC | 100 | Non-regulated
Prawer Project CSG | 63176_G_TC3 | 63176 | G | TC3 |  | Solar PV |  | MIS_MNWI | Minnesota | 27 | Sherburne | 141 | 27141 | 1 | 0 | 2020 | 9999 |  |  | N | Solar | [13 empty] | 0 | 0 | 0 | 0 | [11 empty] | Prawer Community Solar LLC | 100 | Prawer Community Solar LLC | 100 | Non-regulated
Schwinghamer Project CSG | 63177_G_TC3 | 63177 | G | TC3 |  | Solar PV |  | MIS_MNWI | Minnesota | 27 | Stearns | 145 | 27145 | 1 | 0 | 2019 | 9999 |  |  | N | Solar | [13 empty] | 0 | 0 | 0 | 0 | [11 empty] | Schwinghamer Community Solar LLC | 100 | Schwinghamer Community Solar LLC | 100 | Non-regulated
STAG St. Paul Project CSG | 63178_G_TC3 | 63178 | G | TC3 |  | Solar PV |  | MIS_MNWI | Minnesota | 27 | Dakota | 37 | 27037 | 1 | 0 | 2020 | 9999 |  |  | N | Solar | [13 empty] | 0 | 0 | 0 | 0 | [11 empty] | STAG St Paul Community Solar LLC | 100 | Stag St Paul Community Solar LLC | 100 | Non-regulated
Linden 01 CSG | 63179_G_KANE1 | 63179 | G | KANE1 |  | Solar PV |  | MIS_MNWI | Minnesota | 27 | Scott | 139 | 27139 | 1 | 0 | 2020 | 9999 |  |  | N | Solar | [13 empty] | 0 | 0 | 0 | 0 | [11 empty] | Sunshare Management | 100 | Sunshare Management | 100 | Non-regulated
TPE Whitney Solar, LLC | 63180_G_TXWHT | 63180 | G | TXWHT |  | Solar PV |  | ERC_REST | Texas | 48 | Bosque | 35 | 48035 | 9.9 | 0 | 2017 | 9999 |  |  | N | Solar | [13 empty] | 0 | 0 | 0 | 0 | [11 empty] | Alchemy Renewable Energy LLC | 100 | Alchemy Renewable Energy LLC | 100 | Non-regulated
Monroeville Solar | 63181_G_MNVL | 63181 | G | MNVL |  | Solar PV |  | PJM_ATSI | Ohio | 39 | Huron | 77 | 39077 | 3 | 0 | 2017 | 9999 |  |  | N | Solar | [13 empty] | 0 | 0 | 0 | 0 | [11 empty] | Eitri Foundry | 100 | Eitri Foundry | 100 | Non-regulated
Linden 02 CSG | 63182_G_LIND2 | 63182 | G | LIND2 |  | Solar PV |  | MIS_MNWI | Minnesota | 27 | Scott | 139 | 27139 | 1 | 0 | 2020 | 9999 |  |  | N | Solar | [13 empty] | 0 | 0 | 0 | 0 | [11 empty] | Sunshare Management | 100 | Sunshare Management | 100 | Non-regulated
Linden 03 CSG | 63183_G_LIND3 | 63183 | G | LIND3 |  | Solar PV |  | MIS_MNWI | Minnesota | 27 | Scott | 139 | 27139 | 1 | 0 | 2020 | 9999 |  |  | N | Solar | [13 empty] | 0 | 0 | 0 | 0 | [11 empty] | Sunshare Management | 100 | Sunshare Management | 100 | Non-regulated
Rio Rancho Solar Energy Center | 63184_G_RIRA | 63184 | G | RIRA |  | Solar PV |  | WECC_NM | New Mexico | 35 | Bernalillo | 1 | 35001 | 10 | 0 | 2019 | 9999 |  |  | N | Solar | [13 empty] | 0 | 0 | 0 | 0 | [11 empty] | PNM Resources | 100 | PNM Resources | 100 | Regulated
Sayreville Solar Project | 63185_G_SAYRE | 63185 | G | SAYRE |  | Solar PV |  | PJM_EMAC | New Jersey | 34 | Middlesex | 23 | 34023 | 3.1 | 0 | 2019 | 9999 |  |  | N | Solar | [13 empty] | 0 | 0 | 0 | 0 | [11 empty] | NJR Clean Energy Ventures III Corporation | 100 | NJR Clean Energy Ventures III Corporation | 100 | Non-regulated
Imeson Solar | 63186_G_IMESO | 63186 | G | IMESO |  | Solar PV |  | FRCC | Florida | 12 | Duval | 31 | 12031 | 5 | 0 | 2019 | 9999 |  |  | N | Solar | [13 empty] | 0 | 0 | 0 | 0 | [11 empty] | Imeson Solar Farm LLC | 100 | Imeson Solar Farm LLC | 100 | Non-regulated
Imeson Solar | 63186_G_IMESS | 63186 | G | IMESS |  | Energy Storage |  | FRCC | Florida | 12 | Duval | 31 | 12031 | 5 | 0 | 2019 | 9999 |  |  | N | Energy Storage | [13 empty] | 0 | 0 | 0 | 0 | [11 empty] | Imeson Solar Farm LLC | 100 | Imeson Solar Farm LLC | 100 | Non-regulated
FL Solar 4, LLC | 63187_G_FL4 | 63187 | G | FL4 |  | Solar PV |  | FRCC | Florida | 12 | Leon | 73 | 12073 | 42 | 0 | 2019 | 9999 |  |  | N | Solar | [13 empty] | 0 | 0 | 0 | 0 | [11 empty] | FL Solar 4, LLC | 100 | FL Solar 4, LLC | 100 | Non-regulated
Bio-Rad | 63189_G_BIORD | 63189 | G | BIORD |  | Solar PV |  | WEC_CALN | California | 6 | Contra Costa | 13 | 06013 | 2.4 | 0 | 2021 | 9999 |  |  | N | Solar | [13 empty] | 0 | 0 | 0 | 0 | [11 empty] | Bio-Rad USA | 100 | Bio-Rad USA | 100 | Non-regulated
Hopkinton Phase 2 | 63191_G_HTP2 | 63191 | G | HTP2 |  | Solar PV |  | NENGREST | Rhode Island | 44 | Washington | 9 | 44009 | 2.5 | 0 | 2020 | 9999 |  |  | N | Solar | [13 empty] | 0 | 0 | 0 | 0 | [11 empty] | Hopkinton Industrial Park LLC | 100 | Hopkinton Industrial Park LLC | 100 | Non-regulated
Alira | 63193_G_UNIT1 | 63193 | G | UNIT1 |  | Solar PV |  | ERC_WEST | Texas | 48 | Andrews | 3 | 48003 | 222.8 | 0 | 2030 | 9999 |  |  | N | Solar | [13 empty] | 0 | 0 | 0 | 0 | [11 empty] | Luminant Generation Company LLC | 100 | Luminant Generation Company LLC | 100 | Non-regulated
Delilah Solar Energy LLC | 63194_G_GEN1 | 63194 | G | GEN1 |  | Solar PV |  | ERC_REST | Texas | 48 | Red River | 387 | 48387 | 300 | 0 | 2023 | 9999 |  |  | N | Solar | [13 empty] | 0 | 0 | 0 | 0 | [11 empty] | Invenergy Services LLC | 100 | Invenergy Services LLC | 100 | Non-regulated
Aero Haven Solar | 63195_G_ACP3 | 63195 | G | ACP3 |  | Solar PV |  | PJM_EMAC | New Jersey | 34 | Burlington | 5 | 34005 | 2.6 | 0 | 2023 | 9999 |  |  | N | Solar | [11 empty] | 0 |  | 0 | 0 | 0 | 0 | [11 empty] | NJR Clean Energy Ventures III Corporation | 100 | NJR Clean Energy Ventures III Corporation | 100 | Non-regulated
ACCP NJ 1 | 63198_G_ACCP1 | 63198 | G | ACCP1 |  | Solar PV |  | PJM_EMAC | New Jersey | 34 | Sussex | 37 | 34037 | 1.2 | 0 | 2020 | 9999 |  |  | N | Solar | [13 empty] | 0 | 0 | 0 | 0 | [11 empty] | NJR Clean Energy Ventures III Corporation | 100 | NJR Clean Energy Ventures III Corporation | 100 | Non-regulated
Newcastle | 632_G_1 | 632 | G | 1 |  | Hydro |  | WEC_CALN | California | 6 | Placer | 61 | 06061 | 11.5 | 0 | 1986 | 9999 |  |  | N | Hydro | [13 empty] | 0 | 0 | 0 | 0 | [11 empty] | Pacific Gas & Electric Co | 100 | PG&E Corp | 100 | Regulated
Bergenmand Solar Partners, LLC Mahwah | 63200_G_SA1 | 63200 | G | SA1 |  | Solar PV |  | PJM_EMAC | New Jersey | 34 | Bergen | 3 | 34003 | 0.5 | 0 | 2012 | 9999 |  |  | N | Solar | [13 empty] | 0 | 0 | 0 | 0 | [11 empty] | Bergenmand Solar Partners, LLC | 100 | Bergenmand Solar Partners, LLC | 100 | Non-regulated
Bergenmand Solar Partners, LLC Mahwah | 63200_G_SA2 | 63200 | G | SA2 |  | Solar PV |  | PJM_EMAC | New Jersey | 34 | Bergen | 3 | 34003 | 0.5 | 0 | 2012 | 9999 |  |  | N | Solar | [13 empty] | 0 | 0 | 0 | 0 | [11 empty] | Bergenmand Solar Partners, LLC | 100 | Bergenmand Solar Partners, LLC | 100 | Non-regulated
TREX US Green Holly | 63201_G_705 | 63201 | G | 705 |  | Solar PV |  | SPP_SPS | Texas | 48 | Lynn | 305 | 48305 | 400 | 0 | 2024 | 9999 |  |  | N | Solar | [13 empty] | 0 | 0 | 0 | 0 | [11 empty] | TREX US Green Holly LLC | 100 | TREX US Green Holly LLC | 100 | Non-regulated
TREX US Green Holly | 63201_G_705-S | 63201 | G | 705-S |  | Energy Storage |  | SPP_SPS | Texas | 48 | Lynn | 305 | 48305 | 5 | 0 | 2024 | 9999 |  |  | N | Energy Storage | [13 empty] | 0 | 0 | 0 | 0 | [11 empty] | TREX US Green Holly LLC | 100 | TREX US Green Holly LLC | 100 | Non-regulated
TREX US Red Holly | 63202_G_701 | 63202 | G | 701 |  | Solar PV |  | SPP_SPS | Texas | 48 | Lynn | 305 | 48305 | 250 | 0 | 2024 | 9999 |  |  | N | Solar | [13 empty] | 0 | 0 | 0 | 0 | [11 empty] | TREX US Red Holly LLC | 100 | TREX US Red Holly LLC | 100 | Non-regulated
TREX US Red Holly | 63202_G_701-S | 63202 | G | 701-S |  | Energy Storage |  | SPP_SPS | Texas | 48 | Lynn | 305 | 48305 | 50 | 0 | 2024 | 9999 |  |  | N | Energy Storage | [13 empty] | 0 | 0 | 0 | 0 | [11 empty] | TREX US Red Holly LLC | 100 | TREX US Red Holly LLC | 100 | Non-regulated
VPPSA Project 10 | 63203_G_12510 | 63203 | G | 12510 |  | Combustion Turbine |  | NENGREST | Vermont | 50 | Franklin | 11 | 50011 | 19 | 9905 | 2010 | 9999 |  |  | N | Natural Gas, Distillate Fuel Oil | [13 empty] | 1.01 | 1.01 | 1.01 | 1.01 | [11 empty] | Vermont Public Power Supply Authority | 100 | Vermont Public Power Supply Authority | 100 | Regulated
VPPSA Project 10 | 63203_G_12511 | 63203 | G | 12511 |  | Combustion Turbine |  | NENGREST | Vermont | 50 | Franklin | 11 | 50011 | 19 | 9905 | 2010 | 9999 |  |  | N | Natural Gas, Distillate Fuel Oil | [13 empty] | 1.01 | 1.01 | 1.01 | 1.01 | [11 empty] | Vermont Public Power Supply Authority | 100 | Vermont Public Power Supply Authority | 100 | Regulated
CID Solar (CA) | 63204_G_HLS | 63204 | G | HLS |  | Solar PV |  | WEC_CALN | California | 6 | Kings | 31 | 06031 | 2 | 0 | 2019 | 9999 |  |  | N | Solar | [13 empty] | 0 | 0 | 0 | 0 | [11 empty] | DG California Solar LLC | 100 | DG California Solar LLC | 100 | Non-regulated
Skookumchuck Wind Facility | 63205_G_1 | 63205 | G | 1 |  | Onshore Wind |  | WECC_PNW | Washington | 53 | Thurston | 67 | 53067 | 136.8 | 0 | 2020 | 9999 |  |  | N | Wind | [13 empty] | 0 | 0 | 0 | 0 | [11 empty] | Skookumchuck Wind Energy Project, LLC | 100 | Skookumchuck Wind Energy Project, LLC | 100 | Non-regulated
Rafael Solar | 63206_G_RSPV1 | 63206 | G | RSPV1 |  | Solar PV |  | WECC_PNW | Oregon | 41 | Marion | 47 | 41047 | 2.2 | 0 | 2019 | 9999 |  |  | N | Solar | [13 empty] | 0 | 0 | 0 | 0 | [11 empty] | Rafael Solar LLC | 100 | Rafael Solar LLC | 100 | Non-regulated
Case Creek Solar | 63207_G_CCPV1 | 63207 | G | CCPV1 |  | Solar PV |  | WECC_PNW | Oregon | 41 | Marion | 47 | 41047 | 2.2 | 0 | 2019 | 9999 |  |  | N | Solar | [13 empty] | 0 | 0 | 0 | 0 | [11 empty] | Case Creek Solar LLC | 100 | Case Creek Solar LLC | 100 | Non-regulated
Kale Patch Solar | 63208_G_KPPV1 | 63208 | G | KPPV1 |  | Solar PV |  | WECC_PNW | Oregon | 41 | Marion | 47 | 41047 | 2.2 | 0 | 2019 | 9999 |  |  | N | Solar | [13 empty] | 0 | 0 | 0 | 0 | [11 empty] | Kale Patch Solar LLC | 100 | Kale Patch Solar LLC | 100 | Non-regulated
Aviator Wind | 63209_G_AVTOR | 63209 | G | AVTOR |  | Onshore Wind |  | ERC_WEST | Texas | 48 | Coke | 81 | 48081 | 525 | 0 | 2021 | 9999 |  |  | N | Wind | [13 empty] | 0 | 0 | 0 | 0 | [11 empty] | Aviator Wind, LLC | 100 | Aviator Wind, LLC | 100 | Non-regulated
Samson Solar Energy | 63211_G_GEN1 | 63211 | G | GEN1 |  | Solar PV |  | ERC_REST | Texas | 48 | Franklin | 159 | 48159 | 250 | 0 | 2022 | 9999 |  |  | N | Solar | [13 empty] | 0 | 0 | 0 | 0 | [11 empty] | Invenergy Services LLC | 100 | Invenergy Services LLC | 100 | Non-regulated
Battle Creek Solar | 63212_G_BC1 | 63212 | G | BC1 |  | Solar PV |  | NENGREST | Vermont | 50 | Bennington | 3 | 50003 | 2.2 | 0 | 2018 | 9999 |  |  | N | Solar | [13 empty] | 0 | 0 | 0 | 0 | [11 empty] | Otter Creek Solar LLC | 100 | Allco Renewable Energy Limited | 100 | Non-regulated
Sheridan School Corporation Solar | 63213_G_418ES | 63213 | G | 418ES |  | Solar PV |  | MIS_INKY | Indiana | 18 | Hamilton | 57 | 18057 | 0.4 | 0 | 2016 | 9999 |  |  | N | Solar | [13 empty] | 0 | 0 | 0 | 0 | [11 empty] | Sheridan School Corporation | 100 | Sheridan School Corporation | 100 | Non-regulated
Sheridan School Corporation Solar | 63213_G_418HS | 63213 | G | 418HS |  | Solar PV |  | MIS_INKY | Indiana | 18 | Hamilton | 57 | 18057 | 0.4 | 0 | 2016 | 9999 |  |  | N | Solar | [13 empty] | 0 | 0 | 0 | 0 | [11 empty] | Sheridan School Corporation | 100 | Sheridan School Corporation | 100 | Non-regulated
Middleton Solar Park | 63214_G_MDB02 | 63214 | G | MDB02 |  | Energy Storage |  | NENGREST | Massachusetts | 25 | Essex | 9 | 25009 | 3 | 0 | 2019 | 9999 |  |  | N | Energy Storage | [13 empty] | 0 | 0 | 0 | 0 | [11 empty] | HG Solar Development, LLC | 100 | HG Solar Development, LLC | 100 | Non-regulated
Middleton Solar Park | 63214_G_MDL01 | 63214 | G | MDL01 |  | Solar PV |  | NENGREST | Massachusetts | 25 | Essex | 9 | 25009 | 5 | 0 | 2018 | 9999 |  |  | N | Solar | [13 empty] | 0 | 0 | 0 | 0 | [11 empty] | HG Solar Development, LLC | 100 | HG Solar Development, LLC | 100 | Non-regulated
USS Dot Com Solar LLC CSG | 63215_G_DOTCM | 63215 | G | DOTCM |  | Solar PV |  | MIS_MNWI | Minnesota | 27 | Redwood | 127 | 27127 | 1.4 | 0 | 2021 | 9999 |  |  | N | Solar | [13 empty] | 0 | 0 | 0 | 0 | [11 empty] | Standard Solar | 100 | Standard Solar | 100 | Non-regulated
USS B&B Solar LLC CSG | 63216_G_BB | 63216 | G | BB |  | Solar PV |  | MIS_MNWI | Minnesota | 27 | Redwood | 127 | 27127 | 1 | 0 | 2020 | 9999 |  |  | N | Solar | [13 empty] | 0 | 0 | 0 | 0 | [11 empty] | Standard Solar | 100 | Standard Solar | 100 | Non-regulated
USS Water Town Solar LLC CSG | 63218_G_WTRTN | 63218 | G | WTRTN |  | Solar PV |  | MIS_MNWI | Minnesota | 27 | Le Sueur | 79 | 27079 | 1 | 0 | 2021 | 9999 |  |  | N | Solar | [13 empty] | 0 | 0 | 0 | 0 | [11 empty] | USS Water Town Solar LLC | 100 | USS Water Town Solar LLC | 100 | Non-regulated
USS Water Fowl Solar LLC CSG | 63219_G_WTRFL | 63219 | G | WTRFL |  | Solar PV |  | MIS_MNWI | Minnesota | 27 | McLeod | 85 | 27085 | 1 | 0 | 2022 | 9999 |  |  | N | Solar | [13 empty] | 0 | 0 | 0 | 0 | [11 empty] | USS Water Fowl Solar LLC | 100 | USS Water Fowl Solar LLC | 100 | Non-regulated
USS Water City Solar LLC CSG | 63220_G_WTRCY | 63220 | G | WTRCY |  | Solar PV |  | MIS_MNWI | Minnesota | 27 | Le Sueur | 79 | 27079 | 1 | 0 | 2021 | 9999 |  |  | N | Solar | [13 empty] | 0 | 0 | 0 | 0 | [11 empty] | USS Water City Solar LLC | 100 | USS Water City Solar LLC | 100 | Non-regulated
USS Steamboat Solar LLC CSG | 63221_G_STMBT | 63221 | G | STMBT |  | Solar PV |  | MIS_MNWI | Minnesota | 27 | Redwood | 127 | 27127 | 1 | 0 | 2021 | 9999 |  |  | N | Solar | [13 empty] | 0 | 0 | 0 | 0 | [11 empty] | Standard Solar | 100 | Standard Solar | 100 | Non-regulated
Impact Solar 1 | 63222_G_TXIM1 | 63222 | G | TXIM1 |  | Solar PV |  | ERC_REST | Texas | 48 | Lamar | 277 | 48277 | 198.5 | 0 | 2020 | 9999 |  |  | N | Solar | [13 empty] | 0 | 0 | 0 | 0 | [11 empty] | Impact Solar 1, LLC | 100 | Impact Solar 1, LLC | 100 | Non-regulated
Brightside | 63223_G_UNIT1 | 63223 | G | UNIT1 |  | Solar PV |  | ERC_REST | Texas | 48 | Bee | 25 | 48025 | 50.7 | 0 | 2022 | 9999 |  |  | N | Solar | [13 empty] | 0 | 0 | 0 | 0 | [11 empty] | Luminant Generation Company LLC | 100 | Luminant Generation Company LLC | 100 | Non-regulated
NY 26 Carthage CSG | 63224_G_X0140 | 63224 | G | X0140 |  | Solar PV |  | NY_Z_C&E | New York | 36 | Jefferson | 45 | 36045 | 5 | 0 | 2020 | 9999 |  |  | N | Solar | [13 empty] | 0 | 0 | 0 | 0 | [11 empty] | Standard Solar | 100 | Standard Solar | 100 | Non-regulated
AGA TAG Solar IV LLC | 63225_G_PV1 | 63225 | G | PV1 |  | Solar PV |  | S_VACA | North Carolina | 37 | Brunswick | 19 | 37019 | 4.8 | 0 | 2019 | 9999 |  |  | N | Solar | [13 empty] | 0 | 0 | 0 | 0 | [11 empty] | AGA TAG Solar IV LLC | 100 | AGA TAG Solar IV LLC | 100 | Non-regulated
Wheaton-STEU | 63228_G_11410 | 63228 | G | 11410 |  | Solar PV |  | NY_Z_C&E | New York | 36 | Steuben | 101 | 36101 | 5 | 0 | 2024 | 9999 |  |  | N | Solar | [13 empty] | 0 | 0 | 0 | 0 | [11 empty] | Abundant Solar Power Inc. | 100 | Abundant Solar Power Inc. | 100 | Non-regulated
Manheim New Jersey | 63229_G_NJSGR | 63229 | G | NJSGR |  | Solar PV |  | PJM_EMAC | New Jersey | 34 | Burlington | 5 | 34005 | 0.8 | 0 | 2013 | 9999 |  |  | N | Solar | [13 empty] | 0 | 0 | 0 | 0 | [11 empty] | Cox Enterprises | 100 | Cox Enterprises | 100 | Non-regulated
Manheim New Jersey | 63229_G_NJSRO | 63229 | G | NJSRO |  | Solar PV |  | PJM_EMAC | New Jersey | 34 | Burlington | 5 | 34005 | 1.4 | 0 | 2009 | 9999 |  |  | N | Solar | [13 empty] | 0 | 0 | 0 | 0 | [11 empty] | Cox Enterprises | 100 | Cox Enterprises | 100 | Non-regulated
Knaggs Brothers Farm | 63230_G_KNAGG | 63230 | G | KNAGG |  | Solar PV |  | NY_Z_F | New York | 36 | Albany | 1 | 36001 | 3.9 | 0 | 2018 | 9999 |  |  | N | Solar | [13 empty] | 0 | 0 | 0 | 0 | [11 empty] | Dynamic Energy Solutions, LLC | 100 | Dynamic Energy Solutions, LLC | 100 | Non-regulated
Woodbury Solar | 63231_G_PV | 63231 | G | PV |  | Solar PV |  | MIS_MNWI | Minnesota | 27 | Washington | 163 | 27163 | 3 | 0 | 2020 | 9999 |  |  | N | Solar | [13 empty] | 0 | 0 | 0 | 0 | [11 empty] | MN CSG 2, LLC | 100 | MN CSG 2, LLC | 100 | Non-regulated
Brookfield Wire Company | 63232_G_BROOK | 63232 | G | BROOK |  | Solar PV |  | NENGREST | Massachusetts | 25 | Worcester | 27 | 25027 | 1.4 | 0 | 2016 | 9999 |  |  | N | Solar | [13 empty] | 0 | 0 | 0 | 0 | [11 empty] | Brookfield Wire Company | 100 | Brookfield Wire Company | 100 | Non-regulated
Emerald Grove | 63233_G_UNIT1 | 63233 | G | UNIT1 |  | Solar PV |  | ERC_WEST | Texas | 48 | Pecos | 371 | 48371 | 108 | 0 | 2023 | 9999 |  |  | N | Solar | [13 empty] | 0 | 0 | 0 | 0 | [11 empty] | Luminant Generation Company LLC | 100 | Luminant Generation Company LLC | 100 | Non-regulated
O'Neill Creek Solar | 63235_G_OCPV1 | 63235 | G | OCPV1 |  | Solar PV |  | WECC_PNW | Oregon | 41 | Washington | 67 | 41067 | 2.2 | 0 | 2019 | 9999 |  |  | N | Solar | [13 empty] | 0 | 0 | 0 | 0 | [11 empty] | O'Neill Creek Solar LLC | 100 | O'Neill Creek Solar LLC | 100 | Non-regulated
Old Court Rd Solar | 63237_G_OLDCT | 63237 | G | OLDCT |  | Solar PV |  | PJM_SMAC | Maryland | 24 | Howard | 27 | 24027 | 2 | 0 | 2019 | 9999 |  |  | N | Solar | [13 empty] | 0 | 0 | 0 | 0 | [11 empty] | Old Court Rd Solar, LLC | 100 | Old Court Rd Solar, LLC | 100 | Non-regulated
Willis Battery Storage | 63238_G_WB1 | 63238 | G | WB1 |  | Energy Storage |  | NY_Z_D | New York | 36 | Franklin | 33 | 36033 | 20 | 0 | 2023 | 9999 |  |  | N | Energy Storage | [13 empty] | 0 | 0 | 0 | 0 | [11 empty] | New York Power Authority | 100 | New York Power Authority | 100 | Regulated
Sherman Solar | 63239_G_SHRM | 63239 | G | SHRM |  | Solar PV |  | NENG_CT | Connecticut | 9 | New London | 11 | 09011 | 1 | 0 | 2019 | 9999 |  |  | N | Solar | [13 empty] | 0 | 0 | 0 | 0 | [11 empty] | Ecos Energy LLC | 100 | Ecos Energy LLC | 100 | Non-regulated
Jackson Solar (CT) | 63240_G_JACK | 63240 | G | JACK |  | Solar PV |  | NENG_CT | Connecticut | 9 | New London | 11 | 09011 | 1 | 0 | 2019 | 9999 |  |  | N | Solar | [13 empty] | 0 | 0 | 0 | 0 | [11 empty] | Ecos Energy LLC | 100 | Ecos Energy LLC | 100 | Non-regulated
Limelight Solar II LLC | 63241_G_SCLL | 63241 | G | SCLL |  | Solar PV |  | S_VACA | South Carolina | 45 | Spartanburg | 83 | 45083 | 2 | 0 | 2019 | 9999 |  |  | N | Solar | [13 empty] | 0 | 0 | 0 | 0 | [11 empty] | Limelight Solar II LLC | 100 | Limelight Solar II LLC | 100 | Non-regulated
ATOOD Solar III LLC | 63242_G_SCAT | 63242 | G | SCAT |  | Solar PV |  | S_VACA | South Carolina | 45 | Spartanburg | 83 | 45083 | 2 | 0 | 2019 | 9999 |  |  | N | Solar | [13 empty] | 0 | 0 | 0 | 0 | [11 empty] | ATOOD Solar III LLC | 100 | ATOOD Solar III LLC | 100 | Non-regulated
AGA TAG Solar III LLC | 63243_G_SCAG | 63243 | G | SCAG |  | Solar PV |  | S_VACA | South Carolina | 45 | Spartanburg | 83 | 45083 | 2 | 0 | 2020 | 9999 |  |  | N | Solar | [13 empty] | 0 | 0 | 0 | 0 | [11 empty] | AGA TAG Solar III LLC | 100 | AGA TAG Solar III LLC | 100 | Non-regulated
Sydney Solar | 63244_G_SYDN | 63244 | G | SYDN |  | Solar PV |  | NENG_CT | Connecticut | 9 | Windham | 15 | 09015 | 2 | 0 | 2020 | 9999 |  |  | N | Solar | [13 empty] | 0 | 0 | 0 | 0 | [11 empty] | Ecos Energy LLC | 100 | Ecos Energy LLC | 100 | Non-regulated
Dickinson Solar (CT) | 63245_G_DCKN | 63245 | G | DCKN |  | Solar PV |  | NENG_CT | Connecticut | 9 | Windham | 15 | 09015 | 2 | 0 | 2020 | 9999 |  |  | N | Solar | [13 empty] | 0 | 0 | 0 | 0 | [11 empty] | Ecos Energy LLC | 100 | Ecos Energy LLC | 100 | Non-regulated
New River Clean Energy | 63246_G_NEW2 | 63246 | G | NEW2 |  | Landfill Gas |  | PJM_West | West Virginia | 54 | Raleigh | 81 | 54081 | 1.6 | 8513 | 2017 | 9999 |  |  | N | Landfill Gas | [13 empty] | 0.22117 | 0.22117 | 0.22117 | 0.22117 | [11 empty] | Cox Enterprises | 100 | Cox Enterprises | 100 | Non-regulated
New River Clean Energy | 63246_G_NEWR1 | 63246 | G | NEWR1 |  | Landfill Gas |  | PJM_West | West Virginia | 54 | Raleigh | 81 | 54081 | 1.6 | 8513 | 2017 | 9999 |  |  | N | Landfill Gas | [13 empty] | 0.22117 | 0.22117 | 0.22117 | 0.22117 | [11 empty] | Cox Enterprises | 100 | Cox Enterprises | 100 | Non-regulated
Novel Debra Solar LLC CSG | 63247_G_DEBRA | 63247 | G | DEBRA |  | Solar PV |  | MIS_MNWI | Minnesota | 27 | Dodge | 39 | 27039 | 1 | 0 | 2020 | 9999 |  |  | N | Solar | [13 empty] | 0 | 0 | 0 | 0 | [11 empty] | REA Investments, LLC | 100 | REA Investments, LLC | 100 | Non-regulated
Novel Wayne Solar LLC CSG | 63249_G_WAYNE | 63249 | G | WAYNE |  | Solar PV |  | MIS_MNWI | Minnesota | 27 | Dodge | 39 | 27039 | 1 | 0 | 2021 | 9999 |  |  | N | Solar | [13 empty] | 0 | 0 | 0 | 0 | [11 empty] | REA Investments, LLC | 100 | REA Investments, LLC | 100 | Non-regulated
Lone Tree Wind, LLC | 63251_G_LTW | 63251 | G | LTW |  | Onshore Wind |  | PJM_COMD | Illinois | 17 | Bureau | 11 | 17011 | 79 | 0 | 2020 | 9999 |  |  | N | Wind | [13 empty] | 0 | 0 | 0 | 0 | [11 empty] | Leeward Asset Management, LLC | 100 | Leeward Asset Management, LLC | 100 | Non-regulated
Cannon Garden Solar | 63252_G_CGS | 63252 | G | CGS |  | Solar PV |  | MIS_MNWI | Minnesota | 27 | Rice | 131 | 27131 | 1 | 0 | 2020 | 9999 |  |  | N | Solar | [13 empty] | 0 | 0 | 0 | 0 | [11 empty] | Cannon Garden LLC | 100 | Cannon Garden LLC | 100 | Non-regulated
Francis Scott Key Mall | 63253_G_FSK | 63253 | G | FSK |  | Solar PV |  | PJM_AP | Maryland | 24 | Frederick | 21 | 24021 | 2.1 | 0 | 2018 | 9999 |  |  | N | Solar | [13 empty] | 0 | 0 | 0 | 0 | [11 empty] | Pennsylvania Real Estate Investment Trust | 100 | Pennsylvania Real Estate Investment Trust | 100 | Non-regulated
Altamonte Mall | 63254_G_ALT | 63254 | G | ALT |  | Solar PV |  | FRCC | Florida | 12 | Seminole | 117 | 12117 | 1.5 | 0 | 2016 | 9999 |  |  | N | Solar | [13 empty] | 0 | 0 | 0 | 0 | [11 empty] | Altamonte Mall LLC | 100 | Altamonte Mall LLC | 100 | Non-regulated
2W Permian Solar Project Hybrid | 63255_G_2WPBA | 63255 | G | 2WPBA |  | Energy Storage |  | ERC_WEST | Texas | 48 | Andrews | 3 | 48003 | 40 | 0 | 2021 | 9999 |  |  | N | Energy Storage | [13 empty] | 0 | 0 | 0 | 0 | [11 empty] | 2W Permian Solar, LLC | 100 | 2W Permian Solar, LLC | 100 | Non-regulated
2W Permian Solar Project Hybrid | 63255_G_2WPSO | 63255 | G | 2WPSO |  | Solar PV |  | ERC_WEST | Texas | 48 | Andrews | 3 | 48003 | 420 | 0 | 2021 | 9999 |  |  | N | Solar | [13 empty] | 0 | 0 | 0 | 0 | [11 empty] | 2W Permian Solar, LLC | 100 | 2W Permian Solar, LLC | 100 | Non-regulated
Pembroke Lakes Mall | 63256_G_PLM | 63256 | G | PLM |  | Solar PV |  | FRCC | Florida | 12 | Broward | 11 | 12011 | 1.4 | 0 | 2016 | 9999 |  |  | N | Solar | [13 empty] | 0 | 0 | 0 | 0 | [11 empty] | Brookfield (GGP) | 100 | Brookfield (GGP) | 100 | Non-regulated
Aurora Wind Project | 63258_G_AURWP | 63258 | G | AURWP |  | Onshore Wind |  | SPP_WAUE | North Dakota | 38 | Williams | 105 | 38105 | 298.8 | 0 | 2021 | 9999 |  |  | N | Wind | [13 empty] | 0 | 0 | 0 | 0 | [11 empty] | Aurora Wind Project, LLC | 100 | Aurora Wind Project, LLC | 100 | Non-regulated
Delta Energy Park | 63259_G_DEPC2 | 63259 | G | DEPC2 |  | Combined Cycle |  | MIS_LMI | Michigan | 26 | Eaton | 45 | 26045 | 48.3 | 6370 | 2022 | 9999 |  |  | N | Natural Gas, Distillate Fuel Oil |  |  |  |  | SCR | [8 empty] | 0.011 | 0.011 | 0.011 | 0.011 | [11 empty] | Lansing Board of Water and Light | 100 | Lansing Board of Water and Light | 100 | Regulated
Delta Energy Park | 63259_G_DEPC3 | 63259 | G | DEPC3 |  | Combined Cycle |  | MIS_LMI | Michigan | 26 | Eaton | 45 | 26045 | 48.3 | 6370 | 2022 | 9999 |  |  | N | Natural Gas, Distillate Fuel Oil |  |  |  |  | SCR | [8 empty] | 0.011 | 0.011 | 0.011 | 0.011 | [11 empty] | Lansing Board of Water and Light | 100 | Lansing Board of Water and Light | 100 | Regulated
Delta Energy Park | 63259_G_DEPS1 | 63259 | G | DEPS1 |  | Combustion Turbine |  | MIS_LMI | Michigan | 26 | Eaton | 45 | 26045 | 46.3 | 9905 | 2022 | 9999 |  |  | N | Natural Gas, Distillate Fuel Oil | [13 empty] | 0.011 | 0.011 | 0.011 | 0.011 | [11 empty] | Lansing Board of Water and Light | 100 | Lansing Board of Water and Light | 100 | Regulated
Delta Energy Park | 63259_G_DEPST | 63259 | G | DEPST |  | Combined Cycle |  | MIS_LMI | Michigan | 26 | Eaton | 45 | 26045 | 81 | 6370 | 2022 | 9999 |  |  | N | Natural Gas, Distillate Fuel Oil | [13 empty] | 0.011 | 0.011 | 0.011 | 0.011 | [11 empty] | Lansing Board of Water and Light | 100 | Lansing Board of Water and Light | 100 | Regulated
AC Power | 63260_G_ACP | 63260 | G | ACP |  | Solar PV |  | PJM_EMAC | New Jersey | 34 | Burlington | 5 | 34005 | 1.3 | 0 | 2019 | 9999 |  |  | N | Solar | [13 empty] | 0 | 0 | 0 | 0 | [11 empty] | AC Power 1, LLC | 100 | AC Power 1, LLC | 100 | Non-regulated
Becton Canaan | 63262_G_PH1GR | 63262 | G | PH1GR |  | Solar PV |  | NENG_CT | Connecticut | 9 | Litchfield | 5 | 09005 | 1.5 | 0 | 2018 | 9999 |  |  | N | Solar | [13 empty] | 0 | 0 | 0 | 0 | [11 empty] | DG Northeast 1, LLC | 100 | DG Northeast 1, LLC | 100 | Non-regulated
Becton Canaan | 63262_G_PH1RF | 63262 | G | PH1RF |  | Solar PV |  | NENG_CT | Connecticut | 9 | Litchfield | 5 | 09005 | 0.5 | 0 | 2018 | 9999 |  |  | N | Solar | [13 empty] | 0 | 0 | 0 | 0 | [11 empty] | DG Northeast 1, LLC | 100 | DG Northeast 1, LLC | 100 | Non-regulated
Becton Canaan | 63262_G_PH2RF | 63262 | G | PH2RF |  | Solar PV |  | NENG_CT | Connecticut | 9 | Litchfield | 5 | 09005 | 0.5 | 0 | 2019 | 9999 |  |  | N | Solar | [13 empty] | 0 | 0 | 0 | 0 | [11 empty] | DG Northeast 1, LLC | 100 | DG Northeast 1, LLC | 100 | Non-regulated
Plainfield Solar 2 | 63263_G_PLFD2 | 63263 | G | PLFD2 |  | Solar PV |  | NENG_CT | Connecticut | 9 | Windham | 15 | 09015 | 1 | 0 | 2020 | 9999 |  |  | N | Solar | [13 empty] | 0 | 0 | 0 | 0 | [11 empty] | Ecos Energy LLC | 100 | Ecos Energy LLC | 100 | Non-regulated
Partridge Hill Solar Hybrid | 63264_G_BATT | 63264 | G | BATT |  | Energy Storage |  | NENGREST | Massachusetts | 25 | Worcester | 27 | 25027 | 1.3 | 0 | 2020 | 9999 |  |  | N | Energy Storage | [13 empty] | 0 | 0 | 0 | 0 | [11 empty] | AES Distributed Energy | 100 | AES Distributed Energy | 100 | Non-regulated
Partridge Hill Solar Hybrid | 63264_G_PART3 | 63264 | G | PART3 |  | Solar PV |  | NENGREST | Massachusetts | 25 | Worcester | 27 | 25027 | 2 | 0 | 2020 | 9999 |  |  | N | Solar | [13 empty] | 0 | 0 | 0 | 0 | [11 empty] | AES Distributed Energy | 100 | AES Distributed Energy | 100 | Non-regulated
Penny Hill Solar | 63266_G_NCPHL | 63266 | G | NCPHL |  | Solar PV |  | S_VACA | North Carolina | 37 | Pitt | 147 | 37147 | 2 | 0 | 2017 | 9999 |  |  | N | Solar | [13 empty] | 0 | 0 | 0 | 0 | [11 empty] | ARE-RP Woodsdale, LLC | 100 | ARE-RP Woodsdale, LLC | 100 | Non-regulated
Meeks Solar, LLC | 63267_G_NCMKS | 63267 | G | NCMKS |  | Solar PV |  | PJM_Dom | North Carolina | 37 | Martin | 117 | 37117 | 2 | 0 | 2017 | 9999 |  |  | N | Solar | [13 empty] | 0 | 0 | 0 | 0 | [11 empty] | Alchemy Renewable Energy | 100 | Alchemy Renewable Energy | 100 | Non-regulated
Crowned Ridge Wind II Energy Center | 63269_G_CRW2 | 63269 | G | CRW2 |  | Onshore Wind |  | SPP_WAUE | South Dakota | 46 | Codington | 29 | 46029 | 200.6 | 0 | 2020 | 9999 |  |  | N | Wind | [13 empty] | 0 | 0 | 0 | 0 | [11 empty] | Northern States Power Co - Minnesota | 100 | Northern States Power Co - Minnesota | 100 | Regulated
Strider Solar, LLC | 63270_G_NCSTR | 63270 | G | NCSTR |  | Solar PV |  | S_VACA | North Carolina | 37 | Randolph | 151 | 37151 | 5 | 0 | 2018 | 9999 |  |  | N | Solar | [13 empty] | 0 | 0 | 0 | 0 | [11 empty] | Alchemy Renewable Energy | 100 | Alchemy Renewable Energy | 100 | Non-regulated
Huntley | 63271_G_1295 | 63271 | G | 1295 |  | Solar PV |  | S_VACA | South Carolina | 45 | Orangeburg | 75 | 45075 | 75 | 0 | 2020 | 9999 |  |  | N | Solar | [13 empty] | 0 | 0 | 0 | 0 | [11 empty] | Cubico USA, LLC | 100 | Cubico USA, LLC | 100 | Non-regulated
Woodsdale Farm, LLC | 63272_G_NCWOO | 63272 | G | NCWOO |  | Solar PV |  | S_VACA | North Carolina | 37 | Person | 145 | 37145 | 2 | 0 | 2018 | 9999 |  |  | N | Solar | [13 empty] | 0 | 0 | 0 | 0 | [11 empty] | ARE-RP Woodsdale, LLC | 100 | ARE-RP Woodsdale, LLC | 100 | Non-regulated
Wagyu | 63273_G_1215 | 63273 | G | 1215 |  | Solar PV |  | ERC_REST | Texas | 48 | Brazoria | 39 | 48039 | 120 | 0 | 2020 | 9999 |  |  | N | Solar | [13 empty] | 0 | 0 | 0 | 0 | [11 empty] | Cubico USA, LLC | 100 | Cubico USA, LLC | 100 | Non-regulated
Mtn. Solar 1 | 63276_G_X0133 | 63276 | G | X0133 |  | Solar PV |  | WECC_CO | Colorado | 8 | Adams | 1 | 08001 | 1.5 | 0 | 2019 | 9999 |  |  | N | Solar | [13 empty] | 0 | 0 | 0 | 0 | [11 empty] | Standard Solar | 100 | Standard Solar | 100 | Non-regulated
Mtn. Solar 2 | 63277_G_X0133 | 63277 | G | X0133 |  | Solar PV |  | WECC_CO | Colorado | 8 | Adams | 1 | 08001 | 1.5 | 0 | 2019 | 9999 |  |  | N | Solar | [13 empty] | 0 | 0 | 0 | 0 | [11 empty] | Standard Solar | 100 | Standard Solar | 100 | Non-regulated
CO LI CSG 1 - Kamerra | 63278_G_X0056 | 63278 | G | X0056 |  | Solar PV |  | WECC_CO | Colorado | 8 | Adams | 1 | 08001 | 1.5 | 0 | 2019 | 9999 |  |  | N | Solar | [13 empty] | 0 | 0 | 0 | 0 | [11 empty] | Standard Solar | 100 | Standard Solar | 100 | Non-regulated
Barneveld Solar | 63279_G_PV1 | 63279 | G | PV1 |  | Solar PV |  | NY_Z_C&E | New York | 36 | Oneida | 65 | 36065 | 1 | 0 | 2019 | 9999 |  |  | N | Solar | [13 empty] | 0 | 0 | 0 | 0 | [11 empty] | Citizens Solar Holdings VIII, LLC | 100 | Citizens Solar Holdings VIII, LLC | 100 | Non-regulated
Georgia College & State University Solar | 63282_G_1 | 63282 | G | 1 |  | Solar PV |  | S_SOU | Georgia | 13 | Baldwin | 9 | 13009 | 3.5 | 0 | 2024 | 9999 |  |  | N | Solar | [13 empty] | 0 | 0 | 0 | 0 | [11 empty] | Georgia Power Co | 100 | Georgia Power Co | 100 | Regulated
DG Amaze ACY1 | 63286_G_ACY1 | 63286 | G | ACY1 |  | Solar PV |  | PJM_EMAC | New Jersey | 34 | Gloucester | 15 | 34015 | 3.8 | 0 | 2019 | 9999 |  |  | N | Solar | [13 empty] | 0 | 0 | 0 | 0 | [11 empty] | DG Amaze New Jersey, LLC | 100 | DG Amaze New Jersey, LLC | 100 | Non-regulated
Cerro Gordo Wind Farm | 63287_G_CGWF | 63287 | G | CGWF |  | Onshore Wind |  | MIS_IA | Iowa | 19 | Cerro Gordo | 33 | 19033 | 42 | 0 | 2020 | 9999 |  |  | N | Wind | [13 empty] | 0 | 0 | 0 | 0 | [11 empty] | Cerro Gordo Wind Farm | 100 | Cerro Gordo Wind Farm | 100 | Non-regulated
Brass Mill Center | 63288_G_BMC | 63288 | G | BMC |  | Solar PV |  | NENG_CT | Connecticut | 9 | New Haven | 9 | 09009 | 4.2 | 0 | 2017 | 9999 |  |  | N | Solar | [13 empty] | 0 | 0 | 0 | 0 | [11 empty] | Brookfield (GGP) | 100 | Brookfield (GGP) | 100 | Non-regulated
White Marsh Mall | 63289_G_WMM | 63289 | G | WMM |  | Solar PV |  | PJM_SMAC | Maryland | 24 | Baltimore | 5 | 24005 | 1.1 | 0 | 2015 | 9999 |  |  | N | Solar | [13 empty] | 0 | 0 | 0 | 0 | [11 empty] | GGP Solar | 100 | GGP Solar | 100 | Non-regulated
Natick Mall | 63290_G_NM | 63290 | G | NM |  | Solar PV |  | NENGREST | Massachusetts | 25 | Middlesex | 17 | 25017 | 2.2 | 0 | 2018 | 9999 |  |  | N | Solar | [13 empty] | 0 | 0 | 0 | 0 | [11 empty] | Brookfield (GGP) | 100 | Brookfield (GGP) | 100 | Non-regulated
Grand Prix Solar | 63291_G_GPS | 63291 | G | GPS |  | Solar PV |  | NY_Z_G-I | New York | 36 | Westchester | 119 | 36119 | 1.9 | 0 | 2014 | 9999 |  |  | N | Solar | [13 empty] | 0 | 0 | 0 | 0 | [11 empty] | Grand Prix NY Racing LLC | 48.71 | Grand Prix NY Racing LLC | 48.71 | Non-regulated
100 Brook Hill Drive Solar | 63292_G_BHD | 63292 | G | BHD |  | Solar PV |  | NY_Z_G-I | New York | 36 | Rockland | 87 | 36087 | 1.5 | 0 | 2015 | 9999 |  |  | N | Solar | [13 empty] | 0 | 0 | 0 | 0 | [11 empty] | DP57 LLC | 100 | DP57 LLC | 100 | Non-regulated
Cottonwood Solar, LLC | 63293_G_NCCWD | 63293 | G | NCCWD |  | Solar PV |  | PJM_Dom | North Carolina | 37 | Northampton | 131 | 37131 | 3 | 0 | 2018 | 9999 |  |  | N | Solar | [13 empty] | 0 | 0 | 0 | 0 | [11 empty] | Alchemy Renewable Energy | 100 | Alchemy Renewable Energy | 100 | Non-regulated
Chicot Solar | 63295_G_CHICO | 63295 | G | CHICO |  | Solar PV |  | MIS_AR | Arkansas | 5 | Chicot | 17 | 05017 | 100 | 0 | 2020 | 9999 |  |  | N | Solar | [13 empty] | 0 | 0 | 0 | 0 | [11 empty] | Chicot Solar, LLC | 100 | Chicot Solar, LLC | 100 | Non-regulated
232 Long Branch 29 Solar I, LLC | 63296_G_NCLFT | 63296 | G | NCLFT |  | Solar PV |  | S_VACA | North Carolina | 37 | Cleveland | 45 | 37045 | 2 | 0 | 2018 | 9999 |  |  | N | Solar | [13 empty] | 0 | 0 | 0 | 0 | [11 empty] | Alchemy Renewable Energy | 100 | Alchemy Renewable Energy | 100 | Non-regulated
Hobart & William Smith College Gates Rd. | 63297_G_GATES | 63297 | G | GATES |  | Solar PV |  | NY_Z_C&E | New York | 36 | Ontario | 69 | 36069 | 1.8 | 0 | 2017 | 9999 |  |  | N | Solar | [13 empty] | 0 | 0 | 0 | 0 | [11 empty] | Dynamic Energy Solutions, LLC | 100 | Dynamic Energy Solutions, LLC | 100 | Non-regulated
Barrette Outdoor Living, Inc. | 63298_G_BARRE | 63298 | G | BARRE |  | Solar PV |  | PJM_EMAC | New Jersey | 34 | Atlantic | 1 | 34001 | 1.5 | 0 | 2019 | 9999 |  |  | N | Solar | [13 empty] | 0 | 0 | 0 | 0 | [11 empty] | Dynamic Energy Solutions, LLC | 100 | Dynamic Energy Solutions, LLC | 100 | Non-regulated
Harvest Beulaville, LLC | 63299_G_NCBVL | 63299 | G | NCBVL |  | Solar PV |  | S_VACA | North Carolina | 37 | Duplin | 61 | 37061 | 2 | 0 | 2017 | 9999 |  |  | N | Solar | [13 empty] | 0 | 0 | 0 | 0 | [11 empty] | Alchemy Renewable Energy | 100 | Alchemy Renewable Energy | 100 | Non-regulated
Athos Solar Project | 63300_G_IPAT1 | 63300 | G | IPAT1 |  | Solar PV |  | WECC_SCE | California | 6 | Riverside | 65 | 06065 | 250 | 0 | 2022 | 9999 |  |  | N | Solar | [13 empty] | 0 | 0 | 0 | 0 | [11 empty] | SE Athos I, LLC | 100 | SE Athos I, LLC | 100 | Non-regulated
Garrett Solar | 63301_G_1888 | 63301 | G | 1888 |  | Solar PV |  | WECC_PNW | Oregon | 41 | Lake | 37 | 41037 | 10 | 0 | 2019 | 9999 |  |  | N | Solar | [13 empty] | 0 | 0 | 0 | 0 | [11 empty] | Garrett Solar, LLC | 100 | Garrett Solar, LLC | 100 | Non-regulated
South Windsor Fuel Cell | 63302_G_SWFC5 | 63302 | G | SWFC5 |  | Fuel Cell |  | NENG_CT | Connecticut | 9 | Hartford | 3 | 09003 | 5 | 6469 | 2020 | 9999 |  |  | N | Natural Gas | [13 empty] | 0 | 0 | 0 | 0 | [11 empty] | South Energy Investments LLC | 100 | South Energy Investments LLC | 100 | Non-regulated
Alticor Inc - Solar Project | 63303_G_AISP | 63303 | G | AISP |  | Solar PV |  | WECC_SCE | California | 6 | Orange | 59 | 06059 | 1.1 | 0 | 2017 | 9999 |  |  | N | Solar | [13 empty] | 0 | 0 | 0 | 0 | [11 empty] | SunTrust Equipment Finance & Leasing Corp | 100 | SunTrust Equipment Finance & Leasing Corp | 100 | Non-regulated
Allium Community Solar Garden, LLC | 63304_G_ALIUM | 63304 | G | ALIUM |  | Solar PV |  | MIS_MNWI | Minnesota | 27 | Stearns | 145 | 27145 | 1 | 0 | 2021 | 9999 |  |  | N | Solar | [13 empty] | 0 | 0 | 0 | 0 | [11 empty] | National Grid Renewables | 100 | National Grid Renewables | 100 | Non-regulated
Aster Community Solar Garden, LLC | 63305_G_ASTER | 63305 | G | ASTER |  | Solar PV |  | MIS_MNWI | Minnesota | 27 | Kandiyohi | 67 | 27067 | 1 | 0 | 2020 | 9999 |  |  | N | Solar | [13 empty] | 0 | 0 | 0 | 0 | [11 empty] | National Grid Renewables | 100 | National Grid Renewables | 100 | Non-regulated
Westport Community Solar, LLC | 63307_G_WESTP | 63307 | G | WESTP |  | Solar PV |  | MIS_MNWI | Minnesota | 27 | Kandiyohi | 67 | 27067 | 1 | 0 | 2021 | 9999 |  |  | N | Solar | [13 empty] | 0 | 0 | 0 | 0 | [11 empty] | National Grid Renewables | 100 | National Grid Renewables | 100 | Non-regulated
Marigold Community Solar Garden, LLC | 63308_G_MGOLD | 63308 | G | MGOLD |  | Solar PV |  | MIS_MNWI | Minnesota | 27 | Le Sueur | 79 | 27079 | 1 | 0 | 2021 | 9999 |  |  | N | Solar | [13 empty] | 0 | 0 | 0 | 0 | [11 empty] | National Grid Renewables | 100 | National Grid Renewables | 100 | Non-regulated
Honeysuckle Solar, LLC | 63309_G_HONEY | 63309 | G | HONEY |  | Solar PV |  | MIS_MNWI | Minnesota | 27 | McLeod | 85 | 27085 | 1 | 0 | 2021 | 9999 |  |  | N | Solar | [13 empty] | 0 | 0 | 0 | 0 | [11 empty] | National Grid Renewables | 100 | National Grid Renewables | 100 | Non-regulated
Lantana Solar, LLC | 63311_G_LANTA | 63311 | G | LANTA |  | Solar PV |  | MIS_MNWI | Minnesota | 27 | Redwood | 127 | 27127 | 1 | 0 | 2021 | 9999 |  |  | N | Solar | [13 empty] | 0 | 0 | 0 | 0 | [11 empty] | National Grid Renewables | 100 | National Grid Renewables | 100 | Non-regulated
Hyacinth Solar, LLC | 63312_G_HYCIN | 63312 | G | HYCIN |  | Solar PV |  | MIS_MNWI | Minnesota | 27 | Dakota | 37 | 27037 | 1 | 0 | 2020 | 9999 |  |  | N | Solar | [13 empty] | 0 | 0 | 0 | 0 | [11 empty] | National Grid Renewables | 100 | National Grid Renewables | 100 | Non-regulated
Coral Bells Solar, LLC | 63313_G_CORAL | 63313 | G | CORAL |  | Solar PV |  | MIS_MNWI | Minnesota | 27 | Chisago | 25 | 27025 | 1 | 0 | 2020 | 9999 |  |  | N | Solar | [13 empty] | 0 | 0 | 0 | 0 | [11 empty] | National Grid Renewables | 100 | National Grid Renewables | 100 | Non-regulated
Primrose Solar, LLC | 63314_G_PROSE | 63314 | G | PROSE |  | Solar PV |  | MIS_MNWI | Minnesota | 27 | Blue Earth | 13 | 27013 | 1 | 0 | 2021 | 9999 |  |  | N | Solar | [13 empty] | 0 | 0 | 0 | 0 | [11 empty] | National Grid Renewables | 100 | National Grid Renewables | 100 | Non-regulated
Kerria Solar, LLC | 63315_G_KERIA | 63315 | G | KERIA |  | Solar PV |  | MIS_MNWI | Minnesota | 27 | Renville | 129 | 27129 | 1 | 0 | 2020 | 9999 |  |  | N | Solar | [13 empty] | 0 | 0 | 0 | 0 | [11 empty] | National Grid Renewables | 100 | National Grid Renewables | 100 | Non-regulated
Geranium Solar, LLC | 63317_G_GERNM | 63317 | G | GERNM |  | Solar PV |  | MIS_MNWI | Minnesota | 27 | Kandiyohi | 67 | 27067 | 1 | 0 | 2020 | 9999 |  |  | N | Solar | [13 empty] | 0 | 0 | 0 | 0 | [11 empty] | National Grid Renewables | 100 | National Grid Renewables | 100 | Non-regulated
Bellflower Solar, LLC | 63318_G_BELLF | 63318 | G | BELLF |  | Solar PV |  | MIS_MNWI | Minnesota | 27 | Stearns | 145 | 27145 | 1 | 0 | 2020 | 9999 |  |  | N | Solar | [13 empty] | 0 | 0 | 0 | 0 | [11 empty] | National Grid Renewables | 100 | National Grid Renewables | 100 | Non-regulated
Iris Solar, LLC (MN) | 63319_G_IRIS | 63319 | G | IRIS |  | Solar PV |  | MIS_MNWI | Minnesota | 27 | Nicollet | 103 | 27103 | 1 | 0 | 2020 | 9999 |  |  | N | Solar | [13 empty] | 0 | 0 | 0 | 0 | [11 empty] | National Grid Renewables | 100 | National Grid Renewables | 100 | Non-regulated
Titan Solar Project | 63320_G_IPTTN | 63320 | G | IPTTN |  | Solar PV |  | ERC_WEST | Texas | 48 | Culberson | 109 | 48109 | 260 | 0 | 2021 | 9999 |  |  | N | Solar | [13 empty] | 0 | 0 | 0 | 0 | [11 empty] | SE Titan, LLC | 100 | SE Titan, LLC | 100 | Non-regulated
Bingham Solar, LLC | 63321_G_BINGH | 63321 | G | BINGH |  | Solar PV |  | MIS_LMI | Michigan | 26 | Clinton | 37 | 26037 | 20 | 0 | 2020 | 9999 |  |  | N | Solar | [13 empty] | 0 | 0 | 0 | 0 | [11 empty] | National Grid Renewables | 100 | National Grid Renewables | 100 | Non-regulated
Temperance Solar, LLC | 63322_G_TEMPR | 63322 | G | TEMPR |  | Solar PV |  | MIS_LMI | Michigan | 26 | Monroe | 115 | 26115 | 20 | 0 | 2020 | 9999 |  |  | N | Solar | [13 empty] | 0 | 0 | 0 | 0 | [11 empty] | National Grid Renewables | 100 | National Grid Renewables | 100 | Non-regulated
Bluefin Origination 1 | 63323_G_SIMBA | 63323 | G | SIMBA |  | Solar PV |  | PJM_SMAC | Maryland | 24 | Prince Georges | 33 | 24033 | 2 | 0 | 2019 | 9999 |  |  | N | Solar | [13 empty] | 0 | 0 | 0 | 0 | [11 empty] | Bluefin Origination 1, LLC | 100 | Bluefin Origination 1, LLC | 100 | Non-regulated
Camp Atterbury Microgrid Hybrid | 63324_G_ES1 | 63324 | G | ES1 |  | Energy Storage |  | MIS_INKY | Indiana | 18 | Johnson | 81 | 18081 | 5 | 0 | 2019 | 9999 |  |  | N | Energy Storage | [13 empty] | 0 | 0 | 0 | 0 | [11 empty] | Duke Energy Indiana, LLC | 100 | Duke Energy Indiana, LLC | 100 | Regulated
Camp Atterbury Microgrid Hybrid | 63324_G_PV1 | 63324 | G | PV1 |  | Solar PV |  | MIS_INKY | Indiana | 18 | Johnson | 81 | 18081 | 2 | 0 | 2019 | 9999 |  |  | N | Solar | [13 empty] | 0 | 0 | 0 | 0 | [11 empty] | Duke Energy Indiana, LLC | 100 | Duke Energy Indiana, LLC | 100 | Regulated
Yorktown Battery Energy Storage Facility | 63325_G_YORK1 | 63325 | G | YORK1 |  | Energy Storage |  | WEC_LADW | California | 6 | Los Angeles | 37 | 06037 | 3 | 0 | 2023 | 9999 |  |  | N | Energy Storage | [13 empty] | 0 | 0 | 0 | 0 | [11 empty] | Southern California Edison Co | 100 | Southern California Edison Co | 100 | Regulated
Cadillac Battery Energy Storage Facility | 63326_G_CAD1 | 63326 | G | CAD1 |  | Energy Storage |  | WEC_LADW | California | 6 | Los Angeles | 37 | 06037 | 3.5 | 0 | 2023 | 9999 |  |  | N | Energy Storage | [13 empty] | 0 | 0 | 0 | 0 | [11 empty] | Southern California Edison Co | 100 | Southern California Edison Co | 100 | Regulated
Diamond Spring, LLC | 63327_G_46001 | 63327 | G | 46001 |  | Onshore Wind |  | SPP_WEST | Oklahoma | 40 | Johnston | 69 | 40069 | 303.5 | 0 | 2020 | 9999 |  |  | N | Wind | [13 empty] | 0 | 0 | 0 | 0 | [11 empty] | Allete Clean Energy | 100 | Allete Clean Energy | 100 | Non-regulated
Juno Solar Project | 63328_G_IPJNO | 63328 | G | IPJNO |  | Solar PV |  | ERC_WEST | Texas | 48 | Borden | 33 | 48033 | 141 | 0 | 2021 | 9999 |  |  | N | Solar | [13 empty] | 0 | 0 | 0 | 0 | [11 empty] | SE Juno, LLC | 100 | SE Juno, LLC | 100 | Non-regulated
Juno Solar Project | 63328_G_JUNO1 | 63328 | G | JUNO1 |  | Solar PV |  | ERC_WEST | Texas | 48 | Borden | 33 | 48033 | 159 | 0 | 2021 | 9999 |  |  | N | Solar | [13 empty] | 0 | 0 | 0 | 0 | [11 empty] | SE Juno, LLC | 100 | SE Juno, LLC | 100 | Non-regulated
Aragorn Solar Project | 63329_G_IPAGN | 63329 | G | IPAGN |  | Solar PV |  | ERC_WEST | Texas | 48 | Culberson | 109 | 48109 | 180 | 0 | 2021 | 9999 |  |  | N | Solar | [13 empty] | 0 | 0 | 0 | 0 | [11 empty] | SE Aragorn, LLC | 100 | SE Aragorn, LLC | 100 | Non-regulated
Duus Solar, LLC | 63330_G_ORDUS | 63330 | G | ORDUS |  | Solar PV |  | WECC_PNW | Oregon | 41 | Clackamas | 5 | 41005 | 10 | 0 | 2020 | 9999 |  |  | N | Solar | [13 empty] | 0 | 0 | 0 | 0 | [11 empty] | Alchemy Renewable Energy | 100 | Alchemy Renewable Energy | 100 | Non-regulated
Firwood Solar, LLC | 63331_G_ORFWD | 63331 | G | ORFWD |  | Solar PV |  | WECC_PNW | Oregon | 41 | Clackamas | 5 | 41005 | 10 | 0 | 2020 | 9999 |  |  | N | Solar | [13 empty] | 0 | 0 | 0 | 0 | [11 empty] | Alchemy Renewable Energy | 100 | Alchemy Renewable Energy | 100 | Non-regulated
Aulander Hwy 42 Solar, LLC | 63332_G_NCAUL | 63332 | G | NCAUL |  | Solar PV |  | PJM_Dom | North Carolina | 37 | Hertford | 91 | 37091 | 5 | 0 | 2016 | 9999 |  |  | N | Solar | [13 empty] | 0 | 0 | 0 | 0 | [11 empty] | Alchemy Renewable Energy | 100 | Alchemy Renewable Energy | 100 | Non-regulated
Campus Drive Solar | 63334_G_CAMPS | 63334 | G | CAMPS |  | Solar PV |  | PJM_EMAC | New Jersey | 34 | Burlington | 5 | 34005 | 3.7 | 0 | 2020 | 9999 |  |  | N | Solar | [13 empty] | 0 | 0 | 0 | 0 | [11 empty] | NJR Clean Energy Ventures III Corporation | 100 | NJR Clean Energy Ventures III Corporation | 100 | Non-regulated
HO Clarke Generating | 63335_G_CTG-1 | 63335 | G | CTG-1 |  | Combustion Turbine |  | ERC_REST | Texas | 48 | Harris | 201 | 48201 | 44.5 | 9905 | 2021 | 9999 |  |  | N | Natural Gas, Distillate Fuel Oil |  |  |  |  | SCR | [8 empty] | 0.011 | 0.011 | 0.011 | 0.011 | [11 empty] | HO Clarke Generating, LLC | 100 | HO Clarke Generating, LLC | 100 | Non-regulated
HO Clarke Generating | 63335_G_CTG-2 | 63335 | G | CTG-2 |  | Combustion Turbine |  | ERC_REST | Texas | 48 | Harris | 201 | 48201 | 44.5 | 9905 | 2021 | 9999 |  |  | N | Natural Gas, Distillate Fuel Oil |  |  |  |  | SCR | [8 empty] | 0.011 | 0.011 | 0.011 | 0.011 | [11 empty] | HO Clarke Generating, LLC | 100 | HO Clarke Generating, LLC | 100 | Non-regulated
HO Clarke Generating | 63335_G_CTG-3 | 63335 | G | CTG-3 |  | Combustion Turbine |  | ERC_REST | Texas | 48 | Harris | 201 | 48201 | 44.5 | 9905 | 2021 | 9999 |  |  | N | Natural Gas, Distillate Fuel Oil |  |  |  |  | SCR | [8 empty] | 0.011 | 0.011 | 0.011 | 0.011 | [11 empty] | HO Clarke Generating, LLC | 100 | HO Clarke Generating, LLC | 100 | Non-regulated
HO Clarke Generating | 63335_G_CTG-4 | 63335 | G | CTG-4 |  | Combustion Turbine |  | ERC_REST | Texas | 48 | Harris | 201 | 48201 | 44.5 | 9905 | 2021 | 9999 |  |  | N | Natural Gas, Distillate Fuel Oil |  |  |  |  | SCR | [8 empty] | 0.011 | 0.011 | 0.011 | 0.011 | [11 empty] | HO Clarke Generating, LLC | 100 | HO Clarke Generating, LLC | 100 | Non-regulated
HO Clarke Generating | 63335_G_CTG-5 | 63335 | G | CTG-5 |  | Combustion Turbine |  | ERC_REST | Texas | 48 | Harris | 201 | 48201 | 44.5 | 9905 | 2021 | 9999 |  |  | N | Natural Gas, Distillate Fuel Oil |  |  |  |  | SCR | [8 empty] | 0.011 | 0.011 | 0.011 | 0.011 | [11 empty] | HO Clarke Generating, LLC | 100 | HO Clarke Generating, LLC | 100 | Non-regulated
HO Clarke Generating | 63335_G_CTG-6 | 63335 | G | CTG-6 |  | Combustion Turbine |  | ERC_REST | Texas | 48 | Harris | 201 | 48201 | 44.5 | 9905 | 2021 | 9999 |  |  | N | Natural Gas, Distillate Fuel Oil |  |  |  |  | SCR | [8 empty] | 0.011 | 0.011 | 0.011 | 0.011 | [11 empty] | HO Clarke Generating, LLC | 100 | HO Clarke Generating, LLC | 100 | Non-regulated
HO Clarke Generating | 63335_G_CTG-7 | 63335 | G | CTG-7 |  | Combustion Turbine |  | ERC_REST | Texas | 48 | Harris | 201 | 48201 | 44.5 | 9905 | 2021 | 9999 |  |  | N | Natural Gas |  |  |  |  | SCR | [8 empty] | 0.011 | 0.011 | 0.011 | 0.011 | [11 empty] | HO Clarke II, LLC | 100 | HO Clarke II, LLC | 100 | Non-regulated
HO Clarke Generating | 63335_G_CTG-8 | 63335 | G | CTG-8 |  | Combustion Turbine |  | ERC_REST | Texas | 48 | Harris | 201 | 48201 | 44.5 | 9905 | 2021 | 9999 |  |  | N | Natural Gas |  |  |  |  | SCR | [8 empty] | 0.011 | 0.011 | 0.011 | 0.011 | [11 empty] | HO Clarke II, LLC | 100 | HO Clarke II, LLC | 100 | Non-regulated
Sutton Solar 2, LLC CSG | 63336_G_6004 | 63336 | G | 6004 |  | Solar PV |  | NENGREST | Massachusetts | 25 | Worcester | 27 | 25027 | 1 | 0 | 2020 | 9999 |  |  | N | Solar | [13 empty] | 0 | 0 | 0 | 0 | [11 empty] | Sutton Solar 2, LLC | 100 | Sutton Solar 2, LLC | 100 | Non-regulated
Lansing Renewables, LLC | 63337_G_14320 | 63337 | G | 14320 |  | Energy Storage |  | NY_Z_C&E | New York | 36 | Tompkins | 109 | 36109 | 3 | 0 | 2022 | 9999 |  |  | N | Energy Storage | [13 empty] | 0 | 0 | 0 | 0 | [11 empty] | Lansing Renewables, LLC | 100 | Lansing Renewables, LLC | 100 | Non-regulated
Lansing Renewables, LLC | 63337_G_6004 | 63337 | G | 6004 |  | Solar PV |  | NY_Z_C&E | New York | 36 | Tompkins | 109 | 36109 | 5 | 0 | 2020 | 9999 |  |  | N | Solar | [13 empty] | 0 | 0 | 0 | 0 | [11 empty] | Lansing Renewables, LLC | 100 | Lansing Renewables, LLC | 100 | Non-regulated
Granby Solar, LLC CSG | 63338_G_4787 | 63338 | G | 4787 |  | Solar PV |  | NENGREST | Massachusetts | 25 | Hampshire | 15 | 25015 | 3 | 0 | 2021 | 9999 |  |  | N | Solar | [13 empty] | 0 | 0 | 0 | 0 | [11 empty] | Granby Solar, LLC | 100 | Granby Solar, LLC | 100 | Non-regulated
Granby Solar, LLC CSG | 63338_G_4788 | 63338 | G | 4788 |  | Energy Storage |  | NENGREST | Massachusetts | 25 | Hampshire | 15 | 25015 | 2 | 0 | 2022 | 9999 |  |  | N | Energy Storage | [11 empty] | 0 |  | 0 | 0 | 0 | 0 | [11 empty] | Granby Solar, LLC | 100 | Granby Solar, LLC | 100 | Non-regulated
Hales Mills Solar, LLC | 63339_G_09751 | 63339 | G | 09751 |  | Energy Storage |  | NY_Z_F | New York | 36 | Fulton | 35 | 36035 | 3 | 0 | 2023 | 9999 |  |  | N | Energy Storage | [13 empty] | 0 | 0 | 0 | 0 | [11 empty] | Hales Mills Solar, LLC | 100 | Hales Mills Solar, LLC | 100 | Non-regulated
Hales Mills Solar, LLC | 63339_G_6609 | 63339 | G | 6609 |  | Solar PV |  | NY_Z_F | New York | 36 | Fulton | 35 | 36035 | 3.6 | 0 | 2020 | 9999 |  |  | N | Solar | [13 empty] | 0 | 0 | 0 | 0 | [11 empty] | Hales Mills Solar, LLC | 100 | Hales Mills Solar, LLC | 100 | Non-regulated
Owlville Creek Solar 2, LLC | 63340_G_20660 | 63340 | G | 20660 |  | Energy Storage |  | NY_Z_C&E | New York | 36 | Madison | 53 | 36053 | 3 | 0 | 2022 | 9999 |  |  | N | Energy Storage | [13 empty] | 0 | 0 | 0 | 0 | [11 empty] | Owlville Creek Solar 2, LLC | 100 | Owlville Creek Solar 2, LLC | 100 | Non-regulated
Owlville Creek Solar 2, LLC | 63340_G_6609 | 63340 | G | 6609 |  | Solar PV |  | NY_Z_C&E | New York | 36 | Madison | 53 | 36053 | 5 | 0 | 2020 | 9999 |  |  | N | Solar | [13 empty] | 0 | 0 | 0 | 0 | [11 empty] | Owlville Creek Solar 2, LLC | 100 | Owlville Creek Solar 2, LLC | 100 | Non-regulated
Owlville Creek Solar, LLC | 63341_G_20660 | 63341 | G | 20660 |  | Energy Storage |  | NY_Z_C&E | New York | 36 | Madison | 53 | 36053 | 3 | 0 | 2022 | 9999 |  |  | N | Energy Storage | [13 empty] | 0 | 0 | 0 | 0 | [11 empty] | Owlville Creek Solar, LLC | 100 | Owlville Creek Solar, LLC | 100 | Non-regulated
Owlville Creek Solar, LLC | 63341_G_6608 | 63341 | G | 6608 |  | Solar PV |  | NY_Z_C&E | New York | 36 | Madison | 53 | 36053 | 5 | 0 | 2020 | 9999 |  |  | N | Solar | [13 empty] | 0 | 0 | 0 | 0 | [11 empty] | Owlville Creek Solar, LLC | 100 | Owlville Creek Solar, LLC | 100 | Non-regulated
Bearkat II Wind Energy LLC | 63342_G_BKII | 63342 | G | BKII |  | Onshore Wind |  | ERC_WEST | Texas | 48 | Glasscock | 173 | 48173 | 162.1 | 0 | 2023 | 9999 |  |  | N | Wind | [13 empty] | 0 | 0 | 0 | 0 | [11 empty] | Exus North America Management Partners LLC | 100 | Exus North America Management Partners LLC | 100 | Non-regulated
Galloway 2 Solar Farm | 63343_G_GS2SF | 63343 | G | GS2SF |  | Solar PV |  | ERC_WEST | Texas | 48 | Concho | 95 | 48095 | 110 | 0 | 2023 | 9999 |  |  | N | Solar | [13 empty] | 0 | 0 | 0 | 0 | [11 empty] | 224WB 8me LLC | 100 | 224WB 8me LLC | 100 | Non-regulated
Starvation | 63344_G_STAR | 63344 | G | STAR |  | Solar PV |  | WECC_PNW | Oregon | 41 | Harney | 25 | 41025 | 9.9 | 0 | 2019 | 9999 |  |  | N | Solar | [13 empty] | 0 | 0 | 0 | 0 | [11 empty] | Starvation Solar I, LLC | 100 | Starvation Solar I, LLC | 100 | Non-regulated
Scotch Bonnet Solar, LLC | 63345_G_PGR07 | 63345 | G | PGR07 |  | Solar PV |  | S_VACA | North Carolina | 37 | Pender | 141 | 37141 | 4.5 | 0 | 2020 | 9999 |  |  | N | Solar | [13 empty] | 0 | 0 | 0 | 0 | [11 empty] | Scotch Bonnet Solar, LLC | 100 | Scotch Bonnet Solar, LLC | 100 | Non-regulated
Cubera Solar, LLC | 63346_G_PGR06 | 63346 | G | PGR06 |  | Solar PV |  | S_VACA | North Carolina | 37 | Harnett | 85 | 37085 | 2 | 0 | 2020 | 9999 |  |  | N | Solar | [13 empty] | 0 | 0 | 0 | 0 | [11 empty] | Cubera Solar, LLC | 100 | Cubera Solar, LLC | 100 | Non-regulated
Porcher CSG | 63348_G_PRCHR | 63348 | G | PRCHR |  | Solar PV |  | MIS_MNWI | Minnesota | 27 | Wabasha | 157 | 27157 | 0.9 | 0 | 2018 | 9999 |  |  | N | Solar | [13 empty] | 0 | 0 | 0 | 0 | [11 empty] | SunShare Management | 100 | SunShare Management | 100
OE_AZ1 | 63349_G_AZ1 | 63349 | G | AZ1 |  | Solar PV |  | WECC_AZ | Arizona | 4 | La Paz | 12 | 04012 | 32.5 | 0 | 2020 | 9999 |  |  | N | Solar | [13 empty] | 0 | 0 | 0 | 0 | [11 empty] | AZ Solar 1, LLC | 100 | AZ Solar 1, LLC | 100 | Non-regulated
OE_GA3 | 63350_G_GA3 | 63350 | G | GA3 |  | Solar PV |  | S_SOU | Georgia | 13 | Mitchell | 205 | 13205 | 57.5 | 0 | 2020 | 9999 |  |  | N | Solar | [13 empty] | 0 | 0 | 0 | 0 | [11 empty] | GA Solar 3, LLC | 100 | GA Solar 3, LLC | 100 | Non-regulated
Bluebell Solar II | 63351_G_BBS2 | 63351 | G | BBS2 |  | Solar PV |  | ERC_WEST | Texas | 48 | Sterling | 431 | 48431 | 115 | 0 | 2020 | 9999 |  |  | N | Solar | [13 empty] | 0 | 0 | 0 | 0 | [11 empty] | Bluebell Solar II, LLC | 100 | Bluebell Solar II, LLC | 100 | Non-regulated
Gemini Solar | 63352_G_ARBE1 | 63352 | G | ARBE1 |  | Solar PV |  | WECC_SNV | Nevada | 32 | Clark | 3 | 32003 | 690 | 0 | 2023 | 9999 |  |  | N | Solar | [13 empty] | 0 | 0 | 0 | 0 | [11 empty] | Pocket Solar Master Lessee LLC | 100 | Pocket Solar Master Lessee LLC | 100 | Non-regulated
Gemini Solar | 63352_G_ARPV1 | 63352 | G | ARPV1 |  | Energy Storage |  | WECC_SNV | Nevada | 32 | Clark | 3 | 32003 | 380 | 0 | 2023 | 9999 |  |  | N | Energy Storage | [13 empty] | 0 | 0 | 0 | 0 | [11 empty] | Pocket Solar Master Lessee LLC | 100 | Pocket Solar Master Lessee LLC | 100 | Non-regulated
Allied Beverages Elizabeth | 63353_G_ABE | 63353 | G | ABE |  | Solar PV |  | PJM_EMAC | New Jersey | 34 | Union | 39 | 34039 | 3.2 | 0 | 2018 | 9999 |  |  | N | Solar | [13 empty] | 0 | 0 | 0 | 0 | [11 empty] | Breakthru Beverage | 100 | Breakthru Beverage | 100 | Non-regulated
Ticket Network South Windsor | 63354_G_TNSW | 63354 | G | TNSW |  | Solar PV |  | NENG_CT | Connecticut | 9 | Hartford | 3 | 09003 | 1 | 0 | 2018 | 9999 |  |  | N | Solar | [13 empty] | 0 | 0 | 0 | 0 | [11 empty] | TicketNetwork Campus Realty, LLC | 100 | TicketNetwork Campus Realty, LLC | 100 | Non-regulated
Chanel Piscataway Rooftop | 63355_G_CPR | 63355 | G | CPR |  | Solar PV |  | PJM_EMAC | New Jersey | 34 | Middlesex | 23 | 34023 | 1.4 | 0 | 2018 | 9999 |  |  | N | Solar | [13 empty] | 0 | 0 | 0 | 0 | [11 empty] | Chanel Inc. | 100 | Chanel Inc. | 100 | Non-regulated
Colonial Pipeline Allentown Chesterfield | 63356_G_CPAC | 63356 | G | CPAC |  | Solar PV |  | PJM_EMAC | New Jersey | 34 | Burlington | 5 | 34005 | 1.9 | 0 | 2018 | 9999 |  |  | N | Solar | [13 empty] | 0 | 0 | 0 | 0 | [11 empty] | Colonial Pipeline Company | 100 | Colonial Pipeline Company | 100 | Non-regulated
Colonial Pipeline Woodbury West Deptford | 63357_G_CPWWD | 63357 | G | CPWWD |  | Solar PV |  | PJM_EMAC | New Jersey | 34 | Gloucester | 15 | 34015 | 3.7 | 0 | 2018 | 9999 |  |  | N | Solar | [13 empty] | 0 | 0 | 0 | 0 | [11 empty] | Colonial Pipeline Company | 100 | Colonial Pipeline Company | 100 | Non-regulated
Corbin Russwin Phase 3 Berlin | 63358_G_CRP3B | 63358 | G | CRP3B |  | Solar PV |  | NENG_CT | Connecticut | 9 | Hartford | 3 | 09003 | 1 | 0 | 2018 | 9999 |  |  | N | Solar | [13 empty] | 0 | 0 | 0 | 0 | [11 empty] | OwnSolar | 100 | OwnSolar | 100 | Non-regulated
Medline Ind. Phase 2 Tracy | 63361_G_MIP2T | 63361 | G | MIP2T |  | Solar PV |  | WEC_CALN | California | 6 | San Joaquin | 77 | 06077 | 1 | 0 | 2018 | 9999 |  |  | N | Solar | [13 empty] | 0 | 0 | 0 | 0 | [11 empty] | Medline Industries Inc. | 100 | Medline Industries Inc. | 100 | Non-regulated
Niagara Bottling Stockton | 63363_G_NBS | 63363 | G | NBS |  | Solar PV |  | WEC_CALN | California | 6 | San Joaquin | 77 | 06077 | 1 | 0 | 2018 | 9999 |  |  | N | Solar | [13 empty] | 0 | 0 | 0 | 0 | [11 empty] | OwnSolar | 100 | OwnSolar | 100 | Non-regulated
Soda Lake 3 | 63365_G_SL3 | 63365 | G | SL3 |  | Geothermal |  | WECC_NNV | Nevada | 32 | Churchill | 1 | 32001 | 20 | 30000 | 2019 | 9999 |  |  | N | Geothermal | [13 empty] | 0 | 0 | 0 | 0 | 0.4563 | 0.4563 | 0.4563 | [8 empty] | AMOR IX, LLC | 100 | AMOR IX, LLC | 100 | Non-regulated
435A Bergen Avenue | 63366_G_1 | 63366 | G | 1 |  | Solar PV |  | PJM_EMAC | New Jersey | 34 | Hudson | 17 | 34017 | 1.4 | 0 | 2019 | 9999 |  |  | N | Solar | [13 empty] | 0 | 0 | 0 | 0 | [11 empty] | Hartz Solar, LLC | 100 | Hartz Solar, LLC | 100 | Non-regulated
Strandness Garden | 63367_G_CGS | 63367 | G | CGS |  | Solar PV |  | MIS_MNWI | Minnesota | 27 | Pope | 121 | 27121 | 1 | 0 | 2020 | 9999 |  |  | N | Solar | [13 empty] | 0 | 0 | 0 | 0 | [11 empty] | Strandness Garden LLC | 100 | Strandness Garden LLC | 100 | Non-regulated
GSPP Gilman, LLC | 63368_G_GILMA | 63368 | G | GILMA |  | Solar PV |  | NENGREST | Vermont | 50 | Essex | 9 | 50009 | 2.1 | 0 | 2018 | 9999 |  |  | N | Solar | [13 empty] | 0 | 0 | 0 | 0 | [11 empty] | GSPP Gilman LLC | 100 | Green Street Power Partners LLC | 100 | Non-regulated
Riley Road LLC | 63369_G_RILE1 | 63369 | G | RILE1 |  | Solar PV |  | NY_Z_G-I | New York | 36 | Orange | 71 | 36071 | 2 | 0 | 2019 | 9999 |  |  | N | Solar | [13 empty] | 0 | 0 | 0 | 0 | [11 empty] | Green Street Power Partners | 100 | Green Street Power Partners | 100 | Non-regulated
Riley Road LLC | 63369_G_RILE2 | 63369 | G | RILE2 |  | Solar PV |  | NY_Z_G-I | New York | 36 | Orange | 71 | 36071 | 2 | 0 | 2019 | 9999 |  |  | N | Solar | [13 empty] | 0 | 0 | 0 | 0 | [11 empty] | Green Street Power Partners | 100 | Green Street Power Partners | 100 | Non-regulated
GSSP Schneider LLC | 63370_G_SCHN1 | 63370 | G | SCHN1 |  | Solar PV |  | MIS_MNWI | Minnesota | 27 | Stearns | 145 | 27145 | 1 | 0 | 2019 | 9999 |  |  | N | Solar | [13 empty] | 0 | 0 | 0 | 0 | [11 empty] | Green Street Power Partners | 100 | Green Street Power Partners | 100 | Non-regulated
GSSP Schneider LLC | 63370_G_SCHN2 | 63370 | G | SCHN2 |  | Solar PV |  | MIS_MNWI | Minnesota | 27 | Stearns | 145 | 27145 | 1 | 0 | 2019 | 9999 |  |  | N | Solar | [13 empty] | 0 | 0 | 0 | 0 | [11 empty] | Green Street Power Partners | 100 | Green Street Power Partners | 100 | Non-regulated
GSSP Schneider LLC | 63370_G_SCHN3 | 63370 | G | SCHN3 |  | Solar PV |  | MIS_MNWI | Minnesota | 27 | Stearns | 145 | 27145 | 1 | 0 | 2019 | 9999 |  |  | N | Solar | [13 empty] | 0 | 0 | 0 | 0 | [11 empty] | Green Street Power Partners | 100 | Green Street Power Partners | 100 | Non-regulated
GSSP Schneider LLC | 63370_G_SCHN4 | 63370 | G | SCHN4 |  | Solar PV |  | MIS_MNWI | Minnesota | 27 | Stearns | 145 | 27145 | 1 | 0 | 2019 | 9999 |  |  | N | Solar | [13 empty] | 0 | 0 | 0 | 0 | [11 empty] | Green Street Power Partners | 100 | Green Street Power Partners | 100 | Non-regulated
GSSP Schneider LLC | 63370_G_SCHN5 | 63370 | G | SCHN5 |  | Solar PV |  | MIS_MNWI | Minnesota | 27 | Stearns | 145 | 27145 | 1 | 0 | 2019 | 9999 |  |  | N | Solar | [13 empty] | 0 | 0 | 0 | 0 | [11 empty] | Green Street Power Partners | 100 | Green Street Power Partners | 100 | Non-regulated
Hope Solar Farm LLC | 63371_G_BRUNS | 63371 | G | BRUNS |  | Solar PV |  | NY_Z_F | New York | 36 | Rensselaer | 83 | 36083 | 2 | 0 | 2019 | 9999 |  |  | N | Solar | [13 empty] | 0 | 0 | 0 | 0 | [11 empty] | Green Street Power Partners | 100 | Green Street Power Partners | 100 | Non-regulated
Catlin Solar 1 LLC | 63372_G_CATLI | 63372 | G | CATLI |  | Solar PV |  | NY_Z_C&E | New York | 36 | Schuyler | 97 | 36097 | 4 | 0 | 2019 | 9999 |  |  | N | Solar | [13 empty] | 0 | 0 | 0 | 0 | [11 empty] | Green Street Power Partners | 100 | Green Street Power Partners | 100 | Non-regulated
Saratoga Solar LLC | 63373_G_SARAT | 63373 | G | SARAT |  | Solar PV |  | NY_Z_F | New York | 36 | Saratoga | 91 | 36091 | 5 | 0 | 2019 | 9999 |  |  | N | Solar | [13 empty] | 0 | 0 | 0 | 0 | [11 empty] | Green Street Power Partners | 100 | Green Street Power Partners | 100 | Non-regulated
CP Middletown Solar I LLC | 63374_G_CPMI1 | 63374 | G | CPMI1 |  | Solar PV |  | NENG_CT | Connecticut | 9 | Middlesex | 7 | 09007 | 1 | 0 | 2019 | 9999 |  |  | N | Solar | [13 empty] | 0 | 0 | 0 | 0 | [11 empty] | Green Street Power Partners | 100 | Green Street Power Partners | 100 | Non-regulated
CP Middletown Solar II LLC | 63375_G_CPMI2 | 63375 | G | CPMI2 |  | Solar PV |  | NENG_CT | Connecticut | 9 | Middlesex | 7 | 09007 | 1 | 0 | 2019 | 9999 |  |  | N | Solar | [13 empty] | 0 | 0 | 0 | 0 | [11 empty] | Green Street Power Partners | 100 | Green Street Power Partners | 100 | Non-regulated
Phelan Pinon Hills CSD Solar | 63376_G_PPHS | 63376 | G | PPHS |  | Solar PV |  | WECC_SCE | California | 6 | San Bernardino | 71 | 06071 | 1.1 | 0 | 2015 | 9999 |  |  | N | Solar | [13 empty] | 0 | 0 | 0 | 0 | [11 empty] | Phelan Pinon Hills Community Services District | 100 | Phelan Pinon Hills Community Services District | 100 | Non-regulated
ESA Hamlet NC , LLC | 63377_G_PGR10 | 63377 | G | PGR10 |  | Solar PV |  | S_VACA | North Carolina | 37 | Richmond | 153 | 37153 | 5 | 0 | 2021 | 9999 |  |  | N | Solar | [13 empty] | 0 | 0 | 0 | 0 | [11 empty] | ESA Hamlet NC LLC | 100 | ESA Hamlet NC LLC | 100 | Non-regulated
Wapello Solar LLC | 63378_G_WAPLO | 63378 | G | WAPLO |  | Solar PV |  | MIS_MIDA | Iowa | 19 | Louisa | 115 | 19115 | 100 | 0 | 2021 | 9999 |  |  | N | Solar | [13 empty] | 0 | 0 | 0 | 0 | [11 empty] | Wapello Solar LLC | 100 | Wapello Solar LLC | 100 | Non-regulated
Mtn. Solar 3 CSG | 63379_G_X0134 | 63379 | G | X0134 |  | Solar PV |  | WECC_CO | Colorado | 8 | Morgan | 87 | 08087 | 1.5 | 0 | 2020 | 9999 |  |  | N | Solar | [13 empty] | 0 | 0 | 0 | 0 | [11 empty] | Standard Solar | 100 | Standard Solar | 100 | Non-regulated
Goodhue Community Solar One LLC CSG | 63380_G_52829 | 63380 | G | 52829 |  | Solar PV |  | MIS_MNWI | Minnesota | 27 | Goodhue | 49 | 27049 | 1 | 0 | 2020 | 9999 |  |  | N | Solar | [13 empty] | 0 | 0 | 0 | 0 | [11 empty] | Madison Energy Holdings LLC | 100 | Madison Energy Holdings LLC | 100 | Non-regulated
Railroad Solar Farm, LLC | 63381_G_NCRAL | 63381 | G | NCRAL |  | Solar PV |  | S_VACA | North Carolina | 37 | Robeson | 155 | 37155 | 4.1 | 0 | 2016 | 9999 |  |  | N | Solar | [13 empty] | 0 | 0 | 0 | 0 | [11 empty] | Alchemy Renewable Energy | 100 | Alchemy Renewable Energy | 100 | Non-regulated
ATOOD Solar IV, LLC | 63383_G_NCATD | 63383 | G | NCATD |  | Solar PV |  | S_VACA | North Carolina | 37 | Brunswick | 19 | 37019 | 5 | 0 | 2019 | 9999 |  |  | N | Solar | [13 empty] | 0 | 0 | 0 | 0 | [11 empty] | Alchemy Renewable Energy | 100 | Alchemy Renewable Energy | 100 | Non-regulated
Bennington Wind | 63384_G_BENN | 63384 | G | BENN |  | Onshore Wind |  | PJM_COMD | Illinois | 17 | Marshall | 123 | 17123 | 93 | 0 | 2021 | 9999 |  |  | N | Wind | [13 empty] | 0 | 0 | 0 | 0 | [11 empty] | Minonk Stewardship Wind LLC | 100 | Minonk Stewardship Wind LLC | 100 | Non-regulated
Castaic Lake Phase II | 63385_G_CA135 | 63385 | G | CA135 |  | Solar PV |  | WEC_LADW | California | 6 | Los Angeles | 37 | 06037 | 3.5 | 0 | 2014 | 9999 |  |  | N | Solar | [13 empty] | 0 | 0 | 0 | 0 | [11 empty] | MN8 Energy LLC | 100 | MN8 Energy LLC | 100 | Non-regulated
Three Rivers Solar Power, LLC | 63386_G_3RIVS | 63386 | G | 3RIVS |  | Solar PV |  | NENG_ME | Maine | 23 | Hancock | 9 | 23009 | 100 | 0 | 2025 | 9999 |  |  | N | Solar | [13 empty] | 0 | 0 | 0 | 0 | [11 empty] | Three Rivers Solar Power, LLC | 100 | Three Rivers Solar Power, LLC | 100 | Non-regulated
Rancho Seco Solar II, LLC | 63387_G_RSS2 | 63387 | G | RSS2 |  | Solar PV |  | WEC_BANC | California | 6 | Sacramento | 67 | 06067 | 160 | 0 | 2021 | 9999 |  |  | N | Solar | [13 empty] | 0 | 0 | 0 | 0 | [11 empty] | Rancho Seco Solar II, LLC | 100 | Rancho Seco Solar II, LLC | 100 | Non-regulated
Oxy Renewable Energy - Goldsmith | 63388_G_SOLAR | 63388 | G | SOLAR |  | Solar PV |  | ERC_WEST | Texas | 48 | Ector | 135 | 48135 | 16.8 | 0 | 2020 | 9999 |  |  | N | Solar | [13 empty] | 0 | 0 | 0 | 0 | [11 empty] | Oxy Renewable Energy LLC | 100 | Oxy Renewable Energy LLC | 100 | Non-regulated
Jordan Creek Wind Farm, LLC | 63389_G_JCW | 63389 | G | JCW |  | Onshore Wind |  | MIS_INKY | Indiana | 18 | Warren | 171 | 18171 | 398.6 | 0 | 2020 | 9999 |  |  | N | Wind | [13 empty] | 0 | 0 | 0 | 0 | [11 empty] | Jordan Creek Wind Farm, LLC | 100 | Jordan Creek Wind Farm, LLC | 100 | Non-regulated
Shelby Solar Array | 63390_G_SHBOH | 63390 | G | SHBOH |  | Solar PV |  | PJM_West | Ohio | 39 | Richland | 139 | 39139 | 1.9 | 0 | 2019 | 9999 |  |  | N | Solar | [13 empty] | 0 | 0 | 0 | 0 | [11 empty] | AEP Onsite Partners, LLC | 100 | AEP Onsite Partners, LLC | 100 | Non-regulated
City of Rio Rancho WWTP | 63391_G_CORR | 63391 | G | CORR |  | Solar PV |  | WECC_NM | New Mexico | 35 | Sandoval | 43 | 35043 | 1.2 | 0 | 2019 | 9999 |  |  | N | Solar | [13 empty] | 0 | 0 | 0 | 0 | [11 empty] | New Mexico Renewable Development LLC | 100 | New Mexico Renewable Development LLC | 100 | Non-regulated
DEC Phase II at Georgetown | 63392_G_DECII | 63392 | G | DECII |  | Solar PV |  | PJM_EMAC | Delaware | 10 | Sussex | 5 | 10005 | 3 | 0 | 2019 | 9999 |  |  | N | Solar | [13 empty] | 0 | 0 | 0 | 0 | [11 empty] | Luminace Solar MC, LLC | 100 | Luminace Solar MC, LLC | 100 | Non-regulated
Cuming County Renewables, LLC | 63393_G_T-1 | 63393 | G | T-1 |  | Onshore Wind |  | SPP_NEBR | Nebraska | 31 | Cuming | 39 | 31039 | 2.5 | 0 | 2019 | 9999 |  |  | N | Wind | [13 empty] | 0 | 0 | 0 | 0 | [11 empty] | Cuming County Renewables. LLC | 100 | Cuming County Renewables. LLC | 100 | Non-regulated
Falls Creek Garden | 63394_G_CGS | 63394 | G | CGS |  | Solar PV |  | MIS_MNWI | Minnesota | 27 | Rice | 131 | 27131 | 1 | 0 | 2020 | 9999 |  |  | N | Solar | [13 empty] | 0 | 0 | 0 | 0 | [11 empty] | Falls Creek Garden LLC | 100 | Falls Creek Garden LLC | 100 | Non-regulated
Star Garden | 63395_G_CGS | 63395 | G | CGS |  | Solar PV |  | MIS_MNWI | Minnesota | 27 | Pope | 121 | 27121 | 1 | 0 | 2020 | 9999 |  |  | N | Solar | [13 empty] | 0 | 0 | 0 | 0 | [11 empty] | Star Garden LLC | 100 | Star Garden LLC | 100 | Non-regulated
Buffalo Garden | 63396_G_CGS | 63396 | G | CGS |  | Solar PV |  | MIS_MNWI | Minnesota | 27 | Waseca | 161 | 27161 | 1 | 0 | 2020 | 9999 |  |  | N | Solar | [13 empty] | 0 | 0 | 0 | 0 | [11 empty] | Buffalo Garden LLC | 100 | Buffalo Garden LLC | 100 | Non-regulated
Loon Garden | 63397_G_CGS | 63397 | G | CGS |  | Solar PV |  | MIS_MNWI | Minnesota | 27 | Waseca | 161 | 27161 | 1 | 0 | 2020 | 9999 |  |  | N | Solar | [13 empty] | 0 | 0 | 0 | 0 | [11 empty] | Loon Garden LLC | 100 | Loon Garden LLC | 100 | Non-regulated
Kearsarge Amesbury Hybrid | 63398_G_AMBAT | 63398 | G | AMBAT |  | Energy Storage |  | NENGREST | Massachusetts | 25 | Essex | 9 | 25009 | 1.6 | 0 | 2019 | 9999 |  |  | N | Energy Storage | [13 empty] | 0 | 0 | 0 | 0 | [11 empty] | Kearsarge Amesbury LLC | 100 | Kearsarge Amesbury LLC | 100 | Non-regulated
Kearsarge Amesbury Hybrid | 63398_G_AMES | 63398 | G | AMES |  | Solar PV |  | NENGREST | Massachusetts | 25 | Essex | 9 | 25009 | 3.3 | 0 | 2019 | 9999 |  |  | N | Solar | [13 empty] | 0 | 0 | 0 | 0 | [11 empty] | Kearsarge Amesbury LLC | 100 | Kearsarge Amesbury LLC | 100 | Non-regulated
Galesburg Solar Array | 63399_G_GWA01 | 63399 | G | GWA01 |  | Solar PV |  | MIS_IL | Illinois | 17 | Henderson | 71 | 17071 | 1.4 | 0 | 2020 | 9999 |  |  | N | Solar | [13 empty] | 0 | 0 | 0 | 0 | [11 empty] | AEP Onsite Partners, LLC | 100 | AEP Onsite Partners, LLC | 100 | Non-regulated
P L Bartow | 634_G_4AGT | 634 | G | 4AGT | 90418 | Combined Cycle |  | FRCC | Florida | 12 | Pinellas | 103 | 12103 | 181 | 7814 | 2009 | 9999 |  |  | N | Natural Gas, Distillate Fuel Oil |  |  |  | DLNB + H2O | SCR | [7 empty] | 0.06 | 0.03179 | 0.03179 | 0.03179 | 0.03179 | [11 empty] | Duke Energy Florida | 100 | Duke Energy Corp | 100 | Regulated
P L Bartow | 634_G_4BGT | 634 | G | 4BGT | 90416 | Combined Cycle |  | FRCC | Florida | 12 | Pinellas | 103 | 12103 | 165 | 7814 | 2009 | 9999 |  |  | N | Natural Gas, Distillate Fuel Oil |  |  |  | DLNB + H2O | SCR | [7 empty] | 0.06 | 0.03179 | 0.03179 | 0.03179 | 0.03179 | [11 empty] | Duke Energy Florida | 100 | Duke Energy Corp | 100 | Regulated
P L Bartow | 634_G_4CGT | 634 | G | 4CGT | 90417 | Combined Cycle |  | FRCC | Florida | 12 | Pinellas | 103 | 12103 | 181 | 7814 | 2009 | 9999 |  |  | N | Natural Gas, Distillate Fuel Oil |  |  |  | DLNB + H2O | SCR | [7 empty] | 0.06 | 0.03179 | 0.03179 | 0.03179 | 0.03179 | [11 empty] | Duke Energy Florida | 100 | Duke Energy Corp | 100 | Regulated
P L Bartow | 634_G_4DGT | 634 | G | 4DGT | 90419 | Combined Cycle |  | FRCC | Florida | 12 | Pinellas | 103 | 12103 | 183 | 7814 | 2009 | 9999 |  |  | N | Natural Gas, Distillate Fuel Oil |  |  |  | DLNB + H2O | SCR | [7 empty] | 0.06 | 0.03179 | 0.03179 | 0.03179 | 0.03179 | [11 empty] | Duke Energy Florida | 100 | Duke Energy Corp | 100 | Regulated
P L Bartow | 634_G_4ST | 634 | G | 4ST | 90418 | Combined Cycle |  | FRCC | Florida | 12 | Pinellas | 103 | 12103 | 402 | 7814 | 2009 | 9999 |  |  | N | Natural Gas, Distillate Fuel Oil |  |  |  | LNB | SCR | [7 empty] | 0.06 | 0.03179 | 0.03179 | 0.03179 | 0.03179 | [11 empty] | Duke Energy Florida | 100 | Duke Energy Corp | 100 | Regulated
P L Bartow | 634_G_P1 | 634 | G | P1 |  | Combustion Turbine |  | FRCC | Florida | 12 | Pinellas | 103 | 12103 | 41 | 15776 | 1972 | 9999 |  |  | N | Distillate Fuel Oil | [12 empty] | 0.501 | 0.48923 | 0.48923 | 0.48923 | 0.48923 | [11 empty] | Duke Energy Florida | 100 | Duke Energy Corp | 100 | Regulated
P L Bartow | 634_G_P2 | 634 | G | P2 |  | Combustion Turbine |  | FRCC | Florida | 12 | Pinellas | 103 | 12103 | 41 | 15779 | 1972 | 9999 |  |  | N | Natural Gas, Distillate Fuel Oil | [12 empty] | 0.501 | 0.31058 | 0.31058 | 0.31058 | 0.31058 | [11 empty] | Duke Energy Florida | 100 | Duke Energy Corp | 100 | Regulated
P L Bartow | 634_G_P3 | 634 | G | P3 |  | Combustion Turbine |  | FRCC | Florida | 12 | Pinellas | 103 | 12103 | 41 | 15776 | 1972 | 9999 |  |  | N | Distillate Fuel Oil | [12 empty] | 0.501 | 0.52317 | 0.52317 | 0.52317 | 0.52317 | [11 empty] | Duke Energy Florida | 100 | Duke Energy Corp | 100 | Regulated
P L Bartow | 634_G_P4 | 634 | G | P4 |  | Combustion Turbine |  | FRCC | Florida | 12 | Pinellas | 103 | 12103 | 45 | 15776 | 1972 | 9999 |  |  | N | Natural Gas, Distillate Fuel Oil | [12 empty] | 0.501 | 0.34193 | 0.34193 | 0.34193 | 0.34193 | [11 empty] | Duke Energy Florida | 100 | Duke Energy Corp | 100 | Regulated
Stearns Solar I | 63400_G_STE | 63400 | G | STE |  | Solar PV |  | MIS_MNWI | Minnesota | 27 | Stearns | 145 | 27145 | 1 | 0 | 2019 | 9999 |  |  | N | Solar | [13 empty] | 0 | 0 | 0 | 0 | [11 empty] | Stearns Solar I LLC | 100 | Stearns Solar I LLC | 100 | Non-regulated
Olinda Trail Solar | 63401_G_OLI | 63401 | G | OLI |  | Solar PV |  | MIS_MNWI | Minnesota | 27 | Chisago | 25 | 27025 | 1 | 0 | 2019 | 9999 |  |  | N | Solar | [13 empty] | 0 | 0 | 0 | 0 | [11 empty] | Olinda Trail Solar LLC | 100 | Olinda Trail Solar LLC | 100 | Non-regulated
New Munich Solar | 63402_G_MUN | 63402 | G | MUN |  | Solar PV |  | MIS_MNWI | Minnesota | 27 | Stearns | 145 | 27145 | 1 | 0 | 2019 | 9999 |  |  | N | Solar | [13 empty] | 0 | 0 | 0 | 0 | [11 empty] | New Munich Solar LLC | 100 | New Munich Solar LLC | 100 | Non-regulated
Clara City Solar | 63403_G_CCS | 63403 | G | CCS |  | Solar PV |  | MIS_MNWI | Minnesota | 27 | Chippewa | 23 | 27023 | 1 | 0 | 2019 | 9999 |  |  | N | Solar | [13 empty] | 0 | 0 | 0 | 0 | [11 empty] | Clara City Solar LLC | 100 | Clara City Solar LLC | 100 | Non-regulated
Thermo Fisher | 63404_G_1 | 63404 | G | 1 |  | Solar PV |  | PJM_EMAC | New Jersey | 34 | Somerset | 35 | 34035 | 1.5 | 0 | 2013 | 9999 |  |  | N | Solar | [13 empty] | 0 | 0 | 0 | 0 | [11 empty] | MN8 Energy LLC | 100 | MN8 Energy LLC | 100 | Non-regulated
Pearl II | 63405_G_29 | 63405 | G | 29 |  | Solar PV |  | NY_Z_B | New York | 36 | Genesee | 37 | 36037 | 2 | 0 | 2018 | 9999 |  |  | N | Solar | [13 empty] | 0 | 0 | 0 | 0 | [11 empty] | Nautilus Solar Solutions | 100 | Nautilus Solar Solutions | 100 | Non-regulated
Vermillion River_MN_GRE DEA-GM | 63406_G_PV1 | 63406 | G | PV1 |  | Solar PV |  | MIS_MNWI | Minnesota | 27 | Dakota | 37 | 27037 | 3 | 0 | 2019 | 9999 |  |  | N | Solar | [13 empty] | 0 | 0 | 0 | 0 | [11 empty] | ENGIE Generation North America LLC | 100 | ENGIE Generation North America LLC | 100 | Non-regulated
Macedon | 63407_G_101 | 63407 | G | 101 |  | Solar PV |  | NY_Z_B | New York | 36 | Wayne | 117 | 36117 | 2 | 0 | 2019 | 9999 |  |  | N | Solar | [13 empty] | 0 | 0 | 0 | 0 | [11 empty] | Solar Advocate Development LLC | 100 | Solar Advocate Development LLC | 100 | Non-regulated
Whittier | 63408_G_300 | 63408 | G | 300 |  | Solar PV |  | NY_Z_B | New York | 36 | Monroe | 55 | 36055 | 2 | 0 | 2019 | 9999 |  |  | N | Solar | [13 empty] | 0 | 0 | 0 | 0 | [11 empty] | Solar Advocate Development LLC | 100 | Solar Advocate Development LLC | 100 | Non-regulated
Williamson | 63409_G_100 | 63409 | G | 100 |  | Solar PV |  | NY_Z_B | New York | 36 | Wayne | 117 | 36117 | 2 | 0 | 2019 | 9999 |  |  | N | Solar | [13 empty] | 0 | 0 | 0 | 0 | [11 empty] | Solar Advocate Development LLC | 100 | Solar Advocate Development LLC | 100 | Non-regulated
Bennett | 63410_G_304 | 63410 | G | 304 |  | Solar PV |  | NY_Z_C&E | New York | 36 | Ontario | 69 | 36069 | 1.4 | 0 | 2019 | 9999 |  |  | N | Solar | [13 empty] | 0 | 0 | 0 | 0 | [11 empty] | Solar Advocate Development LLC | 100 | Solar Advocate Development LLC | 100 | Non-regulated
Greenwich Solar 1, LLC CSG | 63411_G_RTE40 | 63411 | G | RTE40 |  | Solar PV |  | NY_Z_F | New York | 36 | Washington | 115 | 36115 | 5 | 0 | 2020 | 9999 |  |  | N | Solar | [13 empty] | 0 | 0 | 0 | 0 | [11 empty] | AES Distributed Energy | 100 | AES Distributed Energy | 100 | Non-regulated
San Diego Zoo | 63412_G_SDZOO | 63412 | G | SDZOO |  | Energy Storage |  | WEC_SDGE | California | 6 | San Diego | 73 | 06073 | 1 | 0 | 2019 | 9999 |  |  | N | Energy Storage | [13 empty] | 0 | 0 | 0 | 0 | [11 empty] | EDF Renewables Distributed Solutions, Inc | 100 | EDF Renewables Distributed Solutions, Inc | 100
LTMUA | 63413_G_1 | 63413 | G | 1 |  | Solar PV |  | PJM_EMAC | New Jersey | 34 | Cape May | 9 | 34009 | 1 | 0 | 2012 | 9999 |  |  | N | Solar | [13 empty] | 0 | 0 | 0 | 0 | [11 empty] | MN8 Energy LLC | 100 | MN8 Energy LLC | 100 | Non-regulated
IOS II-LAX9 | 63414_G_IOSII | 63414 | G | IOSII |  | Solar PV |  | WECC_SCE | California | 6 | San Bernardino | 71 | 06071 | 3.7 | 0 | 2020 | 9999 |  |  | N | Solar | [13 empty] | 0 | 0 | 0 | 0 | [11 empty] | IOS II LLC | 100 | IOS II LLC | 100 | Non-regulated
Middletown Solar 1, LLC Hybrid CSG | 63415_G_BATT | 63415 | G | BATT |  | Energy Storage |  | NY_Z_G-I | New York | 36 | Orange | 71 | 36071 | 1.6 | 0 | 2020 | 9999 |  |  | N | Energy Storage | [13 empty] | 0 | 0 | 0 | 0 | [11 empty] | AES Distributed Energy | 100 | AES Distributed Energy | 100 | Non-regulated
Middletown Solar 1, LLC Hybrid CSG | 63415_G_CENTR | 63415 | G | CENTR |  | Solar PV |  | NY_Z_G-I | New York | 36 | Orange | 71 | 36071 | 1.6 | 0 | 2020 | 9999 |  |  | N | Solar | [13 empty] | 0 | 0 | 0 | 0 | [11 empty] | AES Distributed Energy | 100 | AES Distributed Energy | 100 | Non-regulated
Sierra Pacific Industries (2042-RD) | 63416_G_GEN1 | 63416 | G | GEN1 |  | Solar PV |  | WEC_CALN | California | 6 | Tehama | 103 | 06103 | 8.4 | 0 | 2020 | 9999 |  |  | N | Solar | [13 empty] | 0 | 0 | 0 | 0 | [11 empty] | Sierra Pacific Industries | 100 | Sierra Pacific Industries | 100 | Non-regulated
Goodhue Community Solar Three LLC CSG | 63417_G_52831 | 63417 | G | 52831 |  | Solar PV |  | MIS_MNWI | Minnesota | 27 | Goodhue | 49 | 27049 | 1 | 0 | 2020 | 9999 |  |  | N | Solar | [13 empty] | 0 | 0 | 0 | 0 | [11 empty] | Madison Energy Holdings LLC | 100 | Madison Energy Holdings LLC | 100 | Non-regulated
DGS Wasco State Prison | 63418_G_1122 | 63418 | G | 1122 |  | Solar PV |  | WECC_SCE | California | 6 | Kern | 29 | 06029 | 2.3 | 0 | 2020 | 9999 |  |  | N | Solar | [13 empty] | 0 | 0 | 0 | 0 | [11 empty] | Forefront Power, LLC | 100 | Forefront Power, LLC | 100 | Non-regulated
DGS Central California Womens Facility | 63419_G_1122 | 63419 | G | 1122 |  | Solar PV |  | WEC_CALN | California | 6 | Madera | 39 | 06039 | 2 | 0 | 2020 | 9999 |  |  | N | Solar | [13 empty] | 0 | 0 | 0 | 0 | [11 empty] | Forefront Power, LLC | 100 | Forefront Power, LLC | 100 | Non-regulated
Fresno Bullard High School Hybrid | 63420_G_903 | 63420 | G | 903 |  | Solar PV |  | WEC_CALN | California | 6 | Fresno | 19 | 06019 | 1.2 | 0 | 2020 | 9999 |  |  | N | Solar | [13 empty] | 0 | 0 | 0 | 0 | [11 empty] | Forefront Power, LLC | 100 | Forefront Power, LLC | 100 | Non-regulated
Fresno Bullard High School Hybrid | 63420_G_BA903 | 63420 | G | BA903 |  | Energy Storage |  | WEC_CALN | California | 6 | Fresno | 19 | 06019 | 0.4 | 0 | 2020 | 9999 |  |  | N | Energy Storage | [13 empty] | 0 | 0 | 0 | 0 | [11 empty] | Forefront Power, LLC | 100 | Forefront Power, LLC | 100 | Non-regulated
Fresno Hoover High School Hybrid | 63421_G_291 | 63421 | G | 291 |  | Solar PV |  | WEC_CALN | California | 6 | Fresno | 19 | 06019 | 1.2 | 0 | 2020 | 9999 |  |  | N | Solar | [13 empty] | 0 | 0 | 0 | 0 | [11 empty] | Forefront Power, LLC | 100 | Forefront Power, LLC | 100 | Non-regulated
Fresno Hoover High School Hybrid | 63421_G_BA291 | 63421 | G | BA291 |  | Energy Storage |  | WEC_CALN | California | 6 | Fresno | 19 | 06019 | 0.2 | 0 | 2020 | 9999 |  |  | N | Energy Storage | [13 empty] | 0 | 0 | 0 | 0 | [11 empty] | Forefront Power, LLC | 100 | Forefront Power, LLC | 100 | Non-regulated
Fresno Sunnyside High School Hybrid | 63422_G_1122 | 63422 | G | 1122 |  | Solar PV |  | WEC_CALN | California | 6 | Fresno | 19 | 06019 | 1.6 | 0 | 2020 | 9999 |  |  | N | Solar | [13 empty] | 0 | 0 | 0 | 0 | [11 empty] | Forefront Power, LLC | 100 | Forefront Power, LLC | 100 | Non-regulated
Fresno Sunnyside High School Hybrid | 63422_G_BA112 | 63422 | G | BA112 |  | Energy Storage |  | WEC_CALN | California | 6 | Fresno | 19 | 06019 | 0.3 | 0 | 2020 | 9999 |  |  | N | Energy Storage | [13 empty] | 0 | 0 | 0 | 0 | [11 empty] | Forefront Power, LLC | 100 | Forefront Power, LLC | 100 | Non-regulated
BYU Central Heating Plant | 63423_G_GEN1 | 63423 | G | GEN1 |  | Combustion Turbine |  | WECC_UT | Utah | 49 | Utah | 49 | 49049 | 14 | 9905 | 2019 | 9999 |  |  | Y | Natural Gas, Distillate Fuel Oil | [13 empty] | 0.23894 | 0.23894 | 0.23894 | 0.23894 | [11 empty] | Brigham Young University (BYU) | 100 | Brigham Young University (BYU) | 100 | Non-regulated
Straight Garden Solar | 63424_G_CGS | 63424 | G | CGS |  | Solar PV |  | MIS_MNWI | Minnesota | 27 | Rice | 131 | 27131 | 1 | 0 | 2020 | 9999 |  |  | N | Solar | [13 empty] | 0 | 0 | 0 | 0 | [11 empty] | Straight Garden LLC | 100 | Straight Garden LLC | 100 | Non-regulated
Leven Garden Solar | 63425_G_CGS | 63425 | G | CGS |  | Solar PV |  | MIS_MNWI | Minnesota | 27 | Pope | 121 | 27121 | 1 | 0 | 2020 | 9999 |  |  | N | Solar | [13 empty] | 0 | 0 | 0 | 0 | [11 empty] | Leven Garden LLC | 100 | Leven Garden LLC | 100 | Non-regulated
Zumbro Solar Garden | 63426_G_CGS | 63426 | G | CGS |  | Solar PV |  | MIS_MNWI | Minnesota | 27 | Dodge | 39 | 27039 | 1 | 0 | 2020 | 9999 |  |  | N | Solar | [13 empty] | 0 | 0 | 0 | 0 | [11 empty] | Zumbro Garden LLC | 100 | Zumbro Garden LLC | 100 | Non-regulated
Mud Garden Solar | 63427_G_CGS | 63427 | G | CGS |  | Solar PV |  | MIS_MNWI | Minnesota | 27 | Sibley | 143 | 27143 | 1 | 0 | 2020 | 9999 |  |  | N | Solar | [13 empty] | 0 | 0 | 0 | 0 | [11 empty] | Mud Garden LLC | 100 | Mud Garden LLC | 100 | Non-regulated
IGS CC, LLC | 63428_G_254 | 63428 | G | 254 |  | Solar PV |  | PJM_SMAC | District of Columbia | 11 | District of Columbia | 1 | 11001 | 1.5 | 0 | 2020 | 9999 |  |  | N | Solar | [13 empty] | 0 | 0 | 0 | 0 | [11 empty] | IGS CC LLC | 100 | Greenbacker Renewable Energy Corp | 100 | Non-regulated
Erin Garden Solar | 63429_G_CSG | 63429 | G | CSG |  | Solar PV |  | MIS_MNWI | Minnesota | 27 | Sibley | 143 | 27143 | 1 | 0 | 2020 | 9999 |  |  | N | Solar | [13 empty] | 0 | 0 | 0 | 0 | [11 empty] | Erin Garden LLC | 100 | Erin Garden LLC | 100 | Non-regulated
Chub Garden Solar | 63430_G_CGS | 63430 | G | CGS |  | Solar PV |  | MIS_MNWI | Minnesota | 27 | Dakota | 37 | 27037 | 1 | 0 | 2020 | 9999 |  |  | N | Solar | [13 empty] | 0 | 0 | 0 | 0 | [11 empty] | Chub Garden LLC | 100 | Chub Garden LLC | 100 | Non-regulated
Cisco | 63431_G_32001 | 63431 | G | 32001 |  | Onshore Wind |  | MIS_MNWI | Minnesota | 27 | Jackson | 63 | 27063 | 8.4 | 0 | 2008 | 9999 |  |  | N | Wind | [13 empty] | 0 | 0 | 0 | 0 | [11 empty] | Allete Clean Energy | 100 | Allete Clean Energy | 100 | Non-regulated
Lincoln Heights I | 63432_G_32002 | 63432 | G | 32002 |  | Onshore Wind |  | MIS_MNWI | Minnesota | 27 | Lincoln | 81 | 27081 | 5.2 | 0 | 2006 | 9999 |  |  | N | Wind | [13 empty] | 0 | 0 | 0 | 0 | [11 empty] | Allete Clean Energy | 100 | Allete Clean Energy | 100 | Non-regulated
Lincoln Heights II | 63433_G_32003 | 63433 | G | 32003 |  | Onshore Wind |  | MIS_MNWI | Minnesota | 27 | Lincoln | 81 | 27081 | 3.9 | 0 | 2006 | 9999 |  |  | N | Wind | [13 empty] | 0 | 0 | 0 | 0 | [11 empty] | Allete Clean Energy | 100 | Allete Clean Energy | 100 | Non-regulated
Maston Garden Solar | 63434_G_CGS | 63434 | G | CGS |  | Solar PV |  | MIS_MNWI | Minnesota | 27 | Dodge | 39 | 27039 | 1 | 0 | 2020 | 9999 |  |  | N | Solar | [13 empty] | 0 | 0 | 0 | 0 | [11 empty] | Maston Garden LLC | 100 | Maston Garden LLC | 100 | Non-regulated
Corriedale Wind Energy | 63436_G_WTG | 63436 | G | WTG |  | Onshore Wind |  | WECC_WY | Wyoming | 56 | Laramie | 21 | 56021 | 52.5 | 0 | 2020 | 9999 |  |  | N | Wind | [13 empty] | 0 | 0 | 0 | 0 | [11 empty] | Black Hills Power, Inc. | 62 | Black Hills Power, Inc. | 62 | Regulated
UB Fuel Cell | 63438_G_UBFC1 | 63438 | G | UBFC1 |  | Fuel Cell |  | NENG_CT | Connecticut | 9 | Fairfield | 1 | 09001 | 1.4 | 6469 | 2015 | 9999 |  |  | Y | Natural Gas | [13 empty] | 0 | 0 | 0 | 0 | [11 empty] | UB Fuel Cell | 100 | UB Fuel Cell | 100 | Non-regulated
Central CA Fuel Cell 1 | 63439_G_CCFC1 | 63439 | G | CCFC1 |  | Fuel Cell |  | WECC_SCE | California | 6 | Tulare | 107 | 06107 | 2.8 | 6469 | 2018 | 9999 |  |  | Y | Natural Gas | [13 empty] | 0 | 0 | 0 | 0 | [11 empty] | Central CA Fuel Cell 1 | 100 | Central CA Fuel Cell 1 | 100 | Non-regulated
Sun Streams 2 | 63440_G_GEN01 | 63440 | G | GEN01 |  | Solar PV |  | WECC_AZ | Arizona | 4 | Maricopa | 13 | 04013 | 150 | 0 | 2021 | 9999 |  |  | N | Solar | [13 empty] | 0 | 0 | 0 | 0 | [11 empty] | Sun Streams 2, LLC | 100 | Sun Streams 2, LLC | 100 | Non-regulated
Montague Solar | 63441_G_S1 | 63441 | G | S1 |  | Solar PV |  | WECC_PNW | Oregon | 41 | Gilliam | 21 | 41021 | 162 | 0 | 2023 | 9999 |  |  | N | Solar | [13 empty] | 0 | 0 | 0 | 0 | [11 empty] | Avangrid Renewables LLC | 100 | Avangrid Renewables LLC | 100 | Non-regulated
Tickle Creek Solar | 63442_G_W9317 | 63442 | G | W9317 |  | Solar PV |  | WECC_PNW | Oregon | 41 | Clackamas | 5 | 41005 | 1.9 | 0 | 2019 | 9999 |  |  | N | Solar | [13 empty] | 0 | 0 | 0 | 0 | [11 empty] | Tickle Creek Solar, LLC | 100 | Tickle Creek Solar, LLC | 100 | Non-regulated
Thomas Creek Solar | 63443_G_W9318 | 63443 | G | W9318 |  | Solar PV |  | WECC_PNW | Oregon | 41 | Clackamas | 5 | 41005 | 2.2 | 0 | 2019 | 9999 |  |  | N | Solar | [13 empty] | 0 | 0 | 0 | 0 | [11 empty] | Thomas Creek Solar, LLC | 100 | Thomas Creek Solar, LLC | 100 | Non-regulated
1001 Ebenezer Church Solar | 63444_G_1001 | 63444 | G | 1001 |  | Solar PV |  | S_VACA | North Carolina | 37 | Surry | 171 | 37171 | 5 | 0 | 2021 | 9999 |  |  | N | Solar | [13 empty] | 0 | 0 | 0 | 0 | [11 empty] | TransAlta Corporation | 100 | TransAlta Corporation | 100 | Non-regulated
1009 Yadkin Solar | 63445_G_1009 | 63445 | G | 1009 |  | Solar PV |  | S_VACA | North Carolina | 37 | Yadkin | 197 | 37197 | 4.9 | 0 | 2021 | 9999 |  |  | N | Solar | [13 empty] | 0 | 0 | 0 | 0 | [11 empty] | TransAlta Corporation | 100 | TransAlta Corporation | 100 | Non-regulated
1073 Onslow Solar | 63446_G_1073 | 63446 | G | 1073 |  | Solar PV |  | S_VACA | North Carolina | 37 | Onslow | 133 | 37133 | 4.7 | 0 | 2021 | 9999 |  |  | N | Solar | [13 empty] | 0 | 0 | 0 | 0 | [11 empty] | TransAlta Corporation | 100 | TransAlta Corporation | 100 | Non-regulated
1008 Matthews Solar | 63447_G_1008 | 63447 | G | 1008 |  | Solar PV |  | S_VACA | North Carolina | 37 | Surry | 171 | 37171 | 4.9 | 0 | 2021 | 9999 |  |  | N | Solar | [13 empty] | 0 | 0 | 0 | 0 | [11 empty] | TransAlta Corporation | 100 | TransAlta Corporation | 100 | Non-regulated
1045 Tomlin Mill Solar | 63448_G_1045 | 63448 | G | 1045 |  | Solar PV |  | S_VACA | North Carolina | 37 | Iredell | 97 | 37097 | 4.9 | 0 | 2021 | 9999 |  |  | N | Solar | [13 empty] | 0 | 0 | 0 | 0 | [11 empty] | TransAlta Corporation | 100 | TransAlta Corporation | 100 | Non-regulated
Lang Solar Farm | 63449_G_PV1 | 63449 | G | PV1 |  | Solar PV |  | S_VACA | North Carolina | 37 | Lenoir | 107 | 37107 | 5 | 0 | 2016 | 9999 |  |  | N | Solar | [13 empty] | 0 | 0 | 0 | 0 | [11 empty] | Lang Solar Farm, LLC | 100 | Lang Solar Farm, LLC | 100 | Non-regulated
Chenango Solar | 63450_G_PV1 | 63450 | G | PV1 |  | Solar PV |  | NY_Z_C&E | New York | 36 | Broome | 7 | 36007 | 4.9 | 0 | 2019 | 9999 |  |  | N | Solar | [13 empty] | 0 | 0 | 0 | 0 | [11 empty] | Citizens Solar Holdings IX, LLC | 100 | Citizens Solar Holdings IX, LLC | 100 | Non-regulated
Monroe Solar Farm, LLC | 63451_G_MONR1 | 63451 | G | MONR1 |  | Solar PV |  | PJM_EMAC | New Jersey | 34 | Middlesex | 23 | 34023 | 13.1 | 0 | 2020 | 9999 |  |  | N | Solar | [13 empty] | 0 | 0 | 0 | 0 | [11 empty] | NJR Clean Energy Ventures III Corporation | 100 | NJR Clean Energy Ventures III Corporation | 100 | Non-regulated
Solvay Solar | 63452_G_SSP | 63452 | G | SSP |  | Solar PV |  | PJM_EMAC | New Jersey | 34 | Gloucester | 15 | 34015 | 6.5 | 0 | 2020 | 9999 |  |  | N | Solar | [13 empty] | 0 | 0 | 0 | 0 | [11 empty] | West Deptford Distributed Solar, LLC | 100 | West Deptford Distributed Solar, LLC | 100 | Non-regulated
Malmedal Solar Garden | 63453_G_CGS | 63453 | G | CGS |  | Solar PV |  | MIS_MNWI | Minnesota | 27 | Pope | 121 | 27121 | 1 | 0 | 2019 | 9999 |  |  | N | Solar | [13 empty] | 0 | 0 | 0 | 0 | [11 empty] | Malmedal Garden LLC | 100 | Malmedal Garden LLC | 100 | Non-regulated
Wollan Garden Solar | 63454_G_CGS | 63454 | G | CGS |  | Solar PV |  | MIS_MNWI | Minnesota | 27 | Pope | 121 | 27121 | 1 | 0 | 2019 | 9999 |  |  | N | Solar | [13 empty] | 0 | 0 | 0 | 0 | [11 empty] | Wollan Garden LLC | 100 | Wollan Garden LLC | 100 | Non-regulated
RE-VFO LLC | 63455_G_INV1 | 63455 | G | INV1 |  | Solar PV |  | WECC_SCE | California | 6 | Tulare | 107 | 06107 | 0.5 | 0 | 2009 | 9999 |  |  | N | Solar | [13 empty] | 0 | 0 | 0 | 0 | [11 empty] | RE-VFO LLC | 100 | RE-VFO LLC | 100 | Non-regulated
RE-VFO LLC | 63455_G_INV2 | 63455 | G | INV2 |  | Solar PV |  | WECC_SCE | California | 6 | Tulare | 107 | 06107 | 0.5 | 0 | 2009 | 9999 |  |  | N | Solar | [13 empty] | 0 | 0 | 0 | 0 | [11 empty] | RE-VFO LLC | 100 | RE-VFO LLC | 100 | Non-regulated
St Louis Solar | 63456_G_W9319 | 63456 | G | W9319 |  | Solar PV |  | WECC_PNW | Oregon | 41 | Marion | 47 | 41047 | 2.2 | 0 | 2020 | 9999 |  |  | N | Solar | [13 empty] | 0 | 0 | 0 | 0 | [11 empty] | St Louis Solar, LLC | 100 | St Louis Solar, LLC | 100 | Non-regulated
Progress Drive Generation Station | 63457_G_PSG1 | 63457 | G | PSG1 |  | Combustion Turbine | IC Engine | PJM_West | Ohio | 39 | Richland | 139 | 39139 | 1.8 | 9905 | 2016 | 9999 |  |  | N | Natural Gas, Distillate Fuel Oil | [13 empty] | 1.6498 | 1.6498 | 1.6498 | 1.6498 | [11 empty] | City of Shelby - (OH) | 100 | City of Shelby - (OH) | 100 | Regulated
Progress Drive Generation Station | 63457_G_PSG2 | 63457 | G | PSG2 |  | Combustion Turbine | IC Engine | PJM_West | Ohio | 39 | Richland | 139 | 39139 | 1.8 | 9905 | 2019 | 9999 |  |  | N | Natural Gas, Distillate Fuel Oil | [13 empty] | 1.6498 | 1.6498 | 1.6498 | 1.6498 | [11 empty] | City of Shelby - (OH) | 100 | City of Shelby - (OH) | 100 | Regulated
Rush Springs Energy Storage (BA) | 63458_G_RUSHE | 63458 | G | RUSHE |  | Energy Storage |  | SPP_WEST | Oklahoma | 40 | Grady | 51 | 40051 | 10 | 0 | 2020 | 9999 |  |  | N | Energy Storage | [13 empty] | 0 | 0 | 0 | 0 | [11 empty] | Rush Springs Energy Storage | 100 | Rush Springs Energy Storage | 100 | Non-regulated
Selective Insurance | 63459_G_9853 | 63459 | G | 9853 |  | Solar PV |  | PJM_EMAC | New Jersey | 34 | Sussex | 37 | 34037 | 2.2 | 0 | 2019 | 9999 |  |  | N | Solar | [13 empty] | 0 | 0 | 0 | 0 | [11 empty] | Selective Insurance | 100 | Selective Insurance | 100 | Non-regulated
Selective Insurance | 63459_G_9854 | 63459 | G | 9854 |  | Solar PV |  | PJM_EMAC | New Jersey | 34 | Sussex | 37 | 34037 | 0.6 | 0 | 2022 | 9999 |  |  | N | Solar | [11 empty] | 0 |  | 0 | 0 | 0 | 0 | [11 empty] | Selective Insurance | 100 | Selective Insurance | 100 | Non-regulated
Rock County Wind Fuel, LLC | 63460_G_RCWF | 63460 | G | RCWF |  | Onshore Wind |  | MIS_IA | Minnesota | 27 | Rock | 133 | 27133 | 5 | 0 | 2020 | 9999 |  |  | N | Wind | [13 empty] | 0 | 0 | 0 | 0 | [11 empty] | Rock County Wind Fuel, LLC | 100 | Rock County Wind Fuel, LLC | 100 | Non-regulated
Bonefish Solar | 63461_G_PGR15 | 63461 | G | PGR15 |  | Solar PV |  | S_VACA | South Carolina | 45 | Clarendon | 27 | 45027 | 2 | 0 | 2019 | 9999 |  |  | N | Solar | [13 empty] | 0 | 0 | 0 | 0 | [11 empty] | Bonefish Solar, LLC | 100 | Bonefish Solar, LLC | 100 | Non-regulated
Pika Solar | 63462_G_PGR17 | 63462 | G | PGR17 |  | Solar PV |  | WECC_PNW | Oregon | 41 | Marion | 47 | 41047 | 2.2 | 0 | 2020 | 9999 |  |  | N | Solar | [13 empty] | 0 | 0 | 0 | 0 | [11 empty] | Pika Solar, LLC | 100 | Pika Solar, LLC | 100 | Non-regulated
Mohea Solar Energy Center, LLC | 63463_G_PGR14 | 63463 | G | PGR14 |  | Solar PV |  | S_VACA | South Carolina | 45 | Cherokee | 21 | 45021 | 5 | 0 | 2020 | 9999 |  |  | N | Solar | [13 empty] | 0 | 0 | 0 | 0 | [11 empty] | Mohea Solar Energy Center, LLC | 100 | Mohea Solar Energy Center, LLC | 100 | Non-regulated
Brush Creek Solar | 63464_G_PGR19 | 63464 | G | PGR19 |  | Solar PV |  | WECC_PNW | Oregon | 41 | Marion | 47 | 41047 | 2.2 | 0 | 2020 | 9999 |  |  | N | Solar | [13 empty] | 0 | 0 | 0 | 0 | [11 empty] | Brush Creek Solar, LLC | 100 | Brush Creek Solar, LLC | 100 | Non-regulated
Minke Solar | 63465_G_PGR20 | 63465 | G | PGR20 |  | Solar PV |  | WECC_PNW | Oregon | 41 | Clackamas | 5 | 41005 | 2.2 | 0 | 2020 | 9999 |  |  | N | Solar | [13 empty] | 0 | 0 | 0 | 0 | [11 empty] | Minke Solar, LLC | 100 | Minke Solar, LLC | 100 | Non-regulated
Drift Creek Solar | 63466_G_PGR18 | 63466 | G | PGR18 |  | Solar PV |  | WECC_PNW | Oregon | 41 | Marion | 47 | 41047 | 2.2 | 0 | 2020 | 9999 |  |  | N | Solar | [13 empty] | 0 | 0 | 0 | 0 | [11 empty] | Drift Creek Solar, LLC | 100 | Drift Creek Solar, LLC | 100 | Non-regulated
Bighorn Solar | 63467_G_PGR16 | 63467 | G | PGR16 |  | Solar PV |  | WECC_PNW | Oregon | 41 | Marion | 47 | 41047 | 2.2 | 0 | 2020 | 9999 |  |  | N | Solar | [13 empty] | 0 | 0 | 0 | 0 | [11 empty] | Bighorn Solar, LLC | 100 | Bighorn Solar, LLC | 100 | Non-regulated
Hurteau Solar Project Hybrid | 63468_G_BATT | 63468 | G | BATT |  | Energy Storage |  | NENGREST | Massachusetts | 25 | Worcester | 27 | 25027 | 1.3 | 0 | 2020 | 9999 |  |  | N | Energy Storage | [13 empty] | 0 | 0 | 0 | 0 | [11 empty] | AES Distributed Energy | 100 | AES Distributed Energy | 100 | Non-regulated
Hurteau Solar Project Hybrid | 63468_G_HURTU | 63468 | G | HURTU |  | Solar PV |  | NENGREST | Massachusetts | 25 | Worcester | 27 | 25027 | 2 | 0 | 2020 | 9999 |  |  | N | Solar | [13 empty] | 0 | 0 | 0 | 0 | [11 empty] | AES Distributed Energy | 100 | AES Distributed Energy | 100 | Non-regulated
Alicea Solar Project Hybrid CSG | 63469_G_ALICA | 63469 | G | ALICA |  | Solar PV |  | NENGREST | Massachusetts | 25 | Worcester | 27 | 25027 | 2 | 0 | 2020 | 9999 |  |  | N | Solar | [13 empty] | 0 | 0 | 0 | 0 | [11 empty] | AES Distributed Energy | 100 | AES Distributed Energy | 100 | Non-regulated
Alicea Solar Project Hybrid CSG | 63469_G_BATT | 63469 | G | BATT |  | Energy Storage |  | NENGREST | Massachusetts | 25 | Worcester | 27 | 25027 | 1.5 | 0 | 2020 | 9999 |  |  | N | Energy Storage | [13 empty] | 0 | 0 | 0 | 0 | [11 empty] | AES Distributed Energy | 100 | AES Distributed Energy | 100 | Non-regulated
McDougle-Mitchell Solar Project Hybrid CSG | 63470_G_BATT | 63470 | G | BATT |  | Energy Storage |  | NENGREST | Massachusetts | 25 | Worcester | 27 | 25027 | 2.9 | 0 | 2020 | 9999 |  |  | N | Energy Storage | [13 empty] | 0 | 0 | 0 | 0 | [11 empty] | AES Distributed Energy | 100 | AES Distributed Energy | 100 | Non-regulated
McDougle-Mitchell Solar Project Hybrid CSG | 63470_G_MCDMT | 63470 | G | MCDMT |  | Solar PV |  | NENGREST | Massachusetts | 25 | Worcester | 27 | 25027 | 4.5 | 0 | 2020 | 9999 |  |  | N | Solar | [13 empty] | 0 | 0 | 0 | 0 | [11 empty] | AES Distributed Energy | 100 | AES Distributed Energy | 100 | Non-regulated
Cycz Solar Project CSG Hybrid | 63472_G_BATT | 63472 | G | BATT |  | Energy Storage |  | NENGREST | Massachusetts | 25 | Worcester | 27 | 25027 | 1.3 | 0 | 2020 | 9999 |  |  | N | Energy Storage | [13 empty] | 0 | 0 | 0 | 0 | [11 empty] | AES Distributed Energy | 100 | AES Distributed Energy | 100 | Non-regulated
Cycz Solar Project CSG Hybrid | 63472_G_CYCZ | 63472 | G | CYCZ |  | Solar PV |  | NENGREST | Massachusetts | 25 | Worcester | 27 | 25027 | 2 | 0 | 2020 | 9999 |  |  | N | Solar | [13 empty] | 0 | 0 | 0 | 0 | [11 empty] | AES Distributed Energy | 100 | AES Distributed Energy | 100 | Non-regulated
West A&B Solar Project Hybrid CSG | 63473_G_BATT | 63473 | G | BATT |  | Energy Storage |  | NENGREST | Massachusetts | 25 | Worcester | 27 | 25027 | 1.8 | 0 | 2020 | 9999 |  |  | N | Energy Storage | [13 empty] | 0 | 0 | 0 | 0 | [11 empty] | AES Distributed Energy | 100 | AES Distributed Energy | 100 | Non-regulated
West A&B Solar Project Hybrid CSG | 63473_G_WEST | 63473 | G | WEST |  | Solar PV |  | NENGREST | Massachusetts | 25 | Worcester | 27 | 25027 | 2.5 | 0 | 2020 | 9999 |  |  | N | Solar | [13 empty] | 0 | 0 | 0 | 0 | [11 empty] | AES Distributed Energy | 100 | AES Distributed Energy | 100 | Non-regulated
Annese Solar Project Hybrid CSG | 63474_G_ANNES | 63474 | G | ANNES |  | Solar PV |  | NENGREST | Massachusetts | 25 | Worcester | 27 | 25027 | 4.3 | 0 | 2020 | 9999 |  |  | N | Solar | [13 empty] | 0 | 0 | 0 | 0 | [11 empty] | AES Distributed Energy | 100 | AES Distributed Energy | 100 | Non-regulated
Annese Solar Project Hybrid CSG | 63474_G_BATT | 63474 | G | BATT |  | Energy Storage |  | NENGREST | Massachusetts | 25 | Worcester | 27 | 25027 | 3.5 | 0 | 2020 | 9999 |  |  | N | Energy Storage | [13 empty] | 0 | 0 | 0 | 0 | [11 empty] | AES Distributed Energy | 100 | AES Distributed Energy | 100 | Non-regulated
Randall Solar Project Hybrid | 63475_G_BATT | 63475 | G | BATT |  | Energy Storage |  | NENGREST | Massachusetts | 25 | Worcester | 27 | 25027 | 3.3 | 0 | 2021 | 9999 |  |  | N | Energy Storage | [13 empty] | 0 | 0 | 0 | 0 | [11 empty] | AES Distributed Energy | 100 | AES Distributed Energy | 100 | Non-regulated
Randall Solar Project Hybrid | 63475_G_RAND | 63475 | G | RAND |  | Solar PV |  | NENGREST | Massachusetts | 25 | Worcester | 27 | 25027 | 5 | 0 | 2021 | 9999 |  |  | N | Solar | [13 empty] | 0 | 0 | 0 | 0 | [11 empty] | AES Distributed Energy | 100 | AES Distributed Energy | 100 | Non-regulated
Saint Solar | 63476_G_SAINT | 63476 | G | SAINT |  | Solar PV |  | WECC_AZ | Arizona | 4 | Pinal | 21 | 04021 | 100 | 0 | 2021 | 9999 |  |  | N | Solar | [13 empty] | 0 | 0 | 0 | 0 | [11 empty] | Saint Solar LLC | 100 | Saint Solar LLC | 100 | Non-regulated
Alcalde Solar Array | 63477_G_SOLAR | 63477 | G | SOLAR |  | Solar PV |  | WECC_NM | New Mexico | 35 | Rio Arriba | 39 | 35039 | 2.4 | 0 | 2020 | 9999 |  |  | N | Solar | [13 empty] | 0 | 0 | 0 | 0 | [11 empty] | Jemez Cuba LLC | 100 | Jemez Cuba LLC | 100 | Non-regulated
Ross Hall Central Utility Plant | 63478_G_CT-1 | 63478 | G | CT-1 |  | Combustion Turbine |  | PJM_SMAC | District of Columbia | 11 | District of Columbia | 1 | 11001 | 4.1 | 9905 | 2016 | 9999 |  |  | Y | Natural Gas, Distillate Fuel Oil | [13 empty] | 0.23894 | 0.23894 | 0.23894 | 0.23894 | [11 empty] | The George Washington University | 100 | The George Washington University | 100 | Non-regulated
Traverse Wind Project, LLC | 63479_G_GEN1 | 63479 | G | GEN1 |  | Onshore Wind |  | SPP_WEST | Oklahoma | 40 | Custer | 39 | 40039 | 999 | 0 | 2022 | 9999 |  |  | N | Wind | [13 empty] | 0 | 0 | 0 | 0 | [11 empty] | Invenergy Services LLC | 100 | Invenergy Services LLC | 100 | Non-regulated
Roberds Garden CSG | 63480_G_RPRG | 63480 | G | RPRG |  | Solar PV |  | MIS_MNWI | Minnesota | 27 | Rice | 131 | 27131 | 1 | 0 | 2019 | 9999 |  |  | N | Solar | [13 empty] | 0 | 0 | 0 | 0 | [11 empty] | Roberds Garden LLC | 100 | Roberds Garden LLC | 100 | Non-regulated
Clear Garden CSG | 63481_G_RPCG | 63481 | G | RPCG |  | Solar PV |  | MIS_MNWI | Minnesota | 27 | Waseca | 161 | 27161 | 1 | 0 | 2019 | 9999 |  |  | N | Solar | [13 empty] | 0 | 0 | 0 | 0 | [11 empty] | Clear Garden LLC | 100 | Clear Garden LLC | 100 | Non-regulated
Point Wind | 63482_G_PW1 | 63482 | G | PW1 |  | Onshore Wind |  | WECC_SCE | California | 6 | Kern | 29 | 06029 | 64.5 | 0 | 2021 | 9999 |  |  | N | Wind | [13 empty] | 0 | 0 | 0 | 0 | [11 empty] | Terra-Gen Operating Co-Wind | 100 | Terra-Gen Operating Co-Wind | 100 | Non-regulated
ACM - Midtown Thermal | 63483_G_T60-1 | 63483 | G | T60-1 |  | Combustion Turbine |  | PJM_EMAC | New Jersey | 34 | Atlantic | 1 | 34001 | 5.2 | 9905 | 2012 | 9999 |  |  | Y | Natural Gas, Distillate Fuel Oil | [13 empty] | 0.23894 | 0.23894 | 0.23894 | 0.23894 | [11 empty] | Cartier Energy, LLC | 100 | Cartier Energy, LLC | 100 | Non-regulated
Gohman Community Solar (CSG) | 63484_G_GOHMN | 63484 | G | GOHMN |  | Solar PV |  | MIS_MNWI | Minnesota | 27 | Sherburne | 141 | 27141 | 1.1 | 0 | 2020 | 9999 |  |  | N | Solar | [13 empty] | 0 | 0 | 0 | 0 | [11 empty] | Gohman Community Solar LLC | 100 | Gohman Community Solar LLC | 100 | Non-regulated
ECP Uptown Campus | 63485_G_1 | 63485 | G | 1 |  | Combustion Turbine |  | PJM_AP | Pennsylvania | 42 | Allegheny | 3 | 42003 | 4.3 | 9905 | 1997 | 9999 |  |  | Y | Natural Gas, Distillate Fuel Oil | [13 empty] | 0.23894 | 0.23894 | 0.23894 | 0.23894 | [11 empty] | ECP Uptown Campus LLC | 100 | ECP Uptown Campus LLC | 100 | Non-regulated
D'Arrigo Brothers - Phase 4 | 63486_G_DA04 | 63486 | G | DA04 |  | Solar PV |  | WEC_CALN | California | 6 | Monterey | 53 | 06053 | 1.7 | 0 | 2019 | 9999 |  |  | N | Solar | [13 empty] | 0 | 0 | 0 | 0 | [11 empty] | D'Arrigo Brothers | 100 | D'Arrigo Brothers | 100 | Non-regulated
Wister Solar | 63487_G_WSOL | 63487 | G | WSOL |  | Solar PV |  | WECC_IID | California | 6 | Imperial | 25 | 06025 | 20 | 0 | 2022 | 9999 |  |  | N | Solar | [13 empty] | 0 | 0 | 0 | 0 | [11 empty] | Wister Solar | 100 | Wister Solar | 100 | Non-regulated
Obsidian Solar Center | 63488_G_OBSLR | 63488 | G | OBSLR |  | Solar PV |  | WECC_PNW | Oregon | 41 | Lake | 37 | 41037 | 400 | 0 | 2025 | 9999 |  |  | N | Solar | [13 empty] | 0 | 0 | 0 | 0 | [11 empty] | Obsidian Solar Center LLC | 100 | Obsidian Solar Center LLC | 100 | Non-regulated
Sundance Wind Project, LLC | 63489_G_GEN1 | 63489 | G | GEN1 |  | Onshore Wind |  | SPP_WEST | Oklahoma | 40 | Woods | 151 | 40151 | 199 | 0 | 2021 | 9999 |  |  | N | Wind | [13 empty] | 0 | 0 | 0 | 0 | [11 empty] | Public Service Co of Oklahoma | 100 | Public Service Co of Oklahoma | 100 | Regulated
CD4 | 63490_G_OEC1 | 63490 | G | OEC1 |  | Geothermal |  | WECC_SCE | California | 6 | Mono | 51 | 06051 | 17 | 30000 | 2022 | 9999 |  |  | N | Geothermal | [13 empty] | 0 | 0 | 0 | 0 | 0.3713 | 0.3713 | 0.3713 | [8 empty] | CD4 | 100 | CD4 | 100 | Non-regulated
North Valley | 63491_G_OEC1 | 63491 | G | OEC1 |  | Geothermal |  | WECC_NNV | Nevada | 32 | Washoe | 31 | 32031 | 25 | 9771 | 2023 | 9999 |  |  | N | Geothermal | [11 empty] | 0 |  | 0 | 0 | 0 | 0 | 0.4563 | 0.4563 | 0.4563 | [8 empty] | North Valley | 100 | North Valley | 100 | Non-regulated
DCO Burlington | 63492_G_CTG-1 | 63492 | G | CTG-1 |  | Combustion Turbine |  | PJM_EMAC | New Jersey | 34 | Burlington | 5 | 34005 | 2.7 | 9905 | 2012 | 9999 |  |  | Y | Natural Gas, Distillate Fuel Oil | [13 empty] | 0.23894 | 0.23894 | 0.23894 | 0.23894 | [11 empty] | Cartier Energy, LLC | 100 | Cartier Energy, LLC | 100 | Non-regulated
PSREC/SIAD Solar | 63493_G_SIAD | 63493 | G | SIAD |  | Solar PV |  | WEC_CALN | California | 6 | Lassen | 35 | 06035 | 2.4 | 0 | 2018 | 9999 |  |  | N | Solar | [13 empty] | 0 | 0 | 0 | 0 | [11 empty] | Plumas Sierra Rural Electric Coop | 100 | Plumas Sierra Rural Electric Coop | 100 | Regulated
Maverick Wind Project, LLC | 63494_G_GEN1 | 63494 | G | GEN1 |  | Onshore Wind |  | SPP_WEST | Oklahoma | 40 | Major | 93 | 40093 | 288 | 0 | 2021 | 9999 |  |  | N | Wind | [13 empty] | 0 | 0 | 0 | 0 | [11 empty] | Public Service Co of Oklahoma | 100 | Public Service Co of Oklahoma | 100 | Regulated
Durrance | 63495_G_1 | 63495 | G | 1 |  | Solar PV |  | FRCC | Florida | 12 | Polk | 105 | 12105 | 60 | 0 | 2021 | 9999 |  |  | N | Solar | [13 empty] | 0 | 0 | 0 | 0 | [11 empty] | Tampa Electric Co | 100 | Tampa Electric Co | 100 | Regulated
Frederick County - Landfill | 63496_G_PV1 | 63496 | G | PV1 |  | Solar PV |  | PJM_AP | Maryland | 24 | Frederick | 21 | 24021 | 2 | 0 | 2019 | 9999 |  |  | N | Solar | [13 empty] | 0 | 0 | 0 | 0 | [11 empty] | Solar Integrated Fund VI, LLC | 100 | Solar Integrated Fund VI, LLC | 100 | Non-regulated
Calabro Airport North Solar Project | 63497_G_NORTH | 63497 | G | NORTH |  | Solar PV |  | NY_Z_K | New York | 36 | Suffolk | 103 | 36103 | 1.3 | 0 | 2019 | 9999 |  |  | N | Solar | [13 empty] | 0 | 0 | 0 | 0 | [11 empty] | CVI Renewables Holdings, LLC. | 100 | CVI Renewables Holdings, LLC. | 100 | Non-regulated
Calabro Airport South Solar Project | 63498_G_SOUTH | 63498 | G | SOUTH |  | Solar PV |  | NY_Z_K | New York | 36 | Suffolk | 103 | 36103 | 1.2 | 0 | 2019 | 9999 |  |  | N | Solar | [13 empty] | 0 | 0 | 0 | 0 | [11 empty] | CVI Renewables Holdings, LLC. | 100 | CVI Renewables Holdings, LLC. | 100 | Non-regulated
Choctaw Nation Solar Farm | 63499_G_CVS1 | 63499 | G | CVS1 |  | Solar PV |  | SPP_WEST | Oklahoma | 40 | Bryan | 13 | 40013 | 5 | 0 | 2020 | 9999 |  |  | N | Solar | [13 empty] | 0 | 0 | 0 | 0 | [11 empty] | Oklahoma Gas & Electric Co | 100 | Oklahoma Gas & Electric Co | 100 | Regulated
Chickasaw Nation Solar Farm | 63500_G_CVS1 | 63500 | G | CVS1 |  | Solar PV |  | SPP_WEST | Oklahoma | 40 | Murray | 99 | 40099 | 5 | 0 | 2020 | 9999 |  |  | N | Solar | [13 empty] | 0 | 0 | 0 | 0 | [11 empty] | Oklahoma Gas & Electric Co | 100 | Oklahoma Gas & Electric Co | 100 | Regulated
Oso Grande Wind Farm | 63502_G_OGW24 | 63502 | G | OGW24 |  | Onshore Wind |  | SPP_SPS | New Mexico | 35 | Lea | 25 | 35025 | 33.8 | 0 | 2021 | 9999 |  |  | N | Wind | [13 empty] | 0 | 0 | 0 | 0 | [11 empty] | Tucson Electric Power Co | 100 | Tucson Electric Power Co | 100 | Regulated
Oso Grande Wind Farm | 63502_G_OGW45 | 63502 | G | OGW45 |  | Onshore Wind |  | SPP_SPS | New Mexico | 35 | Lea | 25 | 35025 | 216 | 0 | 2021 | 9999 |  |  | N | Wind | [13 empty] | 0 | 0 | 0 | 0 | [11 empty] | Tucson Electric Power Co | 100 | Tucson Electric Power Co | 100 | Regulated
Lakehurst Solar | 63503_G_LAKHS | 63503 | G | LAKHS |  | Solar PV |  | PJM_EMAC | New Jersey | 34 | Ocean | 29 | 34029 | 9.6 | 0 | 2020 | 9999 |  |  | N | Solar | [13 empty] | 0 | 0 | 0 | 0 | [11 empty] | Consolidated Edison Development Inc. | 100 | Consolidated Edison Development Inc. | 100 | Non-regulated
Copper Mountain Solar 5, LLC | 63504_G_CM5-1 | 63504 | G | CM5-1 |  | Solar PV |  | WECC_SNV | Nevada | 32 | Clark | 3 | 32003 | 250 | 0 | 2021 | 9999 |  |  | N | Solar | [13 empty] | 0 | 0 | 0 | 0 | [11 empty] | Consolidated Edison Development Inc. | 100 | Consolidated Edison Development Inc. | 100 | Non-regulated
Cherry Blossom Solar LLC | 63505_G_CB | 63505 | G | CB |  | Solar PV |  | S_VACA | South Carolina | 45 | Williamsburg | 89 | 45089 | 10 | 0 | 2019 | 9999 |  |  | N | Solar | [13 empty] | 0 | 0 | 0 | 0 | [11 empty] | CBH Lessor LLC | 100 | CBH Lessor LLC | 100 | Non-regulated
Solar Carver 3 Hybrid | 63506_G_BCRV3 | 63506 | G | BCRV3 |  | Energy Storage |  | NENGREST | Massachusetts | 25 | Plymouth | 23 | 25023 | 1 | 0 | 2024 | 9999 |  |  | N | Energy Storage | [13 empty] | 0 | 0 | 0 | 0 | [11 empty] | Solar Carver 3, LLC | 100 | Solar Carver 3, LLC | 100 | Non-regulated
Solar Carver 3 Hybrid | 63506_G_SCRV3 | 63506 | G | SCRV3 |  | Solar PV |  | NENGREST | Massachusetts | 25 | Plymouth | 23 | 25023 | 1 | 0 | 2024 | 9999 |  |  | N | Solar | [13 empty] | 0 | 0 | 0 | 0 | [11 empty] | Solar Carver 3, LLC | 100 | Solar Carver 3, LLC | 100 | Non-regulated
Bakeoven Solar | 63507_G_BOS1 | 63507 | G | BOS1 |  | Solar PV |  | WECC_PNW | Oregon | 41 | Wasco | 65 | 41065 | 60 | 0 | 2023 | 9999 |  |  | N | Solar | [13 empty] | 0 | 0 | 0 | 0 | [11 empty] | Avangrid Renewables LLC | 100 | Avangrid Renewables LLC | 100 | Non-regulated
Lund Hill Solar | 63509_G_LHS1 | 63509 | G | LHS1 |  | Solar PV |  | WECC_PNW | Washington | 53 | Klickitat | 39 | 53039 | 150 | 0 | 2022 | 9999 |  |  | N | Solar | [13 empty] | 0 | 0 | 0 | 0 | [11 empty] | Avangrid Renewables LLC | 100 | Avangrid Renewables LLC | 100 | Non-regulated
Walnut Unified School District Walnut HS Hybrid | 63510_G_PV1 | 63510 | G | PV1 |  | Solar PV |  | WEC_LADW | California | 6 | Los Angeles | 37 | 06037 | 1.8 | 0 | 2020 | 9999 |  |  | N | Solar | [13 empty] | 0 | 0 | 0 | 0 | [11 empty] | Solar Integrated Fund VI, LLC | 100 | Solar Integrated Fund VI, LLC | 100 | Non-regulated
Walnut Unified School District Walnut HS Hybrid | 63510_G_ST1 | 63510 | G | ST1 |  | Energy Storage |  | WEC_LADW | California | 6 | Los Angeles | 37 | 06037 | 0.5 | 0 | 2020 | 9999 |  |  | N | Energy Storage | [13 empty] | 0 | 0 | 0 | 0 | [11 empty] | Solar Integrated Fund VI, LLC | 100 | Solar Integrated Fund VI, LLC | 100 | Non-regulated
Mohonasen Central School District | 63511_G_PV1 | 63511 | G | PV1 |  | Solar PV |  | NY_Z_F | New York | 36 | Schenectady | 93 | 36093 | 1.1 | 0 | 2019 | 9999 |  |  | N | Solar | [13 empty] | 0 | 0 | 0 | 0 | [11 empty] | Solar Integrated Fund VI, LLC | 100 | Solar Integrated Fund VI, LLC | 100 | Non-regulated
Wor-Wic Community College - Offsite | 63512_G_PV1 | 63512 | G | PV1 |  | Solar PV |  | PJM_EMAC | Maryland | 24 | Wicomico | 45 | 24045 | 2 | 0 | 2019 | 9999 |  |  | N | Solar | [13 empty] | 0 | 0 | 0 | 0 | [11 empty] | Solar Integrated Fund VI, LLC | 100 | Solar Integrated Fund VI, LLC | 100 | Non-regulated
AL Solar C LLC | 63513_G_OEALC | 63513 | G | OEALC |  | Solar PV |  | S_SOU | Alabama | 1 | Chambers | 17 | 01017 | 80 | 0 | 2024 | 9999 |  |  | N | Solar | [13 empty] | 0 | 0 | 0 | 0 | [11 empty] | OE_ALC | 100 | OE_ALC | 100 | Non-regulated
Moonlight Packing - Phase 2 | 63514_G_MLO2 | 63514 | G | MLO2 |  | Solar PV |  | WEC_CALN | California | 6 | Fresno | 19 | 06019 | 1.4 | 0 | 2019 | 9999 |  |  | N | Solar | [13 empty] | 0 | 0 | 0 | 0 | [11 empty] | Moonlight Companies | 100 | Moonlight Companies | 100 | Non-regulated
California City | 63516_G_CACTY | 63516 | G | CACTY |  | Solar PV |  | WECC_SCE | California | 6 | Kern | 29 | 06029 | 1.9 | 0 | 2018 | 9999 |  |  | N | Solar | [13 empty] | 0 | 0 | 0 | 0 | [11 empty] | MN8 Energy LLC | 100 | MN8 Energy LLC | 100 | Non-regulated
Santa Fe Solar Power Plant | 63517_G_PV1 | 63517 | G | PV1 |  | Solar PV |  | FRCC | Florida | 12 | Alachua | 1 | 12001 | 74.9 | 0 | 2021 | 9999 |  |  | N | Solar | [13 empty] | 0 | 0 | 0 | 0 | [11 empty] | Duke Energy Florida, LLC | 100 | Duke Energy Florida, LLC | 100 | Regulated
Twin Rivers Solar Power Plant | 63518_G_PV1 | 63518 | G | PV1 |  | Solar PV |  | FRCC | Florida | 12 | Hamilton | 47 | 12047 | 74.9 | 0 | 2021 | 9999 |  |  | N | Solar | [13 empty] | 0 | 0 | 0 | 0 | [11 empty] | Duke Energy Florida, LLC | 100 | Duke Energy Florida, LLC | 100 | Regulated
CED Crane Solar | 63519_G_CRN1 | 63519 | G | CRN1 |  | Solar PV |  | ERC_WEST | Texas | 48 | Crane | 103 | 48103 | 150 | 0 | 2020 | 9999 |  |  | N | Solar | [13 empty] | 0 | 0 | 0 | 0 | [11 empty] | CED Crane Solar, LLC | 100 | CED Crane Solar, LLC | 100 | Non-regulated
PA Solar Park II | 63520_G_PASP2 | 63520 | G | PASP2 |  | Solar PV |  | PJM_WMAC | Pennsylvania | 42 | Carbon | 25 | 42025 | 10 | 0 | 2020 | 9999 |  |  | N | Solar | [13 empty] | 0 | 0 | 0 | 0 | [11 empty] | Consolidated Edison Development Inc. | 100 | Consolidated Edison Development Inc. | 100 | Non-regulated
CED Mason City Wind | 63521_G_MCW1 | 63521 | G | MCW1 |  | Onshore Wind |  | MIS_IA | Iowa | 19 | Cerro Gordo | 33 | 19033 | 7.5 | 0 | 2020 | 9999 |  |  | N | Wind | [13 empty] | 0 | 0 | 0 | 0 | [11 empty] | Consolidated Edison Development Inc. | 100 | Consolidated Edison Development Inc. | 100 | Non-regulated
Hickory Park Solar Hybrid | 63522_G_HPBAT | 63522 | G | HPBAT |  | Energy Storage |  | S_SOU | Georgia | 13 | Mitchell | 205 | 13205 | 40 | 0 | 2022 | 9999 |  |  | N | Energy Storage | [13 empty] | 0 | 0 | 0 | 0 | [11 empty] | RWE Renewables Americas, LLC | 100 | RWE Renewables Americas, LLC | 100 | Non-regulated
Hickory Park Solar Hybrid | 63522_G_HPRK | 63522 | G | HPRK |  | Solar PV |  | S_SOU | Georgia | 13 | Mitchell | 205 | 13205 | 195.5 | 0 | 2022 | 9999 |  |  | N | Solar | [13 empty] | 0 | 0 | 0 | 0 | [11 empty] | RWE Renewables Americas, LLC | 100 | RWE Renewables Americas, LLC | 100 | Non-regulated
Spruce - WCMD - Rubble II | 63523_G_GEN1 | 63523 | G | GEN1 |  | Solar PV |  | PJM_AP | Maryland | 24 | Washington | 43 | 24043 | 2 | 0 | 2015 | 9999 |  |  | N | Solar | [13 empty] | 0 | 0 | 0 | 0 | [11 empty] | WCMD Spear Point Solar IV, LLC | 100 | WCMD Spear Point Solar IV, LLC | 100 | Non-regulated
Spruce - WCMD - Rubble I | 63524_G_GEN1 | 63524 | G | GEN1 |  | Solar PV |  | PJM_AP | Maryland | 24 | Washington | 43 | 24043 | 2 | 0 | 2015 | 9999 |  |  | N | Solar | [13 empty] | 0 | 0 | 0 | 0 | [11 empty] | WCMD Spear Point Solar I, LLC | 100 | WCMD Spear Point Solar I, LLC | 100 | Non-regulated
Spruce - WCMD - Creek | 63525_G_GEN1 | 63525 | G | GEN1 |  | Solar PV |  | PJM_AP | Maryland | 24 | Washington | 43 | 24043 | 2 | 0 | 2015 | 9999 |  |  | N | Solar | [13 empty] | 0 | 0 | 0 | 0 | [11 empty] | WCMD Spear Point Solar II LLC | 100 | WCMD Spear Point Solar II LLC | 100 | Non-regulated
Spruce - WCMD - Resh I | 63526_G_GEN1 | 63526 | G | GEN1 |  | Solar PV |  | PJM_AP | Maryland | 24 | Washington | 43 | 24043 | 2 | 0 | 2016 | 9999 |  |  | N | Solar | [13 empty] | 0 | 0 | 0 | 0 | [11 empty] | WCMD Spear Point Solar III LLC | 100 | WCMD Spear Point Solar III LLC | 100 | Non-regulated
Lafayette 2 - Internal Services Dept | 63527_G_GEN1 | 63527 | G | GEN1 |  | Solar PV |  | WEC_LADW | California | 6 | Los Angeles | 37 | 06037 | 1.9 | 0 | 2020 | 9999 |  |  | N | Solar | [13 empty] | 0 | 0 | 0 | 0 | [11 empty] | Solar Star LA County I, LLC | 100 | Solar Star LA County I, LLC | 100 | Non-regulated
Jersey City DWP | 63530_G_10331 | 63530 | G | 10331 |  | Solar PV |  | PJM_EMAC | New Jersey | 34 | Hudson | 17 | 34017 | 1 | 0 | 2019 | 9999 |  |  | N | Solar | [13 empty] | 0 | 0 | 0 | 0 | [11 empty] | Onyx Solar Mission III LLC | 100 | Onyx Solar Mission III LLC | 100 | Non-regulated
Pima Community College NW | 63531_G_10327 | 63531 | G | 10327 |  | Solar PV |  | WECC_AZ | Arizona | 4 | Pima | 19 | 04019 | 1.3 | 0 | 2019 | 9999 |  |  | N | Solar | [13 empty] | 0 | 0 | 0 | 0 | [11 empty] | Pima Solar Mission III LLC | 100 | Pima Solar Mission III LLC | 100 | Non-regulated
Winona Community Solar One LLC | 63532_G_52837 | 63532 | G | 52837 |  | Solar PV |  | MIS_MNWI | Minnesota | 27 | Winona | 169 | 27169 | 1 | 0 | 2020 | 9999 |  |  | N | Solar | [13 empty] | 0 | 0 | 0 | 0 | [11 empty] | Madison Energy Holdings LLC | 100 | Madison Energy Holdings LLC | 100 | Non-regulated
Goodhue Community Solar Two LLC | 63533_G_52830 | 63533 | G | 52830 |  | Solar PV |  | MIS_MNWI | Minnesota | 27 | Goodhue | 49 | 27049 | 1 | 0 | 2020 | 9999 |  |  | N | Solar | [13 empty] | 0 | 0 | 0 | 0 | [11 empty] | Madison Energy Holdings LLC | 100 | Madison Energy Holdings LLC | 100 | Non-regulated
Houston/Winona Community Solar One LLC | 63534_G_52827 | 63534 | G | 52827 |  | Solar PV |  | MIS_MNWI | Minnesota | 27 | Houston | 55 | 27055 | 1 | 0 | 2020 | 9999 |  |  | N | Solar | [13 empty] | 0 | 0 | 0 | 0 | [11 empty] | Madison Energy Holdings LLC | 100 | Madison Energy Holdings LLC | 100 | Non-regulated
Solar BESS Hybrid | 63535_G_NG | 63535 | G | NG |  | Combustion Turbine |  | S_SOU | Georgia | 13 | Cobb | 67 | 13067 | 1 | 9905 | 2022 | 9999 |  |  | N | Natural Gas | [11 empty] | 0 |  | 0.011 | 0.011 | 0.011 | 0.011 | [11 empty] | Cobb Electric Membership Corporation | 100 | Cobb Electric Membership Corporation | 100 | Non-regulated
Solar BESS Hybrid | 63535_G_SOLAR | 63535 | G | SOLAR |  | Solar PV |  | S_SOU | Georgia | 13 | Cobb | 67 | 13067 | 1.1 | 0 | 2020 | 9999 |  |  | N | Solar | [13 empty] | 0 | 0 | 0 | 0 | [11 empty] | Gas South | 100 | Gas South | 100 | Non-regulated
Solar BESS Hybrid | 63535_G_TEST | 63535 | G | TEST |  | Energy Storage |  | S_SOU | Georgia | 13 | Cobb | 67 | 13067 | 1 | 0 | 2020 | 9999 |  |  | N | Energy Storage | [13 empty] | 0 | 0 | 0 | 0 | [11 empty] | Gas South | 100 | Gas South | 100 | Non-regulated
Amazon DEN2 Solar Project | 63536_G_BLD3 | 63536 | G | BLD3 |  | Solar PV |  | WECC_CO | Colorado | 8 | Adams | 1 | 08001 | 1.2 | 0 | 2019 | 9999 |  |  | N | Solar | [13 empty] | 0 | 0 | 0 | 0 | [11 empty] | Solar Star Prime 1 LLC | 100 | Solar Star Prime 1 LLC | 100 | Non-regulated
Amazon BDL3 Solar Project | 63537_G_BLD3 | 63537 | G | BLD3 |  | Solar PV |  | NENG_CT | Connecticut | 9 | New Haven | 9 | 09009 | 1 | 0 | 2019 | 9999 |  |  | N | Solar | [13 empty] | 0 | 0 | 0 | 0 | [11 empty] | Solar Star Prime 1 LLC | 100 | Solar Star Prime 1 LLC | 100 | Non-regulated
Assembly Solar II LLC | 63538_G_AS2 | 63538 | G | AS2 |  | Solar PV |  | MIS_LMI | Michigan | 26 | Shiawassee | 155 | 26155 | 110 | 0 | 2021 | 9999 |  |  | N | Solar | [13 empty] | 0 | 0 | 0 | 0 | [11 empty] | Assembly Solar II LLC | 100 | Assembly Solar II LLC | 100 | Non-regulated
Montefiore Weiler (Einstein) Hospital | 63539_G_CT500 | 63539 | G | CT500 |  | Combustion Turbine | IC Engine | NY_Z_J | New York | 36 | Bronx | 5 | 36005 | 0.5 | 9905 | 1986 | 9999 |  |  | N | Natural Gas, Distillate Fuel Oil | [13 empty] | 1.6498 | 1.6498 | 1.6498 | 1.6498 | [11 empty] | Montefiore Weiler (Einstein) Hospital | 100 | Montefiore Weiler (Einstein) Hospital | 100 | Non-regulated
Montefiore Weiler (Einstein) Hospital | 63539_G_CU450 | 63539 | G | CU450 |  | Combustion Turbine | IC Engine | NY_Z_J | New York | 36 | Bronx | 5 | 36005 | 0.5 | 9905 | 1993 | 9999 |  |  | N | Natural Gas, Distillate Fuel Oil | [13 empty] | 1.6498 | 1.6498 | 1.6498 | 1.6498 | [11 empty] | Montefiore Weiler (Einstein) Hospital | 100 | Montefiore Weiler (Einstein) Hospital | 100 | Non-regulated
Montefiore Weiler (Einstein) Hospital | 63539_G_CU500 | 63539 | G | CU500 |  | Combustion Turbine | IC Engine | NY_Z_J | New York | 36 | Bronx | 5 | 36005 | 0.5 | 9905 | 2006 | 9999 |  |  | N | Natural Gas, Distillate Fuel Oil | [13 empty] | 1.6498 | 1.6498 | 1.6498 | 1.6498 | [11 empty] | Montefiore Weiler (Einstein) Hospital | 100 | Montefiore Weiler (Einstein) Hospital | 100 | Non-regulated
Essex County Correctional Facility Cogen | 63540_G_EG1 | 63540 | G | EG1 |  | Combustion Turbine | IC Engine | PJM_EMAC | New Jersey | 34 | Essex | 13 | 34013 | 3 | 9905 | 2003 | 9999 |  |  | Y | Natural Gas, Distillate Fuel Oil | [13 empty] | 1.061 | 1.061 | 1.061 | 1.061 | [11 empty] | Essex County | 100 | Essex County | 100 | Non-regulated
Essex County Correctional Facility Cogen | 63540_G_EG2 | 63540 | G | EG2 |  | Combustion Turbine | IC Engine | PJM_EMAC | New Jersey | 34 | Essex | 13 | 34013 | 3 | 9905 | 2003 | 9999 |  |  | Y | Natural Gas, Distillate Fuel Oil | [13 empty] | 1.061 | 1.061 | 1.061 | 1.061 | [11 empty] | Essex County | 100 | Essex County | 100 | Non-regulated
Solar Carver 1 Hybrid | 63541_G_BCRV1 | 63541 | G | BCRV1 |  | Energy Storage |  | NENGREST | Massachusetts | 25 | Plymouth | 23 | 25023 | 2 | 0 | 2024 | 9999 |  |  | N | Energy Storage | [13 empty] | 0 | 0 | 0 | 0 | [11 empty] | Solar Carver 1, LLC | 100 | Solar Carver 1, LLC | 100 | Non-regulated
Solar Carver 1 Hybrid | 63541_G_SCRV1 | 63541 | G | SCRV1 |  | Solar PV |  | NENGREST | Massachusetts | 25 | Plymouth | 23 | 25023 | 2 | 0 | 2024 | 9999 |  |  | N | Solar | [13 empty] | 0 | 0 | 0 | 0 | [11 empty] | Solar Carver 1, LLC | 100 | Solar Carver 1, LLC | 100 | Non-regulated
Enter Solar | 63542_G_ENTER | 63542 | G | ENTER |  | Solar PV |  | MIS_MNWI | Minnesota | 27 | Waseca | 161 | 27161 | 1 | 0 | 2019 | 9999 |  |  | N | Solar | [13 empty] | 0 | 0 | 0 | 0 | [11 empty] | Arcadia Solar, LLC | 100 | Arcadia Solar, LLC | 100 | Non-regulated
Lange Solar | 63543_G_LNGE | 63543 | G | LNGE |  | Solar PV |  | MIS_MNWI | Minnesota | 27 | Olmsted | 109 | 27109 | 1 | 0 | 2019 | 9999 |  |  | N | Solar | [13 empty] | 0 | 0 | 0 | 0 | [11 empty] | Arcadia Solar, LLC | 100 | Arcadia Solar, LLC | 100 | Non-regulated
Fordham University | 63544_G_DC350 | 63544 | G | DC350 |  | Combustion Turbine | IC Engine | NY_Z_J | New York | 36 | Bronx | 5 | 36005 | 0.4 | 9905 | 2010 | 9999 |  |  | N | Natural Gas, Distillate Fuel Oil | [13 empty] | 1.6498 | 1.6498 | 1.6498 | 1.6498 | [11 empty] | Fordham University | 100 | Fordham University | 100 | Non-regulated
Fordham University | 63544_G_LC565 | 63544 | G | LC565 |  | Combustion Turbine | IC Engine | NY_Z_J | New York | 36 | Bronx | 5 | 36005 | 0.6 | 9905 | 2010 | 9999 |  |  | N | Natural Gas, Distillate Fuel Oil | [13 empty] | 1.6498 | 1.6498 | 1.6498 | 1.6498 | [11 empty] | Fordham University | 100 | Fordham University | 100 | Non-regulated
Fordham University | 63544_G_LH275 | 63544 | G | LH275 |  | Combustion Turbine | IC Engine | NY_Z_J | New York | 36 | Bronx | 5 | 36005 | 0.3 | 9905 | 2010 | 9999 |  |  | N | Natural Gas, Distillate Fuel Oil | [13 empty] | 1.6498 | 1.6498 | 1.6498 | 1.6498 | [11 empty] | Fordham University | 100 | Fordham University | 100 | Non-regulated
Fordham University | 63544_G_MC750 | 63544 | G | MC750 |  | Combustion Turbine | IC Engine | NY_Z_J | New York | 36 | Bronx | 5 | 36005 | 0.8 | 13470 | 2018 | 9999 |  |  | N | Distillate Fuel Oil | [11 empty] | 0 |  | 1.6498 | 1.6498 | 1.6498 | 1.6498 | [11 empty] | Fordham University | 100 | Fordham University | 100 | Non-regulated
Fordham University | 63544_G_TB1 | 63544 | G | TB1 |  | Combustion Turbine | IC Engine | NY_Z_J | New York | 36 | Bronx | 5 | 36005 | 0.1 | 9905 | 2010 | 9999 |  |  | N | Natural Gas, Distillate Fuel Oil | [13 empty] | 1.6498 | 1.6498 | 1.6498 | 1.6498 | [11 empty] | Fordham University | 100 | Fordham University | 100 | Non-regulated
Fordham University | 63544_G_TB2 | 63544 | G | TB2 |  | Combustion Turbine | IC Engine | NY_Z_J | New York | 36 | Bronx | 5 | 36005 | 0.1 | 9905 | 2010 | 9999 |  |  | N | Natural Gas, Distillate Fuel Oil | [13 empty] | 1.6498 | 1.6498 | 1.6498 | 1.6498 | [11 empty] | Fordham University | 100 | Fordham University | 100 | Non-regulated
Fordham University | 63544_G_WL500 | 63544 | G | WL500 |  | Combustion Turbine | IC Engine | NY_Z_J | New York | 36 | Bronx | 5 | 36005 | 0.6 | 13470 | 1999 | 9999 |  |  | N | Distillate Fuel Oil | [11 empty] | 0 |  | 1.6498 | 1.6498 | 1.6498 | 1.6498 | [11 empty] | Fordham University | 100 | Fordham University | 100 | Non-regulated
Chevron - Lost Hills Hybrid | 63545_G_GEN1 | 63545 | G | GEN1 |  | Solar PV |  | WECC_SCE | California | 6 | Kern | 29 | 06029 | 30 | 0 | 2020 | 9999 |  |  | N | Solar | [13 empty] | 0 | 0 | 0 | 0 | [11 empty] | MN8 Energy LLC | 100 | MN8 Energy LLC | 100 | Non-regulated
St. Luke's Cornwall Hospital | 63546_G_GEN1 | 63546 | G | GEN1 |  | Combustion Turbine | IC Engine | NY_Z_G-I | New York | 36 | Orange | 71 | 36071 | 1.5 | 9905 | 2010 | 9999 |  |  | N | Natural Gas, Distillate Fuel Oil | [13 empty] | 1.6498 | 1.6498 | 1.6498 | 1.6498 | [11 empty] | St. Luke's Cornwall Hospital - Newburgh | 100 | St. Luke's Cornwall Hospital - Newburgh | 100 | Non-regulated
St. Luke's Cornwall Hospital | 63546_G_GEN2 | 63546 | G | GEN2 |  | Combustion Turbine | IC Engine | NY_Z_G-I | New York | 36 | Orange | 71 | 36071 | 0.2 | 9905 | 2010 | 9999 |  |  | N | Natural Gas, Distillate Fuel Oil | [13 empty] | 1.6498 | 1.6498 | 1.6498 | 1.6498 | [11 empty] | St. Luke's Cornwall Hospital - Newburgh | 100 | St. Luke's Cornwall Hospital - Newburgh | 100 | Non-regulated
St. Luke's Cornwall Hospital | 63546_G_GEN3 | 63546 | G | GEN3 |  | Combustion Turbine | IC Engine | NY_Z_G-I | New York | 36 | Orange | 71 | 36071 | 1.5 | 13470 | 2010 | 9999 |  |  | N | Distillate Fuel Oil | [11 empty] | 0 |  | 1.6498 | 1.6498 | 1.6498 | 1.6498 | [11 empty] | St. Luke's Cornwall Hospital - Newburgh | 100 | St. Luke's Cornwall Hospital - Newburgh | 100 | Non-regulated
Lily Solar | 63548_G_1 | 63548 | G | 1 |  | Solar PV |  | S_VACA | South Carolina | 45 | Allendale | 5 | 45005 | 70 | 0 | 2020 | 9999 |  |  | N | Solar | [13 empty] | 0 | 0 | 0 | 0 | [11 empty] | X-Elio North America Inc | 100 | X-Elio North America Inc | 100 | Non-regulated
Water Strider Solar | 63549_G_WSS | 63549 | G | WSS |  | Solar PV |  | PJM_Dom | Virginia | 51 | Halifax | 83 | 51083 | 80 | 0 | 2021 | 9999 |  |  | N | Solar | [13 empty] | 0 | 0 | 0 | 0 | [11 empty] | Consolidated Edison Development Inc. | 100 | Consolidated Edison Development Inc. | 100 | Non-regulated
Vassar Brothers Medical Center | 63550_G_AR-01 | 63550 | G | AR-01 |  | Combustion Turbine | IC Engine | NY_Z_G-I | New York | 36 | Dutchess | 27 | 36027 | 0.3 | 9905 | 1998 | 9999 |  |  | N | Natural Gas, Distillate Fuel Oil | [13 empty] | 1.6498 | 1.6498 | 1.6498 | 1.6498 | [11 empty] | Vassar Brothers Medical Center | 100 | Vassar Brothers Medical Center | 100 | Non-regulated
Vassar Brothers Medical Center | 63550_G_CO-14 | 63550 | G | CO-14 |  | Combustion Turbine | IC Engine | NY_Z_G-I | New York | 36 | Dutchess | 27 | 36027 | 0.3 | 9905 | 2000 | 9999 |  |  | N | Natural Gas, Distillate Fuel Oil | [13 empty] | 1.6498 | 1.6498 | 1.6498 | 1.6498 | [11 empty] | Vassar Brothers Medical Center | 100 | Vassar Brothers Medical Center | 100 | Non-regulated
Vassar Brothers Medical Center | 63550_G_FP-01 | 63550 | G | FP-01 |  | Combustion Turbine | IC Engine | NY_Z_G-I | New York | 36 | Dutchess | 27 | 36027 | 0.1 | 9905 | 2000 | 9999 |  |  | N | Natural Gas, Distillate Fuel Oil | [13 empty] | 1.6498 | 1.6498 | 1.6498 | 1.6498 | [11 empty] | Vassar Brothers Medical Center | 100 | Vassar Brothers Medical Center | 100 | Non-regulated
Vassar Brothers Medical Center | 63550_G_HS-01 | 63550 | G | HS-01 |  | Combustion Turbine | IC Engine | NY_Z_G-I | New York | 36 | Dutchess | 27 | 36027 | 0.4 | 9905 | 2000 | 9999 |  |  | N | Natural Gas, Distillate Fuel Oil | [13 empty] | 1.6498 | 1.6498 | 1.6498 | 1.6498 | [11 empty] | Vassar Brothers Medical Center | 100 | Vassar Brothers Medical Center | 100 | Non-regulated
Vassar Brothers Medical Center | 63550_G_MB-01 | 63550 | G | MB-01 |  | Combustion Turbine | IC Engine | NY_Z_G-I | New York | 36 | Dutchess | 27 | 36027 | 0.6 | 9905 | 2012 | 9999 |  |  | N | Natural Gas, Distillate Fuel Oil | [13 empty] | 1.6498 | 1.6498 | 1.6498 | 1.6498 | [11 empty] | Vassar Brothers Medical Center | 100 | Vassar Brothers Medical Center | 100 | Non-regulated
Vassar Brothers Medical Center | 63550_G_MM-01 | 63550 | G | MM-01 |  | Combustion Turbine | IC Engine | NY_Z_G-I | New York | 36 | Dutchess | 27 | 36027 | 0.4 | 9905 | 2000 | 9999 |  |  | N | Natural Gas, Distillate Fuel Oil | [13 empty] | 1.6498 | 1.6498 | 1.6498 | 1.6498 | [11 empty] | Vassar Brothers Medical Center | 100 | Vassar Brothers Medical Center | 100 | Non-regulated
Vassar Brothers Medical Center | 63550_G_PG-01 | 63550 | G | PG-01 |  | Combustion Turbine | IC Engine | NY_Z_G-I | New York | 36 | Dutchess | 27 | 36027 | 0.2 | 9905 | 2012 | 9999 |  |  | N | Natural Gas, Distillate Fuel Oil | [13 empty] | 1.6498 | 1.6498 | 1.6498 | 1.6498 | [11 empty] | Vassar Brothers Medical Center | 100 | Vassar Brothers Medical Center | 100 | Non-regulated
Vassar Brothers Medical Center | 63550_G_SC-67 | 63550 | G | SC-67 |  | Combustion Turbine | IC Engine | NY_Z_G-I | New York | 36 | Dutchess | 27 | 36027 | 0.3 | 9905 | 2006 | 9999 |  |  | N | Natural Gas, Distillate Fuel Oil | [13 empty] | 1.6498 | 1.6498 | 1.6498 | 1.6498 | [11 empty] | Vassar Brothers Medical Center | 100 | Vassar Brothers Medical Center | 100 | Non-regulated
Vassar Brothers Medical Center | 63550_G_SO-01 | 63550 | G | SO-01 |  | Combustion Turbine | IC Engine | NY_Z_G-I | New York | 36 | Dutchess | 27 | 36027 | 0.8 | 9905 | 2000 | 9999 |  |  | N | Natural Gas, Distillate Fuel Oil | [13 empty] | 1.6498 | 1.6498 | 1.6498 | 1.6498 | [11 empty] | Vassar Brothers Medical Center | 100 | Vassar Brothers Medical Center | 100 | Non-regulated
Vassar Brothers Medical Center | 63550_G_WW-01 | 63550 | G | WW-01 |  | Combustion Turbine | IC Engine | NY_Z_G-I | New York | 36 | Dutchess | 27 | 36027 | 0.6 | 9905 | 1998 | 9999 |  |  | N | Natural Gas, Distillate Fuel Oil | [13 empty] | 1.6498 | 1.6498 | 1.6498 | 1.6498 | [11 empty] | Vassar Brothers Medical Center | 100 | Vassar Brothers Medical Center | 100 | Non-regulated
Samoset Solar | 63551_G_PGR21 | 63551 | G | PGR21 |  | Solar PV |  | NENG_ME | Maine | 23 | Knox | 13 | 23013 | 2 | 0 | 2023 | 9999 |  |  | N | Solar | [13 empty] | 0 | 0 | 0 | 0 | [11 empty] | Samoset Solar, LLC | 100 | Samoset Solar, LLC | 100 | Non-regulated
Woodfields Solar | 63552_G_PGR21 | 63552 | G | PGR21 |  | Solar PV |  | S_VACA | South Carolina | 45 | Greenwood | 47 | 45047 | 2 | 0 | 2022 | 9999 |  |  | N | Solar | [13 empty] | 0 | 0 | 0 | 0 | [11 empty] | Woodfields Solar, LLC | 100 | Woodfields Solar, LLC | 100 | Non-regulated
Richmond University Medical Center | 63553_G_CT200 | 63553 | G | CT200 |  | Combustion Turbine | IC Engine | NY_Z_J | New York | 36 | Richmond | 85 | 36085 | 0.2 | 9905 | 1986 | 9999 |  |  | N | Natural Gas, Distillate Fuel Oil | [13 empty] | 1.6498 | 1.6498 | 1.6498 | 1.6498 | [11 empty] | Richmond University Medical Center | 100 | Richmond University Medical Center | 100 | Non-regulated
Richmond University Medical Center | 63553_G_CU600 | 63553 | G | CU600 |  | Combustion Turbine | IC Engine | NY_Z_J | New York | 36 | Richmond | 85 | 36085 | 0.6 | 9905 | 1978 | 9999 |  |  | N | Natural Gas, Distillate Fuel Oil | [13 empty] | 1.6498 | 1.6498 | 1.6498 | 1.6498 | [11 empty] | Richmond University Medical Center | 100 | Richmond University Medical Center | 100 | Non-regulated
Richmond University Medical Center | 63553_G_CU750 | 63553 | G | CU750 |  | Combustion Turbine | IC Engine | NY_Z_J | New York | 36 | Richmond | 85 | 36085 | 0.8 | 9905 | 1986 | 9999 |  |  | N | Natural Gas, Distillate Fuel Oil | [13 empty] | 1.6498 | 1.6498 | 1.6498 | 1.6498 | [11 empty] | Richmond University Medical Center | 100 | Richmond University Medical Center | 100 | Non-regulated
Mohave Electric Cooperative at Joy Lane | 63554_G_PV2 | 63554 | G | PV2 |  | Solar PV |  | WECC_AZ | Arizona | 4 | Mohave | 15 | 04015 | 10 | 0 | 2016 | 9999 |  |  | N | Solar | [13 empty] | 0 | 0 | 0 | 0 | [11 empty] | Mohave Electric Cooperative, Inc. | 100 | Mohave Electric Cooperative, Inc. | 100 | Non-regulated
St. Joseph's Solar, LLC CSG | 63555_G_STJOE | 63555 | G | STJOE |  | Solar PV |  | NENGREST | Massachusetts | 25 | Worcester | 27 | 25027 | 1 | 0 | 2017 | 9999 |  |  | N | Solar | [13 empty] | 0 | 0 | 0 | 0 | [11 empty] | St. Joseph's Solar, LLC | 100 | St. Joseph's Solar, LLC | 100 | Non-regulated
Boutillier Solar, LLC CSG | 63556_G_BOUTI | 63556 | G | BOUTI |  | Solar PV |  | NENGREST | Massachusetts | 25 | Worcester | 27 | 25027 | 2.9 | 0 | 2018 | 9999 |  |  | N | Solar | [13 empty] | 0 | 0 | 0 | 0 | [11 empty] | Boutillier Solar, LLC | 100 | Boutillier Solar, LLC | 100 | Non-regulated
Blair Wire Village Solar, LLC CSG | 63557_G_BLAWV | 63557 | G | BLAWV |  | Solar PV |  | NENGREST | Massachusetts | 25 | Worcester | 27 | 25027 | 1 | 0 | 2017 | 9999 |  |  | N | Solar | [13 empty] | 0 | 0 | 0 | 0 | [11 empty] | Blair Wire Village Solar, LLC | 100 | Blair Wire Village Solar, LLC | 100 | Non-regulated
Barton Acres Solar, LLC CSG | 63558_G_BARAC | 63558 | G | BARAC |  | Solar PV |  | NENGREST | Massachusetts | 25 | Worcester | 27 | 25027 | 1 | 0 | 2017 | 9999 |  |  | N | Solar | [13 empty] | 0 | 0 | 0 | 0 | [11 empty] | Barton Acres Solar, LLC | 100 | Barton Acres Solar, LLC | 100 | Non-regulated
MMWEC Simple Cycle Gas Turbine | 63559_G_GT1 | 63559 | G | GT1 |  | Combustion Turbine |  | NENGREST | Massachusetts | 25 | Essex | 9 | 25009 | 57 | 9905 | 2023 | 9999 |  |  | N | Natural Gas | [13 empty] | 0.011 | 0.011 | 0.011 | 0.011 | [11 empty] | Massachusetts Mun Wholes Electric Co | 100 | Massachusetts Mun Wholes Electric Co | 100 | Regulated
Cherry Valley Solar, LLC CSG | 63561_G_CHERV | 63561 | G | CHERV |  | Solar PV |  | NENGREST | Massachusetts | 25 | Worcester | 27 | 25027 | 1 | 0 | 2017 | 9999 |  |  | N | Solar | [13 empty] | 0 | 0 | 0 | 0 | [11 empty] | Cherry Valley Solar, LLC | 100 | Cherry Valley Solar, LLC | 100 | Non-regulated
ISM Solar Dighton 2, LLC CSG | 63562_G_DIGHT | 63562 | G | DIGHT |  | Solar PV |  | NENGREST | Massachusetts | 25 | Bristol | 5 | 25005 | 2 | 0 | 2017 | 9999 |  |  | N | Solar | [13 empty] | 0 | 0 | 0 | 0 | [11 empty] | ISM Solar Dighton 2, LLC | 100 | ISM Solar Dighton 2, LLC | 100 | Non-regulated
Incom Solar, LLC CSG | 63563_G_INCOM | 63563 | G | INCOM |  | Solar PV |  | NENGREST | Massachusetts | 25 | Worcester | 27 | 25027 | 2 | 0 | 2017 | 9999 |  |  | N | Solar | [13 empty] | 0 | 0 | 0 | 0 | [11 empty] | Incom Solar, LLC | 100 | Incom Solar, LLC | 100 | Non-regulated
JH Solar, LLC CSG | 63564_G_JHSOL | 63564 | G | JHSOL |  | Solar PV |  | NENGREST | Massachusetts | 25 | Worcester | 27 | 25027 | 1 | 0 | 2017 | 9999 |  |  | N | Solar | [13 empty] | 0 | 0 | 0 | 0 | [11 empty] | JH Solar, LLC | 100 | JH Solar, LLC | 100 | Non-regulated
Woodchuck Solar, LLC CSG | 63565_G_WOODC | 63565 | G | WOODC |  | Solar PV |  | NENGREST | Massachusetts | 25 | Worcester | 27 | 25027 | 1 | 0 | 2017 | 9999 |  |  | N | Solar | [13 empty] | 0 | 0 | 0 | 0 | [11 empty] | Woodchuck Solar, LLC | 100 | Woodchuck Solar, LLC | 100 | Non-regulated
HWY 158 PV | 63566_G_HW158 | 63566 | G | HW158 |  | Solar PV |  | PJM_Dom | North Carolina | 37 | Hertford | 91 | 37091 | 9 | 0 | 2020 | 9999 |  |  | N | Solar | [13 empty] | 0 | 0 | 0 | 0 | [11 empty] | Ecoplexus, Inc | 100 | Ecoplexus, Inc | 100 | Non-regulated
Westminister NC | 63567_G_WSMTR | 63567 | G | WSMTR |  | Solar PV |  | S_VACA | North Carolina | 37 | Rutherford | 161 | 37161 | 75 | 0 | 2023 | 9999 |  |  | N | Solar | [13 empty] | 0 | 0 | 0 | 0 | [11 empty] | Ecoplexus, Inc | 100 | Ecoplexus, Inc | 100 | Non-regulated
Grifton PV2 | 63568_G_GRFT2 | 63568 | G | GRFT2 |  | Solar PV |  | S_VACA | North Carolina | 37 | Pitt | 147 | 37147 | 56 | 0 | 2025 | 9999 |  |  | N | Solar | [13 empty] | 0 | 0 | 0 | 0 | [11 empty] | Ecoplexus, Inc | 100 | Ecoplexus, Inc | 100 | Non-regulated
Dudley River 3 Solar, LLC CSG | 63569_G_DUD3 | 63569 | G | DUD3 |  | Solar PV |  | NENGREST | Massachusetts | 25 | Worcester | 27 | 25027 | 1 | 0 | 2017 | 9999 |  |  | N | Solar | [13 empty] | 0 | 0 | 0 | 0 | [11 empty] | Dudley River 3 Solar, LLC | 100 | Dudley River 3 Solar, LLC | 100 | Non-regulated
Dudley River 2 Solar, LLC CSG | 63570_G_DUD2 | 63570 | G | DUD2 |  | Solar PV |  | NENGREST | Massachusetts | 25 | Worcester | 27 | 25027 | 1 | 0 | 2017 | 9999 |  |  | N | Solar | [13 empty] | 0 | 0 | 0 | 0 | [11 empty] | Dudley River 2 Solar, LLC | 100 | Dudley River 2 Solar, LLC | 100 | Non-regulated
Dudley River Solar, LLC CSG | 63571_G_DUD1 | 63571 | G | DUD1 |  | Solar PV |  | NENGREST | Massachusetts | 25 | Worcester | 27 | 25027 | 1 | 0 | 2017 | 9999 |  |  | N | Solar | [13 empty] | 0 | 0 | 0 | 0 | [11 empty] | Dudley River Solar, LLC | 100 | Dudley River Solar, LLC | 100 | Non-regulated
Ledeaux Solar, LLC CSG | 63572_G_LEDEA | 63572 | G | LEDEA |  | Solar PV |  | NENGREST | Massachusetts | 25 | Worcester | 27 | 25027 | 1 | 0 | 2017 | 9999 |  |  | N | Solar | [13 empty] | 0 | 0 | 0 | 0 | [11 empty] | Ledeaux Solar, LLC | 100 | Ledeaux Solar, LLC | 100 | Non-regulated
Cohasse Solar, LLC CSG | 63573_G_COHAS | 63573 | G | COHAS |  | Solar PV |  | NENGREST | Massachusetts | 25 | Worcester | 27 | 25027 | 1 | 0 | 2017 | 9999 |  |  | N | Solar | [13 empty] | 0 | 0 | 0 | 0 | [11 empty] | Cohasse Solar, LLC | 100 | Cohasse Solar, LLC | 100 | Non-regulated
Atchison County Wind | 63574_G_GEN1 | 63574 | G | GEN1 |  | Onshore Wind |  | S_D_AECI | Missouri | 29 | Atchison | 5 | 29005 | 299 | 0 | 2021 | 9999 |  |  | N | Wind | [13 empty] | 0 | 0 | 0 | 0 | [11 empty] | Union Electric Co - (MO) | 100 | Union Electric Co - (MO) | 100 | Regulated
Thunderbird Generator (Tbird) | 63575_G_TBRID | 63575 | G | TBRID |  | Combustion Turbine | IC Engine | SPP_N | Kansas | 20 | Lyon | 111 | 20111 | 1 | 9905 | 2019 | 9999 |  |  | N | Natural Gas, Distillate Fuel Oil | [13 empty] | 1.6498 | 1.6498 | 1.6498 | 1.6498 | [11 empty] | 4 Rivers Electric Cooperative Inc. | 100 | 4 Rivers Electric Cooperative Inc. | 100 | Regulated
FastSun 4 CSG | 63576_G_FS4 | 63576 | G | FS4 |  | Solar PV |  | MIS_MNWI | Minnesota | 27 | Washington | 163 | 27163 | 1 | 0 | 2021 | 9999 |  |  | N | Solar | [13 empty] | 0 | 0 | 0 | 0 | [11 empty] | Altus Power America Management, LLC | 100 | Altus Power America Management, LLC | 100 | Non-regulated
FastSun 21 CSG | 63577_G_FS21 | 63577 | G | FS21 |  | Solar PV |  | MIS_MNWI | Minnesota | 27 | Sherburne | 141 | 27141 | 1 | 0 | 2021 | 9999 |  |  | N | Solar | [13 empty] | 0 | 0 | 0 | 0 | [11 empty] | Altus Power America Management, LLC | 100 | Altus Power America Management, LLC | 100 | Non-regulated
Sagamore Wind | 63578_G_SWF01 | 63578 | G | SWF01 |  | Onshore Wind |  | SPP_SPS | New Mexico | 35 | Roosevelt | 41 | 35041 | 522 | 0 | 2020 | 9999 |  |  | N | Wind | [13 empty] | 0 | 0 | 0 | 0 | [11 empty] | Southwestern Public Service Co | 100 | Southwestern Public Service Co | 100 | Regulated
Britton Solar Energy Center | 63579_G_BSEC | 63579 | G | BSEC |  | Solar PV |  | WECC_NM | New Mexico | 35 | Torrance | 57 | 35057 | 50 | 0 | 2019 | 9999 |  |  | N | Solar | [13 empty] | 0 | 0 | 0 | 0 | [11 empty] | NMRD Data Center, LLC | 100 | NMRD Data Center, LLC | 100 | Non-regulated
Hutchinson Plant #2 | 6358_G_2 | 6358 | G | 2 | 2880 | Combined Cycle |  | MIS_MNWI | Minnesota | 27 | McLeod | 85 | 27085 | 41 | 10213 | 1994 | 9999 |  |  | N | Natural Gas |  |  |  | H2O | [9 empty] | 0.1023 | 0.1023 | 0.1023 | 0.1023 | [11 empty] | Hutchinson Utilities Commission | 100 | Hutchinson Utilities Commission | 100 | Regulated
Hutchinson Plant #2 | 6358_G_3 | 6358 | G | 3 | 2880 | Combined Cycle |  | MIS_MNWI | Minnesota | 27 | McLeod | 85 | 27085 | 10 | 10213 | 1994 | 9999 |  |  | N | Natural Gas |  |  |  | H2O | [9 empty] | 0.1023 | 0.1023 | 0.1023 | 0.1023 | [11 empty] | Hutchinson Utilities Commission | 100 | Hutchinson Utilities Commission | 100 | Regulated
Hutchinson Plant #2 | 6358_G_9 | 6358 | G | 9 |  | Combustion Turbine |  | MIS_MNWI | Minnesota | 27 | McLeod | 85 | 27085 | 22 | 15094 | 2001 | 9999 |  |  | N | Natural Gas | [13 empty] | 0.11693 | 0.11693 | 0.11693 | 0.11693 | [11 empty] | Hutchinson Utilities Commission | 100 | Hutchinson Utilities Commission | 100 | Regulated
NYPH - Lawrence | 63580_G_CAT15 | 63580 | G | CAT15 |  | Combustion Turbine | IC Engine | NY_Z_G-I | New York | 36 | Westchester | 119 | 36119 | 0.2 | 14775 | 1981 | 9999 |  |  | N | Distillate Fuel Oil | [11 empty] | 0 |  | 1.6498 | 1.6498 | 1.6498 | 1.6498 | [11 empty] | NYPH - Lawrence | 100 | NYPH - Lawrence | 100 | Non-regulated
NYPH - Lawrence | 63580_G_CM175 | 63580 | G | CM175 |  | Combustion Turbine | IC Engine | NY_Z_G-I | New York | 36 | Westchester | 119 | 36119 | 0.2 | 9905 | 2010 | 9999 |  |  | N | Natural Gas, Distillate Fuel Oil | [13 empty] | 1.6498 | 1.6498 | 1.6498 | 1.6498 | [11 empty] | NYPH - Lawrence | 100 | NYPH - Lawrence | 100 | Non-regulated
NYPH - Lawrence | 63580_G_CU750 | 63580 | G | CU750 |  | Combustion Turbine | IC Engine | NY_Z_G-I | New York | 36 | Westchester | 119 | 36119 | 0.8 | 13470 | 2015 | 9999 |  |  | N | Distillate Fuel Oil | [11 empty] | 0 |  | 1.6498 | 1.6498 | 1.6498 | 1.6498 | [11 empty] | NYPH - Lawrence | 100 | NYPH - Lawrence | 100 | Non-regulated
NYPH - Lawrence | 63580_G_DD300 | 63580 | G | DD300 |  | Combustion Turbine | IC Engine | NY_Z_G-I | New York | 36 | Westchester | 119 | 36119 | 0.3 | 9905 | 2010 | 9999 |  |  | N | Natural Gas, Distillate Fuel Oil | [13 empty] | 1.6498 | 1.6498 | 1.6498 | 1.6498 | [11 empty] | NYPH - Lawrence | 100 | NYPH - Lawrence | 100 | Non-regulated
NYPH - Lawrence | 63580_G_KL515 | 63580 | G | KL515 |  | Combustion Turbine | IC Engine | NY_Z_G-I | New York | 36 | Westchester | 119 | 36119 | 0.5 | 9905 | 2010 | 9999 |  |  | N | Natural Gas, Distillate Fuel Oil | [13 empty] | 1.6498 | 1.6498 | 1.6498 | 1.6498 | [11 empty] | NYPH - Lawrence | 100 | NYPH - Lawrence | 100 | Non-regulated
Mount Sinai - Brooklyn | 63581_G_CM350 | 63581 | G | CM350 |  | Combustion Turbine | IC Engine | NY_Z_J | New York | 36 | Kings | 47 | 36047 | 0.4 | 9905 | 2010 | 9999 |  |  | N | Natural Gas, Distillate Fuel Oil | [13 empty] | 1.6498 | 1.6498 | 1.6498 | 1.6498 | [11 empty] | Mount Sinai - Brooklyn | 100 | Mount Sinai - Brooklyn | 100 | Non-regulated
Mount Sinai - Brooklyn | 63581_G_DD750 | 63581 | G | DD750 |  | Combustion Turbine | IC Engine | NY_Z_J | New York | 36 | Kings | 47 | 36047 | 0.8 | 9905 | 2010 | 9999 |  |  | N | Natural Gas, Distillate Fuel Oil | [13 empty] | 1.6498 | 1.6498 | 1.6498 | 1.6498 | [11 empty] | Mount Sinai - Brooklyn | 100 | Mount Sinai - Brooklyn | 100 | Non-regulated
Mount Sinai - Brooklyn | 63581_G_KP300 | 63581 | G | KP300 |  | Combustion Turbine | IC Engine | NY_Z_J | New York | 36 | Kings | 47 | 36047 | 0.3 | 9905 | 2010 | 9999 |  |  | N | Natural Gas, Distillate Fuel Oil | [13 empty] | 1.6498 | 1.6498 | 1.6498 | 1.6498 | [11 empty] | Mount Sinai - Brooklyn | 100 | Mount Sinai - Brooklyn | 100 | Non-regulated
Harmony Solar | 63582_G_HFS | 63582 | G | HFS |  | Solar PV |  | FRCC | Florida | 12 | Osceola | 97 | 12097 | 74.5 | 0 | 2020 | 9999 |  |  | N | Solar | [13 empty] | 0 | 0 | 0 | 0 | [11 empty] | Harmony Florida Solar LLC | 100 | Harmony Florida Solar LLC | 100 | Non-regulated
Taylor Creek Solar | 63583_G_TCS | 63583 | G | TCS |  | Solar PV |  | FRCC | Florida | 12 | Orange | 95 | 12095 | 74.5 | 0 | 2020 | 9999 |  |  | N | Solar | [13 empty] | 0 | 0 | 0 | 0 | [11 empty] | Taylor Creek Solar LLC | 100 | Taylor Creek Solar LLC | 100 | Non-regulated
NY2 Battery | 63584_G_NY2 | 63584 | G | NY2 |  | Energy Storage |  | NY_Z_G-I | New York | 36 | Orange | 71 | 36071 | 200 | 0 | 2024 | 9999 |  |  | N | Energy Storage | [13 empty] | 0 | 0 | 0 | 0 | [11 empty] | Key Capture Energy | 100 | Key Capture Energy | 100 | Non-regulated
NY3 Battery | 63585_G_NY3 | 63585 | G | NY3 |  | Energy Storage |  | NY_Z_G-I | New York | 36 | Rockland | 87 | 36087 | 3 | 0 | 2020 | 9999 |  |  | N | Energy Storage | [13 empty] | 0 | 0 | 0 | 0 | [11 empty] | Orange & Rockland Utils Inc | 100 | Orange & Rockland Utils Inc | 100 | Regulated
SR Kersey II | 63586_G_KERII | 63586 | G | KERII |  | Solar PV |  | WECC_CO | Colorado | 8 | Weld | 123 | 08123 | 1 | 0 | 2019 | 9999 |  |  | N | Solar | [13 empty] | 0 | 0 | 0 | 0 | [11 empty] | SR Kersey II, LLC | 100 | SR Kersey II, LLC | 100 | Non-regulated
SR Skylark C | 63587_G_SKYC | 63587 | G | SKYC |  | Solar PV |  | WECC_CO | Colorado | 8 | Weld | 123 | 08123 | 1.1 | 0 | 2019 | 9999 |  |  | N | Solar | [13 empty] | 0 | 0 | 0 | 0 | [11 empty] | SR Skylark C, LLC | 100 | SR Skylark C, LLC | 100 | Non-regulated
Palombo Solar, LLC CSG | 63588_G_PALOA | 63588 | G | PALOA |  | Solar PV |  | NENGREST | Massachusetts | 25 | Worcester | 27 | 25027 | 2 | 0 | 2017 | 9999 |  |  | N | Solar | [13 empty] | 0 | 0 | 0 | 0 | [11 empty] | Palombo Solar, LLC | 100 | Palombo Solar, LLC | 100 | Non-regulated
Palombo B Solar, LLC CSG | 63589_G_PALOB | 63589 | G | PALOB |  | Solar PV |  | NENGREST | Massachusetts | 25 | Worcester | 27 | 25027 | 1 | 0 | 2017 | 9999 |  |  | N | Solar | [13 empty] | 0 | 0 | 0 | 0 | [11 empty] | Palombo B Solar, LLC | 100 | Palombo B Solar, LLC | 100 | Non-regulated
Felt | 6359_G_1 | 6359 | G | 1 |  | Hydro |  | WECC_ID | Idaho | 16 | Teton | 81 | 16081 | 2.3 | 0 | 1986 | 9999 |  |  | N | Hydro | [13 empty] | 0 | 0 | 0 | 0 | [11 empty] | Fall River Rural Electric Coop Inc | 100 | Fall River Rural Electric Coop Inc | 100 | Regulated
Felt | 6359_G_2 | 6359 | G | 2 |  | Hydro |  | WECC_ID | Idaho | 16 | Teton | 81 | 16081 | 2.3 | 0 | 1986 | 9999 |  |  | N | Hydro | [13 empty] | 0 | 0 | 0 | 0 | [11 empty] | Fall River Rural Electric Coop Inc | 100 | Fall River Rural Electric Coop Inc | 100 | Regulated
Felt | 6359_G_4 | 6359 | G | 4 |  | Hydro |  | WECC_ID | Idaho | 16 | Teton | 81 | 16081 | 0.5 | 0 | 1946 | 9999 |  |  | N | Hydro | [13 empty] | 0 | 0 | 0 | 0 | [11 empty] | Fall River Rural Electric Coop Inc | 100 | Fall River Rural Electric Coop Inc | 100 | Regulated
Felt | 6359_G_5 | 6359 | G | 5 |  | Hydro |  | WECC_ID | Idaho | 16 | Teton | 81 | 16081 | 0.8 | 0 | 1947 | 9999 |  |  | N | Hydro | [13 empty] | 0 | 0 | 0 | 0 | [11 empty] | Fall River Rural Electric Coop Inc | 100 | Fall River Rural Electric Coop Inc | 100 | Regulated
Ponderosa Wind Energy Center | 63590_G_PONDE | 63590 | G | PONDE |  | Onshore Wind |  | SPP_SPS | Oklahoma | 40 | Beaver | 7 | 40007 | 200 | 0 | 2020 | 9999 |  |  | N | Wind | [13 empty] | 0 | 0 | 0 | 0 | [11 empty] | Ponderosa Wind, LLC | 100 | Ponderosa Wind, LLC | 100 | Non-regulated
Nutmeg Solar | 63592_G_NUTMG | 63592 | G | NUTMG |  | Solar PV |  | NENG_CT | Connecticut | 9 | Hartford | 3 | 09003 | 19.6 | 0 | 2020 | 9999 |  |  | N | Solar | [13 empty] | 0 | 0 | 0 | 0 | [11 empty] | Nutmeg Solar LLC | 100 | Nutmeg Solar LLC | 100 | Non-regulated
Brooten CSG1, LLC | 63593_G_SC | 63593 | G | SC |  | Solar PV |  | MIS_MNWI | Minnesota | 27 | Pope | 121 | 27121 | 1 | 0 | 2021 | 9999 |  |  | N | Solar | [13 empty] | 0 | 0 | 0 | 0 | [11 empty] | Nautilus Solar Solutions | 100 | Nautilus Solar Solutions | 100 | Non-regulated
Buffalo Lake CSG1, LLC | 63594_G_SC | 63594 | G | SC |  | Solar PV |  | MIS_MNWI | Minnesota | 27 | Renville | 129 | 27129 | 1 | 0 | 2021 | 9999 |  |  | N | Solar | [13 empty] | 0 | 0 | 0 | 0 | [11 empty] | Nautilus Solar Solutions | 100 | Nautilus Solar Solutions | 100 | Non-regulated
Lowry CSG2, LLC | 63595_G_SC | 63595 | G | SC |  | Solar PV |  | MIS_MNWI | Minnesota | 27 | Pope | 121 | 27121 | 1 | 0 | 2020 | 9999 |  |  | N | Solar | [13 empty] | 0 | 0 | 0 | 0 | [11 empty] | Nautilus Solar Solutions | 100 | Nautilus Solar Solutions | 100 | Non-regulated
Paynesville CSG1, LLC | 63596_G_SC | 63596 | G | SC |  | Solar PV |  | MIS_MNWI | Minnesota | 27 | Stearns | 145 | 27145 | 1 | 0 | 2021 | 9999 |  |  | N | Solar | [13 empty] | 0 | 0 | 0 | 0 | [11 empty] | Nautilus Solar Solutions | 100 | Nautilus Solar Solutions | 100 | Non-regulated
Plato CSG1, LLC | 63597_G_SC | 63597 | G | SC |  | Solar PV |  | MIS_MNWI | Minnesota | 27 | McLeod | 85 | 27085 | 1 | 0 | 2021 | 9999 |  |  | N | Solar | [13 empty] | 0 | 0 | 0 | 0 | [11 empty] | Nautilus Solar Solutions | 100 | Nautilus Solar Solutions | 100 | Non-regulated
Sacred Heart CSG1, LLC | 63598_G_SC | 63598 | G | SC |  | Solar PV |  | MIS_MNWI | Minnesota | 27 | Renville | 129 | 27129 | 1 | 0 | 2021 | 9999 |  |  | N | Solar | [13 empty] | 0 | 0 | 0 | 0 | [11 empty] | Nautilus Solar Solutions | 100 | Nautilus Solar Solutions | 100 | Non-regulated
Stewart CSG1, LLC | 63599_G_SC | 63599 | G | SC |  | Solar PV |  | MIS_MNWI | Minnesota | 27 | McLeod | 85 | 27085 | 1 | 0 | 2021 | 9999 |  |  | N | Solar | [13 empty] | 0 | 0 | 0 | 0 | [11 empty] | Nautilus Solar Solutions | 100 | Nautilus Solar Solutions | 100 | Non-regulated
Isabella Wind Park | 63601_G_1 | 63601 | G | 1 |  | Onshore Wind |  | MIS_LMI | Michigan | 26 | Isabella | 73 | 26073 | 383.5 | 0 | 2021 | 9999 |  |  | N | Wind | [13 empty] | 0 | 0 | 0 | 0 | [11 empty] | DTE Electric Company | 100 | DTE Electric Company | 100 | Regulated
Montefiore-New Rochelle | 63602_G_EG250 | 63602 | G | EG250 |  | Combustion Turbine | IC Engine | NY_Z_G-I | New York | 36 | Westchester | 119 | 36119 | 0.3 | 9905 | 1971 | 9999 |  |  | N | Natural Gas, Distillate Fuel Oil | [13 empty] | 1.6498 | 1.6498 | 1.6498 | 1.6498 | [11 empty] | Montefiore-New Rochelle | 100 | Montefiore-New Rochelle | 100 | Non-regulated
Montefiore-New Rochelle | 63602_G_EG300 | 63602 | G | EG300 |  | Combustion Turbine | IC Engine | NY_Z_G-I | New York | 36 | Westchester | 119 | 36119 | 0.3 | 9905 | 2006 | 9999 |  |  | N | Natural Gas, Distillate Fuel Oil | [13 empty] | 1.6498 | 1.6498 | 1.6498 | 1.6498 | [11 empty] | Montefiore-New Rochelle | 100 | Montefiore-New Rochelle | 100 | Non-regulated
Montefiore-New Rochelle | 63602_G_EG600 | 63602 | G | EG600 |  | Combustion Turbine | IC Engine | NY_Z_G-I | New York | 36 | Westchester | 119 | 36119 | 0.2 | 9905 | 1980 | 9999 |  |  | N | Natural Gas, Distillate Fuel Oil | [13 empty] | 1.6498 | 1.6498 | 1.6498 | 1.6498 | [11 empty] | Montefiore-New Rochelle | 100 | Montefiore-New Rochelle | 100 | Non-regulated
Illumina Way SD | 63603_G_ILM01 | 63603 | G | ILM01 |  | Fuel Cell |  | WEC_SDGE | California | 6 | San Diego | 73 | 06073 | 3.5 | 6469 | 2019 | 9999 |  |  | N | Natural Gas | [13 empty] | 0 | 0 | 0 | 0 | [11 empty] | Illumina | 100 | Illumina | 100 | Non-regulated
Extreme San Ignacio | 63604_G_EXN02 | 63604 | G | EXN02 |  | Fuel Cell |  | WEC_CALN | California | 6 | Santa Clara | 85 | 06085 | 1 | 6469 | 2019 | 9999 |  |  | N | Natural Gas | [13 empty] | 0 | 0 | 0 | 0 | [11 empty] | Cresmark Equipment Finance | 100 | Cresmark Equipment Finance | 100 | Non-regulated
ATT North Watney | 63605_G_ATT35 | 63605 | G | ATT35 |  | Fuel Cell |  | WEC_CALN | California | 6 | Solano | 95 | 06095 | 2 | 6469 | 2019 | 9999 |  |  | N | Natural Gas | [13 empty] | 0 | 0 | 0 | 0 | [11 empty] | Key Equipment Finance | 100 | Key Equipment Finance | 100 | Non-regulated
ATT Ventura Blvd | 63606_G_ATT27 | 63606 | G | ATT27 |  | Fuel Cell |  | WEC_LADW | California | 6 | Los Angeles | 37 | 06037 | 1 | 6469 | 2019 | 9999 |  |  | N | Natural Gas | [13 empty] | 0 | 0 | 0 | 0 | [11 empty] | Key Equipment Finance | 100 | Key Equipment Finance | 100 | Non-regulated
Extreme Via Del Oro | 63607_G_EXN01 | 63607 | G | EXN01 |  | Fuel Cell |  | WEC_CALN | California | 6 | Santa Clara | 85 | 06085 | 1.2 | 6469 | 2019 | 9999 |  |  | N | Natural Gas | [13 empty] | 0 | 0 | 0 | 0 | [11 empty] | Key Equipment Finance | 100 | Key Equipment Finance | 100 | Non-regulated
Allergan | 63609_G_ALRGN | 63609 | G | ALRGN |  | Energy Storage |  | WECC_SCE | California | 6 | Orange | 59 | 06059 | 1.5 | 0 | 2019 | 9999 |  |  | N | Energy Storage | [13 empty] | 0 | 0 | 0 | 0 | [11 empty] | Sk Holdings Co. Ltd. | 50 | Sk Holdings Co. Ltd. | 50 | Non-regulated
Baker | 63610_G_BAKER | 63610 | G | BAKER |  | Energy Storage |  | WECC_SCE | California | 6 | Orange | 59 | 06059 | 1.2 | 0 | 2019 | 9999 |  |  | N | Energy Storage | [13 empty] | 0 | 0 | 0 | 0 | [11 empty] | Sk Holdings Co. Ltd. | 50 | Sk Holdings Co. Ltd. | 50 | Non-regulated
CSU Long Beach | 63611_G_CSULB | 63611 | G | CSULB |  | Energy Storage |  | WEC_LADW | California | 6 | Los Angeles | 37 | 06037 | 2.5 | 0 | 2017 | 9999 |  |  | N | Energy Storage | [13 empty] | 0 | 0 | 0 | 0 | [11 empty] | Sk Holdings Co. Ltd. | 50 | Sk Holdings Co. Ltd. | 50 | Non-regulated
DATS | 63612_G_DATS0 | 63612 | G | DATS0 |  | Energy Storage |  | WECC_SCE | California | 6 | Orange | 59 | 06059 | 1 | 0 | 2017 | 9999 |  |  | N | Energy Storage | [13 empty] | 0 | 0 | 0 | 0 | [11 empty] | Sk Holdings Co. Ltd. | 50 | Sk Holdings Co. Ltd. | 50 | Non-regulated
Downey | 63613_G_DOWNY | 63613 | G | DOWNY |  | Energy Storage |  | WEC_LADW | California | 6 | Los Angeles | 37 | 06037 | 2 | 0 | 2019 | 9999 |  |  | N | Energy Storage | [13 empty] | 0 | 0 | 0 | 0 | [11 empty] | Sk Holdings Co. Ltd. | 50 | Sk Holdings Co. Ltd. | 50 | Non-regulated
LAWRP | 63614_G_LAWRP | 63614 | G | LAWRP |  | Energy Storage |  | WECC_SCE | California | 6 | Orange | 59 | 06059 | 1 | 0 | 2019 | 9999 |  |  | N | Energy Storage | [13 empty] | 0 | 0 | 0 | 0 | [11 empty] | Sk Holdings Co. Ltd. | 50 | Sk Holdings Co. Ltd. | 50 | Non-regulated
Long Beach Convention Center | 63615_G_LBCON | 63615 | G | LBCON |  | Energy Storage |  | WEC_LADW | California | 6 | Los Angeles | 37 | 06037 | 1.5 | 0 | 2019 | 9999 |  |  | N | Energy Storage | [13 empty] | 0 | 0 | 0 | 0 | [11 empty] | Sk Holdings Co. Ltd. | 50 | Sk Holdings Co. Ltd. | 50 | Non-regulated
OCSD | 63616_G_OCSD1 | 63616 | G | OCSD1 |  | Energy Storage |  | WECC_SCE | California | 6 | Orange | 59 | 06059 | 4.9 | 0 | 2019 | 9999 |  |  | N | Energy Storage | [13 empty] | 0 | 0 | 0 | 0 | [11 empty] | Sk Holdings Co. Ltd. | 50 | Sk Holdings Co. Ltd. | 50 | Non-regulated
SOCCD | 63617_G_SOCCD | 63617 | G | SOCCD |  | Energy Storage |  | WECC_SCE | California | 6 | Orange | 59 | 06059 | 1.3 | 0 | 2019 | 9999 |  |  | N | Energy Storage | [13 empty] | 0 | 0 | 0 | 0 | [11 empty] | Sk Holdings Co. Ltd. | 50 | Sk Holdings Co. Ltd. | 50 | Non-regulated
USS Solar Brick | 63618_G_USBRK | 63618 | G | USBRK |  | Solar PV |  | MIS_IL | Illinois | 17 | Macoupin | 117 | 17117 | 2 | 0 | 2021 | 9999 |  |  | N | Solar | [13 empty] | 0 | 0 | 0 | 0 | [11 empty] | Standard Solar | 100 | Standard Solar | 100 | Non-regulated
USS Goodrich Solar | 63620_G_USGCH | 63620 | G | USGCH |  | Solar PV |  | PJM_COMD | Illinois | 17 | Kankakee | 91 | 17091 | 2.7 | 0 | 2022 | 9999 |  |  | N | Solar | [13 empty] | 0 | 0 | 0 | 0 | [11 empty] | Standard Solar | 100 | Standard Solar | 100 | Non-regulated
USS Sycamore Solar (CSG) | 63621_G_USSYC | 63621 | G | USSYC |  | Solar PV |  | PJM_COMD | Illinois | 17 | DeKalb | 37 | 17037 | 2.7 | 0 | 2022 | 9999 |  |  | N | Solar | [13 empty] | 0 | 0 | 0 | 0 | [11 empty] | Standard Solar | 100 | Standard Solar | 100 | Non-regulated
OES Biogas Power | 63622_G_OES01 | 63622 | G | OES01 |  | Non-Fossil Waste |  | WECC_SCE | California | 6 | San Bernardino | 71 | 06071 | 1.3 | 13500 | 2023 | 9999 |  |  | Y | Non-Fossil Waste | [13 empty] | 0 | 0 | 0 | 0 | [11 empty] | Organic Energy Solutions LLC | 100 | Organic Energy Solutions LLC | 100 | Non-regulated
OES Biogas Power | 63622_G_OES02 | 63622 | G | OES02 |  | Non-Fossil Waste |  | WECC_SCE | California | 6 | San Bernardino | 71 | 06071 | 1.3 | 13500 | 2023 | 9999 |  |  | Y | Non-Fossil Waste | [13 empty] | 0 | 0 | 0 | 0 | [11 empty] | Organic Energy Solutions LLC | 100 | Organic Energy Solutions LLC | 100 | Non-regulated
Lafayette 2 - MLK Jr. Hospital (MLK) | 63623_G_GEN1 | 63623 | G | GEN1 |  | Solar PV |  | WEC_LADW | California | 6 | Los Angeles | 37 | 06037 | 1.7 | 0 | 2020 | 9999 |  |  | N | Solar | [13 empty] | 0 | 0 | 0 | 0 | [11 empty] | Solar Star LA County I, LLC | 100 | Solar Star LA County I, LLC | 100 | Non-regulated
La Chalupa, LLC | 63624_G_LC | 63624 | G | LC |  | Onshore Wind |  | ERC_REST | Texas | 48 | Cameron | 61 | 48061 | 198.5 | 0 | 2021 | 9999 |  |  | N | Wind | [13 empty] | 0 | 0 | 0 | 0 | [11 empty] | Acciona Energy USA Global, LLC | 100 | Acciona Energy USA Global, LLC | 100 | Non-regulated
NYU Langone - Orthopedic | 63625_G_HJD#1 | 63625 | G | HJD#1 |  | Combustion Turbine | IC Engine | NY_Z_J | New York | 36 | Kings | 47 | 36047 | 0.8 | 9905 | 2010 | 9999 |  |  | N | Natural Gas, Distillate Fuel Oil | [13 empty] | 1.6498 | 1.6498 | 1.6498 | 1.6498 | [11 empty] | NYU Langone - Orthopedic | 100 | NYU Langone - Orthopedic | 100 | Non-regulated
NYU Langone - Orthopedic | 63625_G_HJD#2 | 63625 | G | HJD#2 |  | Combustion Turbine | IC Engine | NY_Z_J | New York | 36 | Kings | 47 | 36047 | 0.8 | 9905 | 2010 | 9999 |  |  | N | Natural Gas, Distillate Fuel Oil | [13 empty] | 1.6498 | 1.6498 | 1.6498 | 1.6498 | [11 empty] | NYU Langone - Orthopedic | 100 | NYU Langone - Orthopedic | 100 | Non-regulated
IGS FE Trenton, LLC | 63626_G_229 | 63626 | G | 229 |  | Solar PV |  | PJM_EMAC | New Jersey | 34 | Mercer | 21 | 34021 | 1.5 | 0 | 2020 | 9999 |  |  | N | Solar | [13 empty] | 0 | 0 | 0 | 0 | [11 empty] | Greenbacker Renewable Energy Corporation | 100 | Greenbacker Renewable Energy Corporation | 100 | Non-regulated
Scenic Hill Solar IV, LLC | 63627_G_252 | 63627 | G | 252 |  | Solar PV |  | SPP_WEST | Arkansas | 5 | Johnson | 71 | 05071 | 2.2 | 0 | 2019 | 9999 |  |  | N | Solar | [13 empty] | 0 | 0 | 0 | 0 | [11 empty] | Greenbacker Renewable Energy Corporation | 100 | Greenbacker Renewable Energy Corporation | 100 | Non-regulated
Hydra Community Solar Garden, LLC (CSG) | 63629_G_HYDRA | 63629 | G | HYDRA |  | Solar PV |  | MIS_MNWI | Minnesota | 27 | Rice | 131 | 27131 | 1 | 0 | 2020 | 9999 |  |  | N | Solar | [13 empty] | 0 | 0 | 0 | 0 | [11 empty] | National Grid Renewables | 100 | National Grid Renewables | 100 | Non-regulated
Pleasanton - Amador Valley High School | 63630_G_AVHS | 63630 | G | AVHS |  | Solar PV |  | WEC_CALN | California | 6 | Alameda | 1 | 06001 | 1.1 | 0 | 2019 | 9999 |  |  | N | Solar | [13 empty] | 0 | 0 | 0 | 0 | [11 empty] | Westbound Solar LLC | 100 | Westbound Solar LLC | 100 | Non-regulated
Crown | 63635_G_CROWN | 63635 | G | CROWN |  | Solar PV |  | S_VACA | South Carolina | 45 | Lancaster | 57 | 45057 | 3 | 0 | 2020 | 9999 |  |  | N | Solar | [13 empty] | 0 | 0 | 0 | 0 | [11 empty] | Crown Solar Center, LLC | 100 | Crown Solar Center, LLC | 100 | Non-regulated
Fort Rock I | 63636_G_FR1 | 63636 | G | FR1 |  | Solar PV |  | WECC_PNW | Oregon | 41 | Lake | 37 | 41037 | 9.9 | 0 | 2020 | 9999 |  |  | N | Solar | [13 empty] | 0 | 0 | 0 | 0 | [11 empty] | Fort Rock Solar I, LLC | 100 | Fort Rock Solar I, LLC | 100 | Non-regulated
One Patriot | 63637_G_TKG00 | 63637 | G | TKG00 |  | Fuel Cell |  | NENGREST | Massachusetts | 25 | Norfolk | 21 | 25021 | 2 | 6469 | 2019 | 9999 |  |  | N | Natural Gas | [13 empty] | 0 | 0 | 0 | 0 | [11 empty] | The Kraft Group LLC | 100 | The Kraft Group LLC | 100 | Non-regulated
Tracy 210 | 63638_G_CTC13 | 63638 | G | CTC13 |  | Fuel Cell |  | WEC_CALN | California | 6 | San Joaquin | 77 | 06077 | 2.6 | 6469 | 2019 | 9999 |  |  | N | Natural Gas | [13 empty] | 0 | 0 | 0 | 0 | [11 empty] | Costco Wholesale | 100 | Costco Wholesale | 100 | Non-regulated
Contrail Wind Farm | 63639_G_COWF | 63639 | G | COWF |  | Onshore Wind |  | MIS_IA | Iowa | 19 | Taylor | 173 | 19173 | 110 | 0 | 2020 | 9999 |  |  | N | Wind | [13 empty] | 0 | 0 | 0 | 0 | [11 empty] | MidAmerican Energy Co | 100 | MidAmerican Energy Co | 100 | Regulated
Southern Hills Wind Farm | 63640_G_SHWF | 63640 | G | SHWF |  | Onshore Wind |  | MIS_IA | Iowa | 19 | Union | 175 | 19175 | 250 | 0 | 2021 | 9999 |  |  | N | Wind | [13 empty] | 0 | 0 | 0 | 0 | [11 empty] | MidAmerican Energy Co | 100 | MidAmerican Energy Co | 100 | Regulated
Diamond Trail Wind Farm | 63641_G_DTWF | 63641 | G | DTWF |  | Onshore Wind |  | MIS_IA | Iowa | 19 | Iowa | 95 | 19095 | 250 | 0 | 2020 | 9999 |  |  | N | Wind | [13 empty] | 0 | 0 | 0 | 0 | [11 empty] | MidAmerican Energy Co | 100 | MidAmerican Energy Co | 100 | Regulated
Dunn Road Solar | 63642_G_W9736 | 63642 | G | W9736 |  | Solar PV |  | WECC_PNW | Oregon | 41 | Clackamas | 5 | 41005 | 1.8 | 0 | 2021 | 9999 |  |  | N | Solar | [13 empty] | 0 | 0 | 0 | 0 | [11 empty] | Dunn Road Solar, LLC | 100 | Dunn Road Solar, LLC | 100 | Non-regulated
North Central Bronx Hospital | 63643_G_EG1 | 63643 | G | EG1 |  | Combustion Turbine | IC Engine | NY_Z_J | New York | 36 | Bronx | 5 | 36005 | 0.8 | 9905 | 2000 | 9999 |  |  | N | Natural Gas, Distillate Fuel Oil | [13 empty] | 1.6498 | 1.6498 | 1.6498 | 1.6498 | [11 empty] | North Central Bronx Hospital | 100 | North Central Bronx Hospital | 100 | Non-regulated
North Central Bronx Hospital | 63643_G_EG2 | 63643 | G | EG2 |  | Combustion Turbine | IC Engine | NY_Z_J | New York | 36 | Bronx | 5 | 36005 | 0.8 | 9905 | 2000 | 9999 |  |  | N | Natural Gas, Distillate Fuel Oil | [13 empty] | 1.6498 | 1.6498 | 1.6498 | 1.6498 | [11 empty] | North Central Bronx Hospital | 100 | North Central Bronx Hospital | 100 | Non-regulated
Wyckoff Heights Medical Center | 63644_G_CT800 | 63644 | G | CT800 |  | Combustion Turbine | IC Engine | NY_Z_J | New York | 36 | Kings | 47 | 36047 | 0.8 | 9905 | 1994 | 9999 |  |  | N | Natural Gas, Distillate Fuel Oil | [13 empty] | 1.6498 | 1.6498 | 1.6498 | 1.6498 | [11 empty] | Wyckoff Heights Medical Center | 100 | Wyckoff Heights Medical Center | 100 | Non-regulated
Wyckoff Heights Medical Center | 63644_G_KT800 | 63644 | G | KT800 |  | Combustion Turbine | IC Engine | NY_Z_J | New York | 36 | Kings | 47 | 36047 | 0.8 | 9905 | 1986 | 9999 |  |  | N | Natural Gas, Distillate Fuel Oil | [13 empty] | 1.6498 | 1.6498 | 1.6498 | 1.6498 | [11 empty] | Wyckoff Heights Medical Center | 100 | Wyckoff Heights Medical Center | 100 | Non-regulated
St.Joseph's Regional Medical Center | 63645_G_7E600 | 63645 | G | 7E600 |  | Combustion Turbine | IC Engine | PJM_EMAC | New Jersey | 34 | Passaic | 31 | 34031 | 0.6 | 9905 | 2001 | 9999 |  |  | N | Natural Gas, Distillate Fuel Oil | [13 empty] | 1.6498 | 1.6498 | 1.6498 | 1.6498 | [11 empty] | St.Joseph's Regional Medical Center | 100 | St.Joseph's Regional Medical Center | 100 | Non-regulated
St.Joseph's Regional Medical Center | 63645_G_8E675 | 63645 | G | 8E675 |  | Combustion Turbine | IC Engine | PJM_EMAC | New Jersey | 34 | Passaic | 31 | 34031 | 0.7 | 9905 | 2001 | 9999 |  |  | N | Natural Gas, Distillate Fuel Oil | [13 empty] | 1.6498 | 1.6498 | 1.6498 | 1.6498 | [11 empty] | St.Joseph's Regional Medical Center | 100 | St.Joseph's Regional Medical Center | 100 | Non-regulated
St.Joseph's Regional Medical Center | 63645_G_9E600 | 63645 | G | 9E600 |  | Combustion Turbine | IC Engine | PJM_EMAC | New Jersey | 34 | Passaic | 31 | 34031 | 0.6 | 9905 | 2001 | 9999 |  |  | N | Natural Gas, Distillate Fuel Oil | [13 empty] | 1.6498 | 1.6498 | 1.6498 | 1.6498 | [11 empty] | St.Joseph's Regional Medical Center | 100 | St.Joseph's Regional Medical Center | 100 | Non-regulated
St.Joseph's Regional Medical Center | 63645_G_E10 | 63645 | G | E10 |  | Combustion Turbine | IC Engine | PJM_EMAC | New Jersey | 34 | Passaic | 31 | 34031 | 0.3 | 9905 | 2001 | 9999 |  |  | N | Natural Gas, Distillate Fuel Oil | [13 empty] | 1.6498 | 1.6498 | 1.6498 | 1.6498 | [11 empty] | St.Joseph's Regional Medical Center | 100 | St.Joseph's Regional Medical Center | 100 | Non-regulated
St.Joseph's Regional Medical Center | 63645_G_E16 | 63645 | G | E16 |  | Combustion Turbine | IC Engine | PJM_EMAC | New Jersey | 34 | Passaic | 31 | 34031 | 0.8 | 9905 | 2011 | 9999 |  |  | N | Natural Gas, Distillate Fuel Oil | [13 empty] | 1.6498 | 1.6498 | 1.6498 | 1.6498 | [11 empty] | St.Joseph's Regional Medical Center | 100 | St.Joseph's Regional Medical Center | 100 | Non-regulated
St.Joseph's Regional Medical Center | 63645_G_E27 | 63645 | G | E27 |  | Combustion Turbine | IC Engine | PJM_EMAC | New Jersey | 34 | Passaic | 31 | 34031 | 1 | 9905 | 2011 | 9999 |  |  | N | Natural Gas, Distillate Fuel Oil | [13 empty] | 1.6498 | 1.6498 | 1.6498 | 1.6498 | [11 empty] | St.Joseph's Regional Medical Center | 100 | St.Joseph's Regional Medical Center | 100 | Non-regulated
St.Joseph's Regional Medical Center | 63645_G_E28 | 63645 | G | E28 |  | Combustion Turbine | IC Engine | PJM_EMAC | New Jersey | 34 | Passaic | 31 | 34031 | 1 | 9905 | 2011 | 9999 |  |  | N | Natural Gas, Distillate Fuel Oil | [13 empty] | 1.6498 | 1.6498 | 1.6498 | 1.6498 | [11 empty] | St.Joseph's Regional Medical Center | 100 | St.Joseph's Regional Medical Center | 100 | Non-regulated
St.Joseph's Regional Medical Center | 63645_G_E29 | 63645 | G | E29 |  | Combustion Turbine | IC Engine | PJM_EMAC | New Jersey | 34 | Passaic | 31 | 34031 | 1 | 9905 | 2011 | 9999 |  |  | N | Natural Gas, Distillate Fuel Oil | [13 empty] | 1.6498 | 1.6498 | 1.6498 | 1.6498 | [11 empty] | St.Joseph's Regional Medical Center | 100 | St.Joseph's Regional Medical Center | 100 | Non-regulated
St.Joseph's Regional Medical Center | 63645_G_E30 | 63645 | G | E30 |  | Combustion Turbine | IC Engine | PJM_EMAC | New Jersey | 34 | Passaic | 31 | 34031 | 0.1 | 9905 | 2011 | 9999 |  |  | N | Natural Gas, Distillate Fuel Oil | [13 empty] | 1.6498 | 1.6498 | 1.6498 | 1.6498 | [11 empty] | St.Joseph's Regional Medical Center | 100 | St.Joseph's Regional Medical Center | 100 | Non-regulated
Jacobi Medical Center | 63646_G_CATA | 63646 | G | CATA |  | Combustion Turbine | IC Engine | NY_Z_J | New York | 36 | Bronx | 5 | 36005 | 1 | 9905 | 2010 | 9999 |  |  | N | Natural Gas, Distillate Fuel Oil | [13 empty] | 1.6498 | 1.6498 | 1.6498 | 1.6498 | [11 empty] | Jacobi Medical Center | 100 | Jacobi Medical Center | 100 | Non-regulated
Jacobi Medical Center | 63646_G_CATB | 63646 | G | CATB |  | Combustion Turbine | IC Engine | NY_Z_J | New York | 36 | Bronx | 5 | 36005 | 1 | 9905 | 2010 | 9999 |  |  | N | Natural Gas, Distillate Fuel Oil | [13 empty] | 1.6498 | 1.6498 | 1.6498 | 1.6498 | [11 empty] | Jacobi Medical Center | 100 | Jacobi Medical Center | 100 | Non-regulated
Jacobi Medical Center | 63646_G_CATC | 63646 | G | CATC |  | Combustion Turbine | IC Engine | NY_Z_J | New York | 36 | Bronx | 5 | 36005 | 1.2 | 9905 | 1998 | 9999 |  |  | N | Natural Gas, Distillate Fuel Oil | [13 empty] | 1.6498 | 1.6498 | 1.6498 | 1.6498 | [11 empty] | Jacobi Medical Center | 100 | Jacobi Medical Center | 100 | Non-regulated
Jacobi Medical Center | 63646_G_CATD | 63646 | G | CATD |  | Combustion Turbine | IC Engine | NY_Z_J | New York | 36 | Bronx | 5 | 36005 | 1.2 | 9905 | 1998 | 9999 |  |  | N | Natural Gas, Distillate Fuel Oil | [13 empty] | 1.6498 | 1.6498 | 1.6498 | 1.6498 | [11 empty] | Jacobi Medical Center | 100 | Jacobi Medical Center | 100 | Non-regulated
Jacobi Medical Center | 63646_G_CU1 | 63646 | G | CU1 |  | Combustion Turbine | IC Engine | NY_Z_J | New York | 36 | Bronx | 5 | 36005 | 1.2 | 9905 | 2005 | 9999 |  |  | N | Natural Gas, Distillate Fuel Oil | [13 empty] | 1.6498 | 1.6498 | 1.6498 | 1.6498 | [11 empty] | Jacobi Medical Center | 100 | Jacobi Medical Center | 100 | Non-regulated
Jacobi Medical Center | 63646_G_CU2 | 63646 | G | CU2 |  | Combustion Turbine | IC Engine | NY_Z_J | New York | 36 | Bronx | 5 | 36005 | 0.9 | 9905 | 2005 | 9999 |  |  | N | Natural Gas, Distillate Fuel Oil | [13 empty] | 1.6498 | 1.6498 | 1.6498 | 1.6498 | [11 empty] | Jacobi Medical Center | 100 | Jacobi Medical Center | 100 | Non-regulated
Jacobi Medical Center | 63646_G_CU2SH | 63646 | G | CU2SH |  | Combustion Turbine | IC Engine | NY_Z_J | New York | 36 | Bronx | 5 | 36005 | 0.3 | 9905 | 1995 | 9999 |  |  | N | Natural Gas, Distillate Fuel Oil | [13 empty] | 1.6498 | 1.6498 | 1.6498 | 1.6498 | [11 empty] | Jacobi Medical Center | 100 | Jacobi Medical Center | 100 | Non-regulated
Jacobi Medical Center | 63646_G_CU3 | 63646 | G | CU3 |  | Combustion Turbine | IC Engine | NY_Z_J | New York | 36 | Bronx | 5 | 36005 | 0.9 | 9905 | 2005 | 9999 |  |  | N | Natural Gas, Distillate Fuel Oil | [13 empty] | 1.6498 | 1.6498 | 1.6498 | 1.6498 | [11 empty] | Jacobi Medical Center | 100 | Jacobi Medical Center | 100 | Non-regulated
Jacobi Medical Center | 63646_G_CU4 | 63646 | G | CU4 |  | Combustion Turbine | IC Engine | NY_Z_J | New York | 36 | Bronx | 5 | 36005 | 0.2 | 9905 | 2001 | 9999 |  |  | N | Natural Gas, Distillate Fuel Oil | [13 empty] | 1.6498 | 1.6498 | 1.6498 | 1.6498 | [11 empty] | Jacobi Medical Center | 100 | Jacobi Medical Center | 100 | Non-regulated
Jacobi Medical Center | 63646_G_DET | 63646 | G | DET |  | Combustion Turbine | IC Engine | NY_Z_J | New York | 36 | Bronx | 5 | 36005 | 1 | 9905 | 2012 | 9999 |  |  | N | Natural Gas, Distillate Fuel Oil | [13 empty] | 1.6498 | 1.6498 | 1.6498 | 1.6498 | [11 empty] | Jacobi Medical Center | 100 | Jacobi Medical Center | 100 | Non-regulated
Jacobi Medical Center | 63646_G_GEN1 | 63646 | G | GEN1 |  | Combustion Turbine | IC Engine | NY_Z_J | New York | 36 | Bronx | 5 | 36005 | 0.5 | 9905 | 2008 | 9999 |  |  | N | Natural Gas, Distillate Fuel Oil | [13 empty] | 1.6498 | 1.6498 | 1.6498 | 1.6498 | [11 empty] | Jacobi Medical Center | 100 | Jacobi Medical Center | 100 | Non-regulated
SDM000 Clarkson Fuel Cell | 63647_G_SDM00 | 63647 | G | SDM00 |  | Fuel Cell |  | NY_Z_J | New York | 36 | Kings | 47 | 36047 | 1.8 | 6469 | 2018 | 9999 |  |  | N | Natural Gas | [13 empty] | 0 | 0 | 0 | 0 | [11 empty] | 2016 ESA Project Company, LLC | 100 | 2016 ESA Project Company, LLC | 100 | Non-regulated
NHH003 Clarkson Fuel Cell | 63648_G_NHH03 | 63648 | G | NHH03 |  | Fuel Cell |  | NY_Z_J | New York | 36 | Kings | 47 | 36047 | 1.1 | 6469 | 2018 | 9999 |  |  | N | Natural Gas | [13 empty] | 0 | 0 | 0 | 0 | [11 empty] | 2016 ESA Project Company, LLC | 100 | 2016 ESA Project Company, LLC | 100 | Non-regulated
NHH004 Winthrop Fuel Cell | 63649_G_NHH04 | 63649 | G | NHH04 |  | Fuel Cell |  | NY_Z_J | New York | 36 | Kings | 47 | 36047 | 1 | 6469 | 2018 | 9999 |  |  | N | Natural Gas | [13 empty] | 0 | 0 | 0 | 0 | [11 empty] | 2016 ESA Project Company, LLC | 100 | 2016 ESA Project Company, LLC | 100 | Non-regulated
Flodquist Community Solar LLC CSG | 63650_G_TC3 | 63650 | G | TC3 |  | Solar PV |  | MIS_MNWI | Minnesota | 27 | Chisago | 25 | 27025 | 1 | 0 | 2021 | 9999 |  |  | N | Solar | [13 empty] | 0 | 0 | 0 | 0 | [11 empty] | Flodquist Community Solar LLC | 100 | Flodquist Community Solar LLC | 100 | Non-regulated
North Kern State Prison Phase II | 63651_G_5812 | 63651 | G | 5812 |  | Solar PV |  | WECC_SCE | California | 6 | Kern | 29 | 06029 | 4 | 0 | 2012 | 9999 |  |  | N | Solar | [13 empty] | 0 | 0 | 0 | 0 | [11 empty] | SunE P11L Holdings, LLC | 100 | SunE P11L Holdings, LLC | 100 | Non-regulated
Sand Hill B | 63652_G_SNDHB | 63652 | G | SNDHB |  | Onshore Wind |  | WEC_CALN | California | 6 | Alameda | 1 | 06001 | 17 | 0 | 2023 | 9999 |  |  | N | Wind | [13 empty] | 0 | 0 | 0 | 0 | [11 empty] | Viracocha Wind LLC | 100 | Viracocha Wind LLC | 100 | Non-regulated
Sand Hill C | 63653_G_SNDHC | 63653 | G | SNDHC |  | Onshore Wind |  | WEC_CALN | California | 6 | Alameda | 1 | 06001 | 80 | 0 | 2023 | 9999 |  |  | N | Wind | [13 empty] | 0 | 0 | 0 | 0 | [11 empty] | Viracocha Wind LLC | 100 | Viracocha Wind LLC | 100 | Non-regulated
Sheriff Road | 63654_G_SHRFF | 63654 | G | SHRFF |  | Solar PV |  | PJM_SMAC | Maryland | 24 | Prince Georges | 33 | 24033 | 1.1 | 0 | 2020 | 9999 |  |  | N | Solar | [13 empty] | 0 | 0 | 0 | 0 | [11 empty] | Sheriff Rd Solar LLC | 100 | Sheriff Rd Solar LLC | 100 | Non-regulated
Coyote Wind LLC | 63655_G_COY | 63655 | G | COY |  | Onshore Wind |  | ERC_WEST | Texas | 48 | Scurry | 415 | 48415 | 242.5 | 0 | 2021 | 9999 |  |  | N | Wind | [13 empty] | 0 | 0 | 0 | 0 | [11 empty] | EDF Renewable Asset Holdings, Inc. | 100 | EDF Renewable Asset Holdings, Inc. | 100 | Non-regulated
CED Peoria Solar | 63656_G_PS1 | 63656 | G | PS1 |  | Solar PV |  | MIS_IL | Illinois | 17 | Peoria | 143 | 17143 | 2 | 0 | 2021 | 9999 |  |  | N | Solar | [11 empty] | 0 |  | 0 | 0 | 0 | 0 | [11 empty] | Bay4 Energy Services, LLC | 100 | Bay4 Energy Services, LLC | 100 | Non-regulated
Siems Solar Project CSG | 63657_G_TC3 | 63657 | G | TC3 |  | Solar PV |  | MIS_MNWI | Minnesota | 27 | Goodhue | 49 | 27049 | 1 | 0 | 2020 | 9999 |  |  | N | Solar | [13 empty] | 0 | 0 | 0 | 0 | [11 empty] | Siems Community Solar LLC | 100 | Siems Community Solar LLC | 100 | Non-regulated
Schueler Community Solar | 63658_G_TC3 | 63658 | G | TC3 |  | Solar PV |  | MIS_MNWI | Minnesota | 27 | Wright | 171 | 27171 | 1 | 0 | 2020 | 9999 |  |  | N | Solar | [13 empty] | 0 | 0 | 0 | 0 | [11 empty] | Schueler Community Solar LLC | 100 | Schueler Community Solar LLC | 100 | Non-regulated
Bowden Solar LLC | 63659_G_BOWDN | 63659 | G | BOWDN |  | Solar PV |  | NENGREST | Massachusetts | 25 | Hampden | 13 | 25013 | 2 | 0 | 2019 | 9999 |  |  | N | Solar | [13 empty] | 0 | 0 | 0 | 0 | [11 empty] | Bowden Solar, LLC | 100 | Bowden Solar, LLC | 100 | Non-regulated
M72 West Solar | 63660_G_M72W | 63660 | G | M72W |  | Solar PV |  | MIS_LMI | Michigan | 26 | Leelanau | 89 | 26089 | 1.8 | 0 | 2019 | 9999 |  |  | N | Solar | [13 empty] | 0 | 0 | 0 | 0 | [11 empty] | Heritage Sustainable Energy. LLC | 100 | Heritage Sustainable Energy. LLC | 100 | Non-regulated
SWM Fuel Cell | 63661_G_SWM-1 | 63661 | G | SWM-1 |  | Fuel Cell |  | NY_Z_K | New York | 36 | Suffolk | 103 | 36103 | 2.8 | 6469 | 2021 | 9999 |  |  | N | Natural Gas | [13 empty] | 0 | 0 | 0 | 0 | [11 empty] | Yaphank Fuel Cell Park, LLC | 100 | Yaphank Fuel Cell Park, LLC | 100 | Non-regulated
SWM Fuel Cell | 63661_G_SWM-2 | 63661 | G | SWM-2 |  | Fuel Cell |  | NY_Z_K | New York | 36 | Suffolk | 103 | 36103 | 2.8 | 6469 | 2021 | 9999 |  |  | N | Natural Gas | [13 empty] | 0 | 0 | 0 | 0 | [11 empty] | Yaphank Fuel Cell Park, LLC | 100 | Yaphank Fuel Cell Park, LLC | 100 | Non-regulated
SWM Fuel Cell | 63661_G_SWM-3 | 63661 | G | SWM-3 |  | Fuel Cell |  | NY_Z_K | New York | 36 | Suffolk | 103 | 36103 | 2.8 | 6469 | 2021 | 9999 |  |  | N | Natural Gas | [13 empty] | 0 | 0 | 0 | 0 | [11 empty] | Yaphank Fuel Cell Park, LLC | 100 | Yaphank Fuel Cell Park, LLC | 100 | Non-regulated
Montefiore Nyack Hospital | 63662_G_CAT | 63662 | G | CAT |  | Combustion Turbine | IC Engine | NY_Z_G-I | New York | 36 | Rockland | 87 | 36087 | 0.6 | 9905 | 2001 | 9999 |  |  | N | Natural Gas, Distillate Fuel Oil | [13 empty] | 1.6498 | 1.6498 | 1.6498 | 1.6498 | [11 empty] | Montefiore Nyack Hospital | 100 | Montefiore Nyack Hospital | 100 | Non-regulated
Montefiore Nyack Hospital | 63662_G_DET | 63662 | G | DET |  | Combustion Turbine | IC Engine | NY_Z_G-I | New York | 36 | Rockland | 87 | 36087 | 0.5 | 9905 | 2001 | 9999 |  |  | N | Natural Gas, Distillate Fuel Oil | [13 empty] | 1.6498 | 1.6498 | 1.6498 | 1.6498 | [11 empty] | Montefiore Nyack Hospital | 100 | Montefiore Nyack Hospital | 100 | Non-regulated
Mt Hope Solar | 63663_G_W0053 | 63663 | G | W0053 |  | Solar PV |  | WECC_PNW | Oregon | 41 | Clackamas | 5 | 41005 | 2.5 | 0 | 2021 | 9999 |  |  | N | Solar | [13 empty] | 0 | 0 | 0 | 0 | [11 empty] | Mt Hope Solar, LLC | 100 | Mt Hope Solar, LLC | 100 | Non-regulated
Williams Acres Solar | 63664_G_W0055 | 63664 | G | W0055 |  | Solar PV |  | WECC_PNW | Oregon | 41 | Marion | 47 | 41047 | 2.5 | 0 | 2021 | 9999 |  |  | N | Solar | [13 empty] | 0 | 0 | 0 | 0 | [11 empty] | Williams Acres Solar, LLC | 100 | Williams Acres Solar, LLC | 100 | Non-regulated
River Valley Solar | 63665_G_W0054 | 63665 | G | W0054 |  | Solar PV |  | WECC_PNW | Oregon | 41 | Marion | 47 | 41047 | 1.9 | 0 | 2022 | 9999 |  |  | N | Solar | [13 empty] | 0 | 0 | 0 | 0 | [11 empty] | River Valley Solar, LLC | 100 | River Valley Solar, LLC | 100 | Non-regulated
Bitter Ridge Wind Farm, LLC | 63666_G_BIT | 63666 | G | BIT |  | Onshore Wind |  | PJM_West | Indiana | 18 | Jay | 75 | 18075 | 146.6 | 0 | 2020 | 9999 |  |  | N | Wind | [13 empty] | 0 | 0 | 0 | 0 | [11 empty] | Bitter Ridge Wind Farm, LLC | 100 | Bitter Ridge Wind Farm, LLC | 100 | Non-regulated
Sanford Solar | 63667_G_SAS | 63667 | G | SAS |  | Solar PV |  | NENG_ME | Maine | 23 | York | 31 | 23031 | 49.4 | 0 | 2020 | 9999 |  |  | N | Solar | [13 empty] | 0 | 0 | 0 | 0 | [11 empty] | Sanford Airport Solar, LLC | 100 | Sanford Airport Solar, LLC | 100 | Non-regulated
University Solar, LLC | 63668_G_URI | 63668 | G | URI |  | Solar PV |  | NENGREST | Rhode Island | 44 | Kent | 3 | 44003 | 24 | 0 | 2019 | 9999 |  |  | N | Solar | [13 empty] | 0 | 0 | 0 | 0 | [11 empty] | AES Distributed Energy | 100 | AES Distributed Energy | 100 | Non-regulated
St. Mary's Hospital For Children | 63669_G_CHP | 63669 | G | CHP |  | Combustion Turbine | IC Engine | NY_Z_J | New York | 36 | Queens | 81 | 36081 | 0.3 | 9905 | 2020 | 9999 |  |  | N | Natural Gas | [11 empty] | 0 |  | 1.061 | 1.061 | 1.061 | 1.061 | [11 empty] | St. Mary's Hospital For Children | 100 | St. Mary's Hospital For Children | 100 | Non-regulated
St. Mary's Hospital For Children | 63669_G_CU1 | 63669 | G | CU1 |  | Combustion Turbine | IC Engine | NY_Z_J | New York | 36 | Queens | 81 | 36081 | 0.5 | 13470 | 2018 | 9999 |  |  | N | Distillate Fuel Oil | [11 empty] | 0 |  | 1.6498 | 1.6498 | 1.6498 | 1.6498 | [11 empty] | St. Mary's Hospital For Children | 100 | St. Mary's Hospital For Children | 100 | Non-regulated
St. Mary's Hospital For Children | 63669_G_CU2 | 63669 | G | CU2 |  | Combustion Turbine | IC Engine | NY_Z_J | New York | 36 | Queens | 81 | 36081 | 1.5 | 9905 | 2011 | 9999 |  |  | N | Natural Gas, Distillate Fuel Oil | [13 empty] | 1.6498 | 1.6498 | 1.6498 | 1.6498 | [11 empty] | St. Mary's Hospital For Children | 100 | St. Mary's Hospital For Children | 100 | Non-regulated
Harlem Hospital Center | 63671_G_CAT1 | 63671 | G | CAT1 |  | Combustion Turbine | IC Engine | NY_Z_J | New York | 36 | New York | 61 | 36061 | 1 | 9905 | 2008 | 9999 |  |  | N | Natural Gas, Distillate Fuel Oil | [13 empty] | 1.6498 | 1.6498 | 1.6498 | 1.6498 | [11 empty] | Harlem Hospital Center | 100 | Harlem Hospital Center | 100 | Non-regulated
Harlem Hospital Center | 63671_G_CAT2 | 63671 | G | CAT2 |  | Combustion Turbine | IC Engine | NY_Z_J | New York | 36 | New York | 61 | 36061 | 1 | 9905 | 2008 | 9999 |  |  | N | Natural Gas, Distillate Fuel Oil | [13 empty] | 1.6498 | 1.6498 | 1.6498 | 1.6498 | [11 empty] | Harlem Hospital Center | 100 | Harlem Hospital Center | 100 | Non-regulated
Harlem Hospital Center | 63671_G_CAT3 | 63671 | G | CAT3 |  | Combustion Turbine | IC Engine | NY_Z_J | New York | 36 | New York | 61 | 36061 | 1 | 9905 | 2008 | 9999 |  |  | N | Natural Gas, Distillate Fuel Oil | [13 empty] | 1.6498 | 1.6498 | 1.6498 | 1.6498 | [11 empty] | Harlem Hospital Center | 100 | Harlem Hospital Center | 100 | Non-regulated
Harlem Hospital Center | 63671_G_CAT4 | 63671 | G | CAT4 |  | Combustion Turbine | IC Engine | NY_Z_J | New York | 36 | New York | 61 | 36061 | 1 | 9905 | 2008 | 9999 |  |  | N | Natural Gas, Distillate Fuel Oil | [13 empty] | 1.6498 | 1.6498 | 1.6498 | 1.6498 | [11 empty] | Harlem Hospital Center | 100 | Harlem Hospital Center | 100 | Non-regulated
Harlem Hospital Center | 63671_G_CAT5 | 63671 | G | CAT5 |  | Combustion Turbine | IC Engine | NY_Z_J | New York | 36 | New York | 61 | 36061 | 0.4 | 9905 | 2008 | 9999 |  |  | N | Natural Gas, Distillate Fuel Oil | [13 empty] | 1.6498 | 1.6498 | 1.6498 | 1.6498 | [11 empty] | Harlem Hospital Center | 100 | Harlem Hospital Center | 100 | Non-regulated
Lakeville Solar | 63672_G_LV | 63672 | G | LV |  | Solar PV |  | NENGREST | Massachusetts | 25 | Plymouth | 23 | 25023 | 2.7 | 0 | 2018 | 9999 |  |  | N | Solar | [13 empty] | 0 | 0 | 0 | 0 | [11 empty] | C2 MA Lakeville, LLC | 100 | C2 MA Lakeville, LLC | 100 | Non-regulated
Dedeaux | 63674_G_DEDEA | 63674 | G | DEDEA |  | Solar PV |  | WEC_LADW | California | 6 | Los Angeles | 37 | 06037 | 0.9 | 0 | 2019 | 9999 |  |  | N | Solar | [13 empty] | 0 | 0 | 0 | 0 | [11 empty] | VS Dedeaux LLC | 100 | VS Dedeaux LLC | 100 | Non-regulated
MSAP 13 | 63675_G_TROYL | 63675 | G | TROYL |  | Solar PV |  | NY_Z_F | New York | 36 | Rensselaer | 83 | 36083 | 2 | 0 | 2020 | 9999 |  |  | N | Solar | [13 empty] | 0 | 0 | 0 | 0 | [11 empty] | MSAP 13, LLC | 100 | MSAP 13, LLC | 100 | Non-regulated
Spencer Solar | 63676_G_SPENC | 63676 | G | SPENC |  | Solar PV |  | NENGREST | Massachusetts | 25 | Worcester | 27 | 25027 | 2.3 | 0 | 2023 | 9999 |  |  | N | Solar | [13 empty] | 0 | 0 | 0 | 0 | [11 empty] | Spencer Solar Farm, LLC | 100 | Spencer Solar Farm, LLC | 100 | Non-regulated
Sturbridge Road Solar | 63677_G_STURB | 63677 | G | STURB |  | Solar PV |  | NENGREST | Massachusetts | 25 | Worcester | 27 | 25027 | 5 | 0 | 2023 | 9999 |  |  | N | Solar | [13 empty] | 0 | 0 | 0 | 0 | [11 empty] | Sturbridge Road Solar Farm, LLC | 100 | Sturbridge Road Solar Farm, LLC | 100 | Non-regulated
Paulson Community (CSG) | 63678_G_PAUL | 63678 | G | PAUL |  | Solar PV |  | MIS_MNWI | Minnesota | 27 | Le Sueur | 79 | 27079 | 1 | 0 | 2020 | 9999 |  |  | N | Solar | [13 empty] | 0 | 0 | 0 | 0 | [11 empty] | Paulson Community Solar LLC | 100 | Paulson Community Solar LLC | 100 | Non-regulated
Laurel Village (CSG) | 63679_G_LAUR | 63679 | G | LAUR |  | Solar PV |  | MIS_MNWI | Minnesota | 27 | Wright | 171 | 27171 | 1 | 0 | 2020 | 9999 |  |  | N | Solar | [13 empty] | 0 | 0 | 0 | 0 | [11 empty] | Laurel Village Community Solar LLC | 100 | Laurel Village Community Solar LLC | 100 | Non-regulated
Hertzberg Community (CSG) | 63680_G_HERTZ | 63680 | G | HERTZ |  | Solar PV |  | MIS_MNWI | Minnesota | 27 | Stearns | 145 | 27145 | 1 | 0 | 2020 | 9999 |  |  | N | Solar | [13 empty] | 0 | 0 | 0 | 0 | [11 empty] | Hertzberg Community Solar | 100 | Hertzberg Community Solar | 100 | Non-regulated
Oak Leaf Solar XXXIII LLC (Lantz) | 63681_G_13 | 63681 | G | 13 |  | Solar PV |  | WECC_CO | Colorado | 8 | Chaffee | 15 | 08015 | 1.5 | 0 | 2020 | 9999 |  |  | N | Solar | [13 empty] | 0 | 0 | 0 | 0 | [11 empty] | Greenbacker Renewable Energy Corporation | 100 | Greenbacker Renewable Energy Corporation | 100 | Non-regulated
Oak Leaf Solar XXXIII LLC (Lantz) | 63681_G_14 | 63681 | G | 14 |  | Solar PV |  | WECC_CO | Colorado | 8 | Chaffee | 15 | 08015 | 1.5 | 0 | 2020 | 9999 |  |  | N | Solar | [13 empty] | 0 | 0 | 0 | 0 | [11 empty] | Greenbacker Renewable Energy Corporation | 100 | Greenbacker Renewable Energy Corporation | 100 | Non-regulated
Brenda Luhman - CSG | 63682_G_BLCS | 63682 | G | BLCS |  | Solar PV |  | MIS_MNWI | Minnesota | 27 | Goodhue | 49 | 27049 | 1 | 0 | 2020 | 9999 |  |  | N | Solar | [13 empty] | 0 | 0 | 0 | 0 | [11 empty] | Brenda Luhman Community Solar LLC | 100 | Brenda Luhman Community Solar LLC | 100 | Non-regulated
Carlson Community (CSG) | 63683_G_CRLSN | 63683 | G | CRLSN |  | Solar PV |  | MIS_MNWI | Minnesota | 27 | Chisago | 25 | 27025 | 1 | 0 | 2021 | 9999 |  |  | N | Solar | [13 empty] | 0 | 0 | 0 | 0 | [11 empty] | Carlson Community Solar | 100 | Carlson Community Solar | 100 | Non-regulated
Hammer Community (CSG) | 63684_G_HAMR | 63684 | G | HAMR |  | Solar PV |  | MIS_MNWI | Minnesota | 27 | Sherburne | 141 | 27141 | 1 | 0 | 2020 | 9999 |  |  | N | Solar | [13 empty] | 0 | 0 | 0 | 0 | [11 empty] | Hammer Community Solar LLC | 100 | Hammer Community Solar LLC | 100 | Non-regulated
Luna Storage | 63685_G_LUNA | 63685 | G | LUNA |  | Energy Storage |  | WEC_LADW | California | 6 | Los Angeles | 37 | 06037 | 100 | 0 | 2022 | 9999 |  |  | N | Energy Storage | [13 empty] | 0 | 0 | 0 | 0 | [11 empty] | AES Distributed Energy | 100 | AES Distributed Energy | 100 | Non-regulated
Crescent Wind Park | 63686_G_GFWP | 63686 | G | GFWP |  | Onshore Wind |  | MIS_LMI | Michigan | 26 | Hillsdale | 59 | 26059 | 166 | 0 | 2021 | 9999 |  |  | N | Wind | [13 empty] | 0 | 0 | 0 | 0 | [11 empty] | Consumers Energy Co | 100 | Consumers Energy Co | 100 | Regulated
Gratiot Farms Wind Project | 63687_G_CWP | 63687 | G | CWP |  | Onshore Wind |  | MIS_LMI | Michigan | 26 | Montcalm | 117 | 26117 | 150 | 0 | 2020 | 9999 |  |  | N | Wind | [13 empty] | 0 | 0 | 0 | 0 | [11 empty] | Consumers Energy Co | 100 | Consumers Energy Co | 100 | Regulated
Topaz Generating | 63688_G_CTG-1 | 63688 | G | CTG-1 |  | Combustion Turbine |  | ERC_REST | Texas | 48 | Galveston | 167 | 48167 | 44.5 | 9905 | 2021 | 9999 |  |  | N | Natural Gas, Distillate Fuel Oil |  |  |  |  | SCR | [8 empty] | 0.011 | 0.011 | 0.011 | 0.011 | [11 empty] | Topaz Generating, LLC | 100 | Topaz Generating, LLC | 100 | Non-regulated
Topaz Generating | 63688_G_CTG10 | 63688 | G | CTG10 |  | Combustion Turbine |  | ERC_REST | Texas | 48 | Galveston | 167 | 48167 | 44.5 | 9905 | 2021 | 9999 |  |  | N | Natural Gas, Distillate Fuel Oil |  |  |  |  | SCR | [8 empty] | 0.011 | 0.011 | 0.011 | 0.011 | [11 empty] | Topaz II, LLC | 100 | Topaz II, LLC | 100 | Non-regulated
Topaz Generating | 63688_G_CTG-2 | 63688 | G | CTG-2 |  | Combustion Turbine |  | ERC_REST | Texas | 48 | Galveston | 167 | 48167 | 44.5 | 9905 | 2021 | 9999 |  |  | N | Natural Gas, Distillate Fuel Oil |  |  |  |  | SCR | [8 empty] | 0.011 | 0.011 | 0.011 | 0.011 | [11 empty] | Topaz Generating, LLC | 100 | Topaz Generating, LLC | 100 | Non-regulated
Topaz Generating | 63688_G_CTG-3 | 63688 | G | CTG-3 |  | Combustion Turbine |  | ERC_REST | Texas | 48 | Galveston | 167 | 48167 | 44.5 | 9905 | 2021 | 9999 |  |  | N | Natural Gas, Distillate Fuel Oil |  |  |  |  | SCR | [8 empty] | 0.011 | 0.011 | 0.011 | 0.011 | [11 empty] | Topaz Generating, LLC | 100 | Topaz Generating, LLC | 100 | Non-regulated
Topaz Generating | 63688_G_CTG-4 | 63688 | G | CTG-4 |  | Combustion Turbine |  | ERC_REST | Texas | 48 | Galveston | 167 | 48167 | 44.5 | 9905 | 2021 | 9999 |  |  | N | Natural Gas, Distillate Fuel Oil |  |  |  |  | SCR | [8 empty] | 0.011 | 0.011 | 0.011 | 0.011 | [11 empty] | Topaz Generating, LLC | 100 | Topaz Generating, LLC | 100 | Non-regulated
Topaz Generating | 63688_G_CTG-5 | 63688 | G | CTG-5 |  | Combustion Turbine |  | ERC_REST | Texas | 48 | Galveston | 167 | 48167 | 44.5 | 9905 | 2021 | 9999 |  |  | N | Natural Gas, Distillate Fuel Oil |  |  |  |  | SCR | [8 empty] | 0.011 | 0.011 | 0.011 | 0.011 | [11 empty] | Topaz Generating, LLC | 100 | Topaz Generating, LLC | 100 | Non-regulated
Topaz Generating | 63688_G_CTG-6 | 63688 | G | CTG-6 |  | Combustion Turbine |  | ERC_REST | Texas | 48 | Galveston | 167 | 48167 | 44.5 | 9905 | 2021 | 9999 |  |  | N | Natural Gas, Distillate Fuel Oil |  |  |  |  | SCR | [8 empty] | 0.011 | 0.011 | 0.011 | 0.011 | [11 empty] | Topaz Generating, LLC | 100 | Topaz Generating, LLC | 100 | Non-regulated
Topaz Generating | 63688_G_CTG-7 | 63688 | G | CTG-7 |  | Combustion Turbine |  | ERC_REST | Texas | 48 | Galveston | 167 | 48167 | 44.5 | 9905 | 2021 | 9999 |  |  | N | Natural Gas, Distillate Fuel Oil |  |  |  |  | SCR | [8 empty] | 0.011 | 0.011 | 0.011 | 0.011 | [11 empty] | Topaz Generating, LLC | 100 | Topaz Generating, LLC | 100 | Non-regulated
Topaz Generating | 63688_G_CTG-8 | 63688 | G | CTG-8 |  | Combustion Turbine |  | ERC_REST | Texas | 48 | Galveston | 167 | 48167 | 44.5 | 9905 | 2021 | 9999 |  |  | N | Natural Gas, Distillate Fuel Oil |  |  |  |  | SCR | [8 empty] | 0.011 | 0.011 | 0.011 | 0.011 | [11 empty] | Topaz II, LLC | 100 | Topaz II, LLC | 100 | Non-regulated
Topaz Generating | 63688_G_CTG-9 | 63688 | G | CTG-9 |  | Combustion Turbine |  | ERC_REST | Texas | 48 | Galveston | 167 | 48167 | 44.5 | 9905 | 2021 | 9999 |  |  | N | Natural Gas, Distillate Fuel Oil |  |  |  |  | SCR | [8 empty] | 0.011 | 0.011 | 0.011 | 0.011 | [11 empty] | Topaz II, LLC | 100 | Topaz II, LLC | 100 | Non-regulated
Red Lake Falls Community Hybrid | 63689_G_RLFS | 63689 | G | RLFS |  | Solar PV |  | MIS_MNWI | Minnesota | 27 | Red Lake | 125 | 27125 | 1 | 0 | 2020 | 9999 |  |  | N | Solar | [13 empty] | 0 | 0 | 0 | 0 | [11 empty] | Consolidated Edison Development Inc. | 100 | Consolidated Edison Development Inc. | 100 | Non-regulated
Red Lake Falls Community Hybrid | 63689_G_RLFW | 63689 | G | RLFW |  | Onshore Wind |  | MIS_MNWI | Minnesota | 27 | Red Lake | 125 | 27125 | 4.6 | 0 | 2020 | 9999 |  |  | N | Wind | [13 empty] | 0 | 0 | 0 | 0 | [11 empty] | Consolidated Edison Development Inc. | 100 | Consolidated Edison Development Inc. | 100 | Non-regulated
Detour | 6369_G_6 | 6369 | G | 6 |  | Combustion Turbine | IC Engine | MIS_WUMS | Michigan | 26 | Chippewa | 33 | 26033 | 2.5 | 22421 | 1973 | 9999 |  |  | N | Distillate Fuel Oil | [12 empty] | 1.67 | 2.7812 | 2.7812 | 2.7812 | 2.7812 | [11 empty] | Cloverland Electric Coop | 100 | Cloverland Electric Coop | 100 | Regulated
Detour | 6369_G_7 | 6369 | G | 7 |  | Combustion Turbine | IC Engine | MIS_WUMS | Michigan | 26 | Chippewa | 33 | 26033 | 2.5 | 22485 | 1976 | 9999 |  |  | N | Distillate Fuel Oil | [12 empty] | 1.67 | 2.7733 | 2.7733 | 2.7733 | 2.7733 | [11 empty] | Cloverland Electric Coop | 100 | Cloverland Electric Coop | 100 | Regulated
Oak Street Solar | 63690_G_PV1 | 63690 | G | PV1 |  | Solar PV |  | NENGREST | Massachusetts | 25 | Hampden | 13 | 25013 | 3.5 | 0 | 2019 | 9999 |  |  | N | Solar | [13 empty] | 0 | 0 | 0 | 0 | [11 empty] | Citizens Solar Holdings IX, LLC | 100 | Citizens Solar Holdings IX, LLC | 100 | Non-regulated
Hunker Solar River, LLC | 63691_G_13502 | 63691 | G | 13502 |  | Solar PV |  | PJM_PENE | Pennsylvania | 42 | Westmoreland | 129 | 42129 | 3.3 | 0 | 2021 | 9999 |  |  | N | Solar | [13 empty] | 0 | 0 | 0 | 0 | [11 empty] | SolRiver Capital LLC | 100 | SolRiver Capital LLC | 100 | Non-regulated
PG Solar, LLC | 63692_G_13504 | 63692 | G | 13504 |  | Solar PV |  | S_VACA | North Carolina | 37 | Duplin | 61 | 37061 | 2 | 0 | 2020 | 9999 |  |  | N | Solar | [13 empty] | 0 | 0 | 0 | 0 | [11 empty] | North Carolina El Member Corp | 100 | North Carolina El Member Corp | 100 | Regulated
Freight Line Solar, LLC | 63693_G_13503 | 63693 | G | 13503 |  | Solar PV |  | S_VACA | North Carolina | 37 | Duplin | 61 | 37061 | 2 | 0 | 2020 | 9999 |  |  | N | Solar | [13 empty] | 0 | 0 | 0 | 0 | [11 empty] | North Carolina El Member Corp | 100 | North Carolina El Member Corp | 100 | Regulated
Butler Solar, LLC | 63694_G_13501 | 63694 | G | 13501 |  | Solar PV |  | WECC_PNW | Oregon | 41 | Yamhill | 71 | 41071 | 4 | 0 | 2021 | 9999 |  |  | N | Solar | [13 empty] | 0 | 0 | 0 | 0 | [11 empty] | SolRiver Capital LLC | 100 | SolRiver Capital LLC | 100 | Non-regulated
Holly Swamp Solar, LLC | 63695_G_13502 | 63695 | G | 13502 |  | Solar PV |  | S_VACA | North Carolina | 37 | Robeson | 155 | 37155 | 2 | 0 | 2020 | 9999 |  |  | N | Solar | [13 empty] | 0 | 0 | 0 | 0 | [11 empty] | North Carolina El Member Corp | 100 | North Carolina El Member Corp | 100 | Regulated
Westmoreland County Solar Project | 63696_G_WEST | 63696 | G | WEST |  | Solar PV |  | PJM_Dom | Virginia | 51 | Westmoreland | 193 | 51193 | 19.9 | 0 | 2021 | 9999 |  |  | N | Solar | [13 empty] | 0 | 0 | 0 | 0 | [11 empty] | Westmoreland County Solar Project, LLC | 100 | Westmoreland County Solar Project, LLC | 100 | Non-regulated
Cranberry Solar | 63697_G_13440 | 63697 | G | 13440 |  | Solar PV |  | NENGREST | Massachusetts | 25 | Plymouth | 23 | 25023 | 1 | 0 | 2016 | 9999 |  |  | N | Solar | [13 empty] | 0 | 0 | 0 | 0 | [11 empty] | GWE Cranberry Solar RT, LLC | 100 | GWE Cranberry Solar RT, LLC | 100 | Non-regulated
Galloway Landfill | 63698_G_GALLO | 63698 | G | GALLO |  | Solar PV |  | PJM_EMAC | New Jersey | 34 | Monmouth | 25 | 34025 | 2.3 | 0 | 2020 | 9999 |  |  | N | Solar | [13 empty] | 0 | 0 | 0 | 0 | [11 empty] | NJR Clean Energy Ventures III Corporation | 100 | NJR Clean Energy Ventures III Corporation | 100 | Non-regulated
AGT000 Stevens Creek Fuel Cell | 63699_G_AGT0A | 63699 | G | AGT0A |  | Fuel Cell |  | WEC_CALN | California | 6 | Santa Clara | 85 | 06085 | 1.2 | 6469 | 2018 | 9999 |  |  | N | Natural Gas | [13 empty] | 0 | 0 | 0 | 0 | [11 empty] | 2016 ESA Project Company, LLC | 100 | 2016 ESA Project Company, LLC | 100 | Non-regulated
AGT000 Stevens Creek Fuel Cell | 63699_G_AGT0B | 63699 | G | AGT0B |  | Fuel Cell |  | WEC_CALN | California | 6 | Santa Clara | 85 | 06085 | 1 | 6469 | 2018 | 9999 |  |  | N | Natural Gas | [13 empty] | 0 | 0 | 0 | 0 | [11 empty] | 2016 ESA Project Company, LLC | 100 | 2016 ESA Project Company, LLC | 100 | Non-regulated
AGT001 Centerville Fuel Cell | 63700_G_AGT01 | 63700 | G | AGT01 |  | Fuel Cell |  | PJM_EMAC | Delaware | 10 | New Castle | 3 | 10003 | 1.3 | 6469 | 2019 | 9999 |  |  | N | Natural Gas | [13 empty] | 0 | 0 | 0 | 0 | [11 empty] | 2016 ESA Project Company, LLC | 100 | 2016 ESA Project Company, LLC | 100 | Non-regulated
CST001 McCarthy Fuel Cell | 63701_G_CST1A | 63701 | G | CST1A |  | Fuel Cell |  | WEC_CALN | California | 6 | Santa Clara | 85 | 06085 | 0.9 | 6469 | 2019 | 9999 |  |  | N | Natural Gas | [13 empty] | 0 | 0 | 0 | 0 | [11 empty] | 2016 ESA Project Company, LLC | 100 | 2016 ESA Project Company, LLC | 100 | Non-regulated
CST001 McCarthy Fuel Cell | 63701_G_CST1B | 63701 | G | CST1B |  | Fuel Cell |  | WEC_CALN | California | 6 | Santa Clara | 85 | 06085 | 0.3 | 6469 | 2019 | 9999 |  |  | N | Natural Gas | [13 empty] | 0 | 0 | 0 | 0 | [11 empty] | 2016 ESA Project Company, LLC | 100 | 2016 ESA Project Company, LLC | 100 | Non-regulated
EQX002 Secaucus Rd Fuel Cell | 63702_G_EQX02 | 63702 | G | EQX02 |  | Fuel Cell |  | PJM_EMAC | New Jersey | 34 | Hudson | 17 | 34017 | 1.5 | 6469 | 2019 | 9999 |  |  | N | Natural Gas | [13 empty] | 0 | 0 | 0 | 0 | [11 empty] | 2016 ESA Project Company, LLC | 100 | 2016 ESA Project Company, LLC | 100 | Non-regulated
EQX003 Secaucus Rd Fuel Cell | 63703_G_EQX03 | 63703 | G | EQX03 |  | Fuel Cell |  | PJM_EMAC | New Jersey | 34 | Hudson | 17 | 34017 | 2 | 6469 | 2018 | 9999 |  |  | N | Natural Gas | [13 empty] | 0 | 0 | 0 | 0 | [11 empty] | 2016 ESA Project Company, LLC | 100 | 2016 ESA Project Company, LLC | 100 | Non-regulated
EQX010 Great Oaks Fuel Cell | 63704_G_EQ10A | 63704 | G | EQ10A |  | Fuel Cell |  | WEC_CALN | California | 6 | Santa Clara | 85 | 06085 | 1.2 | 6469 | 2019 | 9999 |  |  | N | Natural Gas | [13 empty] | 0 | 0 | 0 | 0 | [11 empty] | 2016 ESA Project Company, LLC | 100 | 2016 ESA Project Company, LLC | 100 | Non-regulated
EQX010 Great Oaks Fuel Cell | 63704_G_EQ10B | 63704 | G | EQ10B |  | Fuel Cell |  | WEC_CALN | California | 6 | Santa Clara | 85 | 06085 | 1.2 | 6469 | 2019 | 9999 |  |  | N | Natural Gas | [13 empty] | 0 | 0 | 0 | 0 | [11 empty] | 2016 ESA Project Company, LLC | 100 | 2016 ESA Project Company, LLC | 100 | Non-regulated
EQX011 Duane Fuel Cell | 63705_G_EQ11A | 63705 | G | EQ11A |  | Fuel Cell |  | WEC_CALN | California | 6 | Santa Clara | 85 | 06085 | 2 | 6469 | 2018 | 9999 |  |  | N | Natural Gas | [13 empty] | 0 | 0 | 0 | 0 | [11 empty] | 2016 ESA Project Company, LLC | 100 | 2016 ESA Project Company, LLC | 100 | Non-regulated
EQX011 Duane Fuel Cell | 63705_G_EQ11B | 63705 | G | EQ11B |  | Fuel Cell |  | WEC_CALN | California | 6 | Santa Clara | 85 | 06085 | 1.4 | 6469 | 2018 | 9999 |  |  | N | Natural Gas | [13 empty] | 0 | 0 | 0 | 0 | [11 empty] | 2016 ESA Project Company, LLC | 100 | 2016 ESA Project Company, LLC | 100 | Non-regulated
EQX011 Duane Fuel Cell | 63705_G_EQ11C | 63705 | G | EQ11C |  | Fuel Cell |  | WEC_CALN | California | 6 | Santa Clara | 85 | 06085 | 1.8 | 6469 | 2018 | 9999 |  |  | N | Natural Gas | [13 empty] | 0 | 0 | 0 | 0 | [11 empty] | 2016 ESA Project Company, LLC | 100 | 2016 ESA Project Company, LLC | 100 | Non-regulated
EQX012 Harz Fuel Cell | 63706_G_EQX12 | 63706 | G | EQX12 |  | Fuel Cell |  | PJM_EMAC | New Jersey | 34 | Hudson | 17 | 34017 | 2.5 | 6469 | 2018 | 9999 |  |  | N | Natural Gas | [13 empty] | 0 | 0 | 0 | 0 | [11 empty] | 2016 ESA Project Company, LLC | 100 | 2016 ESA Project Company, LLC | 100 | Non-regulated
EQX015 Great Oaks Fuel Cell | 63708_G_EQ15A | 63708 | G | EQ15A |  | Fuel Cell |  | WEC_CALN | California | 6 | Santa Clara | 85 | 06085 | 2 | 6469 | 2018 | 9999 |  |  | N | Natural Gas | [13 empty] | 0 | 0 | 0 | 0 | [11 empty] | 2016 ESA Project Company, LLC | 100 | 2016 ESA Project Company, LLC | 100 | Non-regulated
EQX015 Great Oaks Fuel Cell | 63708_G_EQ15B | 63708 | G | EQ15B |  | Fuel Cell |  | WEC_CALN | California | 6 | Santa Clara | 85 | 06085 | 2 | 6469 | 2018 | 9999 |  |  | N | Natural Gas | [13 empty] | 0 | 0 | 0 | 0 | [11 empty] | 2016 ESA Project Company, LLC | 100 | 2016 ESA Project Company, LLC | 100 | Non-regulated
Autumn Hills Generating Facility | 63709_G_1 | 63709 | G | 1 |  | Landfill Gas |  | MIS_LMI | Michigan | 26 | Ottawa | 139 | 26139 | 0.8 | 8513 | 2009 | 9999 |  |  | N | Landfill Gas | [13 empty] | 0.22117 | 0.22117 | 0.22117 | 0.22117 | [11 empty] | North American Natural Res | 100 | North American Natural Res | 100 | Non-regulated
Autumn Hills Generating Facility | 63709_G_2 | 63709 | G | 2 |  | Landfill Gas |  | MIS_LMI | Michigan | 26 | Ottawa | 139 | 26139 | 1.6 | 8513 | 2009 | 9999 |  |  | N | Landfill Gas | [13 empty] | 0.22117 | 0.22117 | 0.22117 | 0.22117 | [11 empty] | North American Natural Res | 100 | North American Natural Res | 100 | Non-regulated
Autumn Hills Generating Facility | 63709_G_3 | 63709 | G | 3 |  | Landfill Gas |  | MIS_LMI | Michigan | 26 | Ottawa | 139 | 26139 | 1.6 | 8513 | 2009 | 9999 |  |  | N | Landfill Gas | [13 empty] | 0.22117 | 0.22117 | 0.22117 | 0.22117 | [11 empty] | North American Natural Res | 100 | North American Natural Res | 100 | Non-regulated
Golden Hill Wind | 63710_G_GH1 | 63710 | G | GH1 |  | Onshore Wind |  | WECC_PNW | Oregon | 41 | Sherman | 55 | 41055 | 201.3 | 0 | 2022 | 9999 |  |  | N | Wind | [13 empty] | 0 | 0 | 0 | 0 | [11 empty] | Avangrid Renewables LLC | 100 | Avangrid Renewables LLC | 100 | Non-regulated
JSR000 N Mathilda Fuel Cell | 63711_G_JSR00 | 63711 | G | JSR00 |  | Fuel Cell |  | WEC_CALN | California | 6 | Santa Clara | 85 | 06085 | 1.1 | 6469 | 2019 | 9999 |  |  | N | Natural Gas | [13 empty] | 0 | 0 | 0 | 0 | [11 empty] | 2016 ESA Project Company, LLC | 100 | 2016 ESA Project Company, LLC | 100 | Non-regulated
KSR028 Merced Fuel Cell | 63712_G_KSR28 | 63712 | G | KSR28 |  | Fuel Cell |  | WEC_CALN | California | 6 | Alameda | 1 | 06001 | 2 | 6469 | 2018 | 9999 |  |  | N | Natural Gas | [13 empty] | 0 | 0 | 0 | 0 | [11 empty] | 2016 ESA Project Company, LLC | 100 | 2016 ESA Project Company, LLC | 100 | Non-regulated
IIV000 Mt Bethel Fuel Cell | 63713_G_IIV0A | 63713 | G | IIV0A |  | Fuel Cell |  | PJM_EMAC | New Jersey | 34 | Somerset | 35 | 34035 | 1.3 | 6469 | 2019 | 9999 |  |  | N | Natural Gas | [13 empty] | 0 | 0 | 0 | 0 | [11 empty] | 2016 ESA Project Company, LLC | 100 | 2016 ESA Project Company, LLC | 100 | Non-regulated
IIV000 Mt Bethel Fuel Cell | 63713_G_IIV0B | 63713 | G | IIV0B |  | Fuel Cell |  | PJM_EMAC | New Jersey | 34 | Somerset | 35 | 34035 | 1.3 | 6469 | 2019 | 9999 |  |  | N | Natural Gas | [13 empty] | 0 | 0 | 0 | 0 | [11 empty] | 2016 ESA Project Company, LLC | 100 | 2016 ESA Project Company, LLC | 100 | Non-regulated
GEN005 Antibody Fuel Cell | 63714_G_GEN05 | 63714 | G | GEN05 |  | Fuel Cell |  | WEC_SDGE | California | 6 | San Diego | 73 | 06073 | 2.5 | 6469 | 2019 | 9999 |  |  | N | Natural Gas | [13 empty] | 0 | 0 | 0 | 0 | [11 empty] | 2016 ESA Project Company, LLC | 100 | 2016 ESA Project Company, LLC | 100 | Non-regulated
SCU000 El Camino Real Fuel Cell | 63715_G_SCU00 | 63715 | G | SCU00 |  | Fuel Cell |  | WEC_CALN | California | 6 | Santa Clara | 85 | 06085 | 1.5 | 6469 | 2018 | 9999 |  |  | N | Natural Gas | [13 empty] | 0 | 0 | 0 | 0 | [11 empty] | 2016 ESA Project Company, LLC | 100 | 2016 ESA Project Company, LLC | 100 | Non-regulated
KSR053 Cantara Fuel Cell | 63716_G_KSR53 | 63716 | G | KSR53 |  | Fuel Cell |  | WEC_LADW | California | 6 | Los Angeles | 37 | 06037 | 1.6 | 6469 | 2018 | 9999 |  |  | N | Natural Gas | [13 empty] | 0 | 0 | 0 | 0 | [11 empty] | 2016 ESA Project Company, LLC | 100 | 2016 ESA Project Company, LLC | 100 | Non-regulated
TLR000 Hansen Fuel Cell | 63717_G_TLR0A | 63717 | G | TLR0A |  | Fuel Cell |  | WEC_CALN | California | 6 | Monterey | 53 | 06053 | 1 | 6469 | 2018 | 9999 |  |  | N | Natural Gas | [13 empty] | 0 | 0 | 0 | 0 | [11 empty] | 2016 ESA Project Company, LLC | 100 | 2016 ESA Project Company, LLC | 100 | Non-regulated
TLR000 Hansen Fuel Cell | 63717_G_TLR0B | 63717 | G | TLR0B |  | Fuel Cell |  | WEC_CALN | California | 6 | Monterey | 53 | 06053 | 1.5 | 6469 | 2019 | 9999 |  |  | N | Natural Gas | [13 empty] | 0 | 0 | 0 | 0 | [11 empty] | 2016 ESA Project Company, LLC | 100 | 2016 ESA Project Company, LLC | 100 | Non-regulated
TLR000 Hansen Fuel Cell | 63717_G_TLR0C | 63717 | G | TLR0C |  | Fuel Cell |  | WEC_CALN | California | 6 | Monterey | 53 | 06053 | 0.5 | 6469 | 2019 | 9999 |  |  | N | Natural Gas | [13 empty] | 0 | 0 | 0 | 0 | [11 empty] | 2016 ESA Project Company, LLC | 100 | 2016 ESA Project Company, LLC | 100 | Non-regulated
ISM Solar Cranston CSG | 63718_G_CR | 63718 | G | CR |  | Solar PV |  | NENGREST | Rhode Island | 44 | Providence | 7 | 44007 | 3.1 | 0 | 2020 | 9999 |  |  | N | Solar | [13 empty] | 0 | 0 | 0 | 0 | [11 empty] | Nautilus Solar Solutions | 100 | Nautilus Solar Solutions | 100 | Non-regulated
Elora Solar | 63719_G_ELO | 63719 | G | ELO |  | Solar PV |  | S_C_TVA | Tennessee | 47 | Lincoln | 103 | 47103 | 150 | 0 | 2022 | 9999 |  |  | N | Solar | [13 empty] | 0 | 0 | 0 | 0 | [11 empty] | Elora Solar | 100 | Elora Solar | 100 | Non-regulated
Augusta Solar | 63720_G_PGR23 | 63720 | G | PGR23 |  | Solar PV |  | S_VACA | South Carolina | 45 | Greenwood | 47 | 45047 | 2 | 0 | 2020 | 9999 |  |  | N | Solar | [13 empty] | 0 | 0 | 0 | 0 | [11 empty] | Augusta Solar, LLC | 100 | Augusta Solar, LLC | 100 | Non-regulated
Cool Springs Solar (Hybrid) | 63721_G_COOLS | 63721 | G | COOLS |  | Solar PV |  | S_SOU | Georgia | 13 | Decatur | 87 | 13087 | 213 | 0 | 2021 | 9999 |  |  | N | Solar | [13 empty] | 0 | 0 | 0 | 0 | [11 empty] | Cool Springs Solar, LLC | 100 | Cool Springs Solar, LLC | 100 | Non-regulated
Cool Springs Solar (Hybrid) | 63721_G_CSBAT | 63721 | G | CSBAT |  | Energy Storage |  | S_SOU | Georgia | 13 | Decatur | 87 | 13087 | 40 | 0 | 2021 | 9999 |  |  | N | Energy Storage | [13 empty] | 0 | 0 | 0 | 0 | [11 empty] | Cool Springs Solar, LLC | 100 | Cool Springs Solar, LLC | 100 | Non-regulated
Rawhide Prairie Solar Hybrid | 63722_G_BA1 | 63722 | G | BA1 |  | Energy Storage |  | WECC_CO | Colorado | 8 | Larimer | 69 | 08069 | 1 | 0 | 2021 | 9999 |  |  | N | Energy Storage | [13 empty] | 0 | 0 | 0 | 0 | [11 empty] | Greenbacker Renewable Energy Corporation | 100 | Greenbacker Renewable Energy Corporation | 100 | Non-regulated
Rawhide Prairie Solar Hybrid | 63722_G_PV1 | 63722 | G | PV1 |  | Solar PV |  | WECC_CO | Colorado | 8 | Larimer | 69 | 08069 | 22 | 0 | 2021 | 9999 |  |  | N | Solar | [13 empty] | 0 | 0 | 0 | 0 | [11 empty] | Greenbacker Renewable Energy Corporation | 100 | Greenbacker Renewable Energy Corporation | 100 | Non-regulated
Hayfield Solar I LLC CSG | 63724_G_HAYF1 | 63724 | G | HAYF1 |  | Solar PV |  | MIS_MNWI | Minnesota | 27 | Dodge | 39 | 27039 | 1 | 0 | 2021 | 9999 |  |  | N | Solar | [13 empty] | 0 | 0 | 0 | 0 | [11 empty] | REA Investments, LLC | 100 | REA Investments, LLC | 100 | Non-regulated
Hayfield Solar III LLC CSG | 63725_G_HAYF3 | 63725 | G | HAYF3 |  | Solar PV |  | MIS_MNWI | Minnesota | 27 | Dodge | 39 | 27039 | 1 | 0 | 2021 | 9999 |  |  | N | Solar | [13 empty] | 0 | 0 | 0 | 0 | [11 empty] | REA Investments, LLC | 100 | REA Investments, LLC | 100 | Non-regulated
Pipestone City Solar LLC CSG | 63726_G_PSCTY | 63726 | G | PSCTY |  | Solar PV |  | MIS_MNWI | Minnesota | 27 | Pipestone | 117 | 27117 | 1 | 0 | 2021 | 9999 |  |  | N | Solar | [13 empty] | 0 | 0 | 0 | 0 | [11 empty] | REA Investments, LLC | 100 | REA Investments, LLC | 100 | Non-regulated
Slate Hybrid | 63727_G_SL3EC | 63727 | G | SL3EC |  | Solar PV |  | WEC_CALN | California | 6 | Kings | 31 | 06031 | 67.5 | 0 | 2022 | 9999 |  |  | N | Solar | [13 empty] | 0 | 0 | 0 | 0 | [11 empty] | MN8 Energy LLC | 100 | MN8 Energy LLC | 100 | Non-regulated
Slate Hybrid | 63727_G_SLATE | 63727 | G | SLATE |  | Solar PV |  | WEC_CALN | California | 6 | Kings | 31 | 06031 | 50.5 | 0 | 2021 | 9999 |  |  | N | Solar | [13 empty] | 0 | 0 | 0 | 0 | [11 empty] | MN8 Energy LLC | 100 | MN8 Energy LLC | 100 | Non-regulated
Slate Hybrid | 63727_G_SLB3C | 63727 | G | SLB3C |  | Energy Storage |  | WEC_CALN | California | 6 | Kings | 31 | 06031 | 33.8 | 0 | 2022 | 9999 |  |  | N | Energy Storage | [13 empty] | 0 | 0 | 0 | 0 | [11 empty] | MN8 Energy LLC | 100 | MN8 Energy LLC | 100 | Non-regulated
Slate Hybrid | 63727_G_SLBES | 63727 | G | SLBES |  | Energy Storage |  | WEC_CALN | California | 6 | Kings | 31 | 06031 | 50 | 0 | 2022 | 9999 |  |  | N | Energy Storage | [13 empty] | 0 | 0 | 0 | 0 | [11 empty] | MN8 Energy LLC | 100 | MN8 Energy LLC | 100 | Non-regulated
Slate Hybrid | 63727_G_SLBPW | 63727 | G | SLBPW |  | Energy Storage |  | WEC_CALN | California | 6 | Kings | 31 | 06031 | 10 | 0 | 2022 | 9999 |  |  | N | Energy Storage | [13 empty] | 0 | 0 | 0 | 0 | [11 empty] | MN8 Energy LLC | 100 | MN8 Energy LLC | 100 | Non-regulated
Slate Hybrid | 63727_G_SLBSV | 63727 | G | SLBSV |  | Energy Storage |  | WEC_CALN | California | 6 | Kings | 31 | 06031 | 46.5 | 0 | 2022 | 9999 |  |  | N | Energy Storage | [13 empty] | 0 | 0 | 0 | 0 | [11 empty] | MN8 Energy LLC | 100 | MN8 Energy LLC | 100 | Non-regulated
Slate Hybrid | 63727_G_SLPWR | 63727 | G | SLPWR |  | Solar PV |  | WEC_CALN | California | 6 | Kings | 31 | 06031 | 26 | 0 | 2022 | 9999 |  |  | N | Solar | [13 empty] | 0 | 0 | 0 | 0 | [11 empty] | MN8 Energy LLC | 100 | MN8 Energy LLC | 100 | Non-regulated
Slate Hybrid | 63727_G_SLSTN | 63727 | G | SLSTN |  | Solar PV |  | WEC_CALN | California | 6 | Kings | 31 | 06031 | 63 | 0 | 2022 | 9999 |  |  | N | Solar | [13 empty] | 0 | 0 | 0 | 0 | [11 empty] | MN8 Energy LLC | 100 | MN8 Energy LLC | 100 | Non-regulated
Slate Hybrid | 63727_G_SLSVC | 63727 | G | SLSVC |  | Solar PV |  | WEC_CALN | California | 6 | Kings | 31 | 06031 | 93 | 0 | 2022 | 9999 |  |  | N | Solar | [13 empty] | 0 | 0 | 0 | 0 | [11 empty] | MN8 Energy LLC | 100 | MN8 Energy LLC | 100 | Non-regulated
Taos Mesa Energy Facility Hybrid | 63728_G_BESS | 63728 | G | BESS |  | Energy Storage |  | WECC_NM | New Mexico | 35 | Taos | 55 | 35055 | 12 | 0 | 2022 | 9999 |  |  | N | Energy Storage | [13 empty] | 0 | 0 | 0 | 0 | [11 empty] | Taos Mesa Energy Facility, LLC | 100 | Taos Mesa Energy Facility, LLC | 100 | Regulated
Taos Mesa Energy Facility Hybrid | 63728_G_TMEF1 | 63728 | G | TMEF1 |  | Solar PV |  | WECC_NM | New Mexico | 35 | Taos | 55 | 35055 | 15 | 0 | 2022 | 9999 |  |  | N | Solar | [13 empty] | 0 | 0 | 0 | 0 | [11 empty] | Taos Mesa Energy Facility, LLC | 100 | Taos Mesa Energy Facility, LLC | 100 | Regulated
CES Marbletown Solar | 63729_G_MT1 | 63729 | G | MT1 |  | Solar PV |  | NY_Z_G-I | New York | 36 | Ulster | 111 | 36111 | 3 | 0 | 2021 | 9999 |  |  | N | Solar | [13 empty] | 0 | 0 | 0 | 0 | [11 empty] | Consolidated Edison Solutions Inc. | 100 | Consolidated Edison Solutions Inc. | 100 | Non-regulated
Rokeby | 6373_G_1 | 6373 | G | 1 | 90729 | Combustion Turbine |  | SPP_NEBR | Nebraska | 31 | Lancaster | 109 | 31109 | 70.5 | 13644 | 1975 | 9999 |  |  | N | Natural Gas, Distillate Fuel Oil |  |  |  | H2O | [8 empty] | 2.5 | 0.37128 | 0.37128 | 0.37128 | 0.37128 | [11 empty] | Lincoln Electric System | 100 | Lincoln Electric System | 100 | Regulated
Rokeby | 6373_G_2 | 6373 | G | 2 | 2883 | Combustion Turbine |  | SPP_NEBR | Nebraska | 31 | Lancaster | 109 | 31109 | 90.4 | 13650 | 1997 | 9999 |  |  | N | Natural Gas, Distillate Fuel Oil |  |  |  | DLNB + H2O | [8 empty] | 2.5 | 0.29307 | 0.29307 | 0.29307 | 0.29307 | [11 empty] | Lincoln Electric System | 100 | Lincoln Electric System | 100 | Regulated
Rokeby | 6373_G_3 | 6373 | G | 3 | 2884 | Combustion Turbine |  | SPP_NEBR | Nebraska | 31 | Lancaster | 109 | 31109 | 94.2 | 13647 | 2001 | 9999 |  |  | N | Natural Gas, Distillate Fuel Oil |  |  |  | DLNB + H2O | [8 empty] | 2.5 | 0.12604 | 0.12604 | 0.12604 | 0.12604 | [11 empty] | Lincoln Electric System | 100 | Lincoln Electric System | 100 | Regulated
Rokeby | 6373_G_BSU | 6373 | G | BSU |  | Combustion Turbine | IC Engine | SPP_NEBR | Nebraska | 31 | Lancaster | 109 | 31109 | 3.2 | 11714 | 1997 | 9999 |  |  | N | Distillate Fuel Oil | [12 empty] | 2.5 | 1.6498 | 1.6498 | 1.6498 | 1.6498 | [11 empty] | Lincoln Electric System | 100 | Lincoln Electric System | 100 | Regulated
RE Bravepost LLC | 63730_G_BVPST | 63730 | G | BVPST |  | Solar PV |  | ERC_WEST | Texas | 48 | Tom Green | 451 | 48451 | 200 | 0 | 2025 | 9999 |  |  | N | Solar | [13 empty] | 0 | 0 | 0 | 0 | [11 empty] | RE Bravepost LLC | 100 | RE Bravepost LLC | 100 | Non-regulated
Neptune Energy Center Hybrid | 63731_G_NT125 | 63731 | G | NT125 |  | Energy Storage |  | WECC_CO | Colorado | 8 | Pueblo | 101 | 08101 | 125 | 0 | 2023 | 9999 |  |  | N | Energy Storage | [13 empty] | 0 | 0 | 0 | 0 | [11 empty] | Neptune Energy Center, LLC | 100 | Neptune Energy Center, LLC | 100 | Non-regulated
Neptune Energy Center Hybrid | 63731_G_NT325 | 63731 | G | NT325 |  | Solar PV |  | WECC_CO | Colorado | 8 | Pueblo | 101 | 08101 | 325 | 0 | 2023 | 9999 |  |  | N | Solar | [13 empty] | 0 | 0 | 0 | 0 | [11 empty] | Neptune Energy Center, LLC | 100 | Neptune Energy Center, LLC | 100 | Non-regulated
ESA Buies Creek, LLC | 63732_G_11630 | 63732 | G | 11630 |  | Solar PV |  | S_VACA | North Carolina | 37 | Harnett | 85 | 37085 | 2.8 | 0 | 2020 | 9999 |  |  | N | Solar | [13 empty] | 0 | 0 | 0 | 0 | [11 empty] | Sol Systems | 100 | Sol Systems | 100 | Non-regulated
Eros Solar, LLC | 63733_G_11631 | 63733 | G | 11631 |  | Solar PV |  | S_VACA | North Carolina | 37 | Duplin | 61 | 37061 | 5 | 0 | 2020 | 9999 |  |  | N | Solar | [13 empty] | 0 | 0 | 0 | 0 | [11 empty] | Sol Systems | 100 | Sol Systems | 100 | Non-regulated
Ventura Solar, LLC | 63734_G_11632 | 63734 | G | 11632 |  | Solar PV |  | S_VACA | North Carolina | 37 | Alexander | 3 | 37003 | 5 | 0 | 2020 | 9999 |  |  | N | Solar | [13 empty] | 0 | 0 | 0 | 0 | [11 empty] | Sol Systems | 100 | Sol Systems | 100 | Non-regulated
Silverstrand Grid Energy Storage System | 63735_G_SLV01 | 63735 | G | SLV01 |  | Energy Storage |  | WECC_SCE | California | 6 | Ventura | 111 | 06111 | 11 | 0 | 2021 | 9999 |  |  | N | Energy Storage | [13 empty] | 0 | 0 | 0 | 0 | [11 empty] | Silverstrand Grid, LLC | 100 | Silverstrand Grid, LLC | 100 | Non-regulated
Chisholm Grid Energy Storage System | 63737_G_CHS01 | 63737 | G | CHS01 |  | Energy Storage |  | ERC_REST | Texas | 48 | Tarrant | 439 | 48439 | 100 | 0 | 2021 | 9999 |  |  | N | Energy Storage | [13 empty] | 0 | 0 | 0 | 0 | [11 empty] | Chisholm Grid, LLC | 100 | Chisholm Grid, LLC | 100 | Non-regulated
Helena Wind | 63738_G_HEL | 63738 | G | HEL |  | Onshore Wind |  | ERC_REST | Texas | 48 | Bee | 25 | 48025 | 250 | 0 | 2022 | 9999 |  |  | N | Wind | [13 empty] | 0 | 0 | 0 | 0 | [11 empty] | Helena Wind, LLC | 100 | Helena Wind, LLC | 100 | Non-regulated
Las Majadas Wind Farm | 63739_G_LMAJ | 63739 | G | LMAJ |  | Onshore Wind |  | ERC_REST | Texas | 48 | Willacy | 489 | 48489 | 272.6 | 0 | 2021 | 9999 |  |  | N | Wind | [13 empty] | 0 | 0 | 0 | 0 | [11 empty] | Las Majadas Wind Farm, LLC | 100 | Las Majadas Wind Farm, LLC | 100 | Non-regulated
USS Bluff Country Solar CSG | 63741_G_USBCS | 63741 | G | USBCS |  | Solar PV |  | MIS_MNWI | Minnesota | 27 | Winona | 169 | 27169 | 1 | 0 | 2020 | 9999 |  |  | N | Solar | [13 empty] | 0 | 0 | 0 | 0 | [11 empty] | USS Bluff Country Solar | 100 | USS Bluff Country Solar | 100 | Non-regulated
USS Viceroy Solar LLC CSG | 63742_G_USVIC | 63742 | G | USVIC |  | Solar PV |  | MIS_MNWI | Minnesota | 27 | Pope | 121 | 27121 | 1 | 0 | 2021 | 9999 |  |  | N | Solar | [13 empty] | 0 | 0 | 0 | 0 | [11 empty] | USS Viceroy Solar LLC | 100 | USS Viceroy Solar LLC | 100 | Non-regulated
USS Solar Way LLC CSG | 63743_G_SOLWY | 63743 | G | SOLWY |  | Solar PV |  | MIS_MNWI | Minnesota | 27 | Freeborn | 47 | 27047 | 1 | 0 | 2020 | 9999 |  |  | N | Solar | [13 empty] | 0 | 0 | 0 | 0 | [11 empty] | Standard Solar | 100 | Standard Solar | 100 | Non-regulated
USS Hubers Solar LLC CSG | 63744_G_HUBER | 63744 | G | HUBER |  | Solar PV |  | MIS_MNWI | Minnesota | 27 | Rice | 131 | 27131 | 1 | 0 | 2021 | 9999 |  |  | N | Solar | [13 empty] | 0 | 0 | 0 | 0 | [11 empty] | USS Hubers Solar LLC | 100 | USS Hubers Solar LLC | 100 | Non-regulated
Greensville County Solar Project, LLC | 63745_G_GVSO | 63745 | G | GVSO |  | Solar PV |  | PJM_Dom | Virginia | 51 | Greensville | 81 | 51081 | 80 | 0 | 2020 | 9999 |  |  | N | Solar | [13 empty] | 0 | 0 | 0 | 0 | [11 empty] | Dominion Energy Inc. | 100 | Dominion Energy Inc. | 100 | Regulated
TWE Myrtle Solar Farm, LLC | 63746_G_MYSO | 63746 | G | MYSO |  | Solar PV |  | PJM_Dom | Virginia | 51 | Suffolk City | 800 | 51800 | 15 | 0 | 2020 | 9999 |  |  | N | Solar | [13 empty] | 0 | 0 | 0 | 0 | [11 empty] | Dominion Energy Inc. | 100 | Dominion Energy Inc. | 100 | Regulated
Fogarty CSG | 63747_G_GRA | 63747 | G | GRA |  | Solar PV |  | NY_Z_G-I | New York | 36 | Orange | 71 | 36071 | 2 | 0 | 2021 | 9999 |  |  | N | Solar | [13 empty] | 0 | 0 | 0 | 0 | [11 empty] | Fogarty Solar LLC | 100 | Fogarty Solar LLC | 100 | Non-regulated
Mount Hope West | 63748_G_MHW | 63748 | G | MHW |  | Solar PV |  | NY_Z_G-I | New York | 36 | Orange | 71 | 36071 | 1.9 | 0 | 2020 | 9999 |  |  | N | Solar | [13 empty] | 0 | 0 | 0 | 0 | [11 empty] | Mount Hope Solar 2 LLC | 100 | Mount Hope Solar 2 LLC | 100 | Non-regulated
Mount Hope East | 63749_G_MHE | 63749 | G | MHE |  | Solar PV |  | NY_Z_G-I | New York | 36 | Orange | 71 | 36071 | 1.9 | 0 | 2019 | 9999 |  |  | N | Solar | [13 empty] | 0 | 0 | 0 | 0 | [11 empty] | Mount Hope Solar 1 LLC | 100 | Mount Hope Solar 1 LLC | 100 | Non-regulated
Bluestone | 63750_G_BLU | 63750 | G | BLU |  | Solar PV |  | NY_Z_G-I | New York | 36 | Ulster | 111 | 36111 | 2 | 0 | 2019 | 9999 |  |  | N | Solar | [13 empty] | 0 | 0 | 0 | 0 | [11 empty] | Bluestone Solar LLC | 100 | Bluestone Solar LLC | 100 | Non-regulated
Underhill | 63751_G_UND | 63751 | G | UND |  | Solar PV |  | NY_Z_G-I | New York | 36 | Dutchess | 27 | 36027 | 2 | 0 | 2019 | 9999 |  |  | N | Solar | [13 empty] | 0 | 0 | 0 | 0 | [11 empty] | Underhill Solar LLC | 100 | Underhill Solar LLC | 100 | Non-regulated
Grabinski | 63752_G_GRA | 63752 | G | GRA |  | Solar PV |  | NY_Z_G-I | New York | 36 | Orange | 71 | 36071 | 2 | 0 | 2019 | 9999 |  |  | N | Solar | [13 empty] | 0 | 0 | 0 | 0 | [11 empty] | Grabinski Solar LLC | 100 | Grabinski Solar LLC | 100 | Non-regulated
Platteville Solar CSG, LLC | 63753_G_218 | 63753 | G | 218 |  | Solar PV |  | WECC_CO | Colorado | 8 | Weld | 123 | 08123 | 1.3 | 0 | 2020 | 9999 |  |  | N | Solar | [13 empty] | 0 | 0 | 0 | 0 | [11 empty] | Greenbacker Renewable Energy Corporation | 100 | Greenbacker Renewable Energy Corporation | 100 | Non-regulated
Gulf Power Blue Indigo Energy | 63754_G_SBI01 | 63754 | G | SBI01 |  | Solar PV |  | S_SOU | Florida | 12 | Jackson | 63 | 12063 | 74.5 | 0 | 2020 | 9999 |  |  | N | Solar | [13 empty] | 0 | 0 | 0 | 0 | [11 empty] | Florida Power & Light Co | 100 | Florida Power & Light Co | 100 | Regulated
Milner Butte LFGE | 63755_G_E2 | 63755 | G | E2 |  | Landfill Gas |  | WECC_ID | Idaho | 16 | Cassia | 31 | 16031 | 1.3 | 8513 | 2018 | 9999 |  |  | N | Landfill Gas | [13 empty] | 0.22117 | 0.22117 | 0.22117 | 0.22117 | [11 empty] | Southern Idaho Solid Waste | 100 | Southern Idaho Solid Waste | 100 | Regulated
Milner Butte LFGE | 63755_G_E3 | 63755 | G | E3 |  | Landfill Gas |  | WECC_ID | Idaho | 16 | Cassia | 31 | 16031 | 1.3 | 8513 | 2018 | 9999 |  |  | N | Landfill Gas | [13 empty] | 0.22117 | 0.22117 | 0.22117 | 0.22117 | [11 empty] | Southern Idaho Solid Waste | 100 | Southern Idaho Solid Waste | 100 | Regulated
Omtanke Solar | 63756_G_DGSC1 | 63756 | G | DGSC1 |  | Solar PV |  | S_VACA | South Carolina | 45 | Berkeley | 15 | 45015 | 6 | 0 | 2020 | 9999 |  |  | N | Solar | [13 empty] | 0 | 0 | 0 | 0 | [11 empty] | DG South Carolina Solar, LLC | 100 | DG South Carolina Solar, LLC | 100 | Non-regulated
Madero Grid | 63757_G_MAD01 | 63757 | G | MAD01 |  | Energy Storage |  | ERC_REST | Texas | 48 | Hidalgo | 215 | 48215 | 100 | 0 | 2023 | 9999 |  |  | N | Energy Storage | [13 empty] | 0 | 0 | 0 | 0 | [11 empty] | Madero Grid, LLC | 100 | Madero Grid, LLC | 100 | Non-regulated
Ballenger Road Solar A | 63759_G_BALGR | 63759 | G | BALGR |  | Solar PV |  | S_VACA | South Carolina | 45 | Spartanburg | 83 | 45083 | 2 | 0 | 2020 | 9999 |  |  | N | Solar | [13 empty] | 0 | 0 | 0 | 0 | [11 empty] | RPSC Solar 5, LLC | 100 | RPSC Solar 5, LLC | 100 | Non-regulated
White Horse Solar A | 63760_G_WHRSA | 63760 | G | WHRSA |  | Solar PV |  | S_VACA | South Carolina | 45 | Greenville | 45 | 45045 | 2 | 0 | 2020 | 9999 |  |  | N | Solar | [13 empty] | 0 | 0 | 0 | 0 | [11 empty] | RPSC Solar 7, LLC | 100 | RPSC Solar 7, LLC | 100 | Non-regulated
Soscol Ferry Solar | 63761_G_SSCLC | 63761 | G | SSCLC |  | Solar PV |  | WEC_CALN | California | 6 | Napa | 55 | 06055 | 1 | 0 | 2020 | 9999 |  |  | N | Solar | [13 empty] | 0 | 0 | 0 | 0 | [11 empty] | RP Napa Solar 2, LLC | 100 | RP Napa Solar 2, LLC | 100 | Non-regulated
Soscol Ferry Solar | 63761_G_SSCLD | 63761 | G | SSCLD |  | Solar PV |  | WEC_CALN | California | 6 | Napa | 55 | 06055 | 1 | 0 | 2020 | 9999 |  |  | N | Solar | [13 empty] | 0 | 0 | 0 | 0 | [11 empty] | RP Napa Solar 2, LLC | 100 | RP Napa Solar 2, LLC | 100 | Non-regulated
Silveira Ranch Road Solar | 63762_G_SILVA | 63762 | G | SILVA |  | Solar PV |  | WEC_CALN | California | 6 | Marin | 41 | 06041 | 1 | 0 | 2021 | 9999 |  |  | N | Solar | [13 empty] | 0 | 0 | 0 | 0 | [11 empty] | RP Napa Solar 3, LLC | 100 | RP Napa Solar 3, LLC | 100 | Non-regulated
Silveira Ranch Road Solar | 63762_G_SILVB | 63762 | G | SILVB |  | Solar PV |  | WEC_CALN | California | 6 | Marin | 41 | 06041 | 1 | 0 | 2021 | 9999 |  |  | N | Solar | [13 empty] | 0 | 0 | 0 | 0 | [11 empty] | RP Napa Solar 3, LLC | 100 | RP Napa Solar 3, LLC | 100 | Non-regulated
Silveira Ranch Road Solar | 63762_G_SILVC | 63762 | G | SILVC |  | Solar PV |  | WEC_CALN | California | 6 | Marin | 41 | 06041 | 1 | 0 | 2021 | 9999 |  |  | N | Solar | [13 empty] | 0 | 0 | 0 | 0 | [11 empty] | RP Napa Solar 3, LLC | 100 | RP Napa Solar 3, LLC | 100 | Non-regulated
CES Agawam Tuckahoe Solar Hybrid | 63763_G_ATES | 63763 | G | ATES |  | Energy Storage |  | NENGREST | Massachusetts | 25 | Hampden | 13 | 25013 | 2.6 | 0 | 2021 | 9999 |  |  | N | Energy Storage | [13 empty] | 0 | 0 | 0 | 0 | [11 empty] | CES Agawam Tuckahoe Solar LLC | 100 | CES Agawam Tuckahoe Solar LLC | 100 | Non-regulated
CES Agawam Tuckahoe Solar Hybrid | 63763_G_ATPV | 63763 | G | ATPV |  | Solar PV |  | NENGREST | Massachusetts | 25 | Hampden | 13 | 25013 | 3.6 | 0 | 2021 | 9999 |  |  | N | Solar | [13 empty] | 0 | 0 | 0 | 0 | [11 empty] | CES Agawam Tuckahoe Solar LLC | 100 | CES Agawam Tuckahoe Solar LLC | 100 | Non-regulated
Elm Branch Solar 1 | 63764_G_TXEB1 | 63764 | G | TXEB1 |  | Solar PV |  | ERC_REST | Texas | 48 | Ellis | 139 | 48139 | 134.7 | 0 | 2021 | 9999 |  |  | N | Solar | [13 empty] | 0 | 0 | 0 | 0 | [11 empty] | Elm Branch Solar 1, LLC | 100 | Elm Branch Solar 1, LLC | 100 | Non-regulated
Black Bear Solar 1 | 63765_G_ALBB1 | 63765 | G | ALBB1 |  | Solar PV |  | S_SOU | Alabama | 1 | Montgomery | 101 | 01101 | 100 | 0 | 2023 | 9999 |  |  | N | Solar | [13 empty] | 0 | 0 | 0 | 0 | [11 empty] | Black Bear Alabama Solar 1, LLC | 100 | Black Bear Alabama Solar 1, LLC | 100 | Non-regulated
Happy Solar 1 | 63766_G_ARHA1 | 63766 | G | ARHA1 |  | Solar PV |  | MIS_AR | Arkansas | 5 | White | 145 | 05145 | 95 | 0 | 2023 | 9999 |  |  | N | Solar | [13 empty] | 0 | 0 | 0 | 0 | [11 empty] | Happy Solar 1, LLC | 100 | Happy Solar 1, LLC | 100 | Non-regulated
Elk Hill Solar 2 | 63768_G_PAEH2 | 63768 | G | PAEH2 |  | Solar PV |  | PJM_AP | Pennsylvania | 42 | Franklin | 55 | 42055 | 15 | 0 | 2020 | 9999 |  |  | N | Solar | [13 empty] | 0 | 0 | 0 | 0 | [11 empty] | Elk Hill Solar 2, LLC | 100 | Elk Hill Solar 2, LLC | 100 | Non-regulated
Briar Creek Solar 1 | 63769_G_TXBC1 | 63769 | G | TXBC1 |  | Solar PV |  | ERC_REST | Texas | 48 | Navarro | 349 | 48349 | 127 | 0 | 2021 | 9999 |  |  | N | Solar | [13 empty] | 0 | 0 | 0 | 0 | [11 empty] | Briar Creek Solar 1, LLC | 100 | Briar Creek Solar 1, LLC | 100 | Non-regulated
Ocracoke Hybrid | 6377_G_1 | 6377 | G | 1 |  | Combustion Turbine | IC Engine | S_VACA | North Carolina | 37 | Hyde | 95 | 37095 | 3 | 25000 | 1991 | 9999 |  |  | N | Distillate Fuel Oil | [12 empty] | 2.3 | 1.6498 | 1.6498 | 1.6498 | 1.6498 | [11 empty] | North Carolina Electric Membership Corp | 100 | North Carolina Electric Membership Corp | 100 | Regulated
Ocracoke Hybrid | 6377_G_BAT | 6377 | G | BAT |  | Energy Storage |  | S_VACA | North Carolina | 37 | Hyde | 95 | 37095 | 1 | 0 | 2017 | 9999 |  |  | N | Energy Storage | [13 empty] | 0 | 0 | 0 | 0 | [11 empty] | North Carolina Electric Membership Corp | 100 | North Carolina Electric Membership Corp | 100 | Regulated
Bighorn Solar 1 | 63770_G_COBH1 | 63770 | G | COBH1 |  | Solar PV |  | WECC_CO | Colorado | 8 | Pueblo | 101 | 08101 | 240 | 0 | 2021 | 9999 |  |  | N | Solar | [13 empty] | 0 | 0 | 0 | 0 | [11 empty] | Bighorn Solar 1, LLC | 100 | Bighorn Solar 1, LLC | 100 | Non-regulated
Adirondack Solar | 63772_G_1394 | 63772 | G | 1394 |  | Solar PV |  | NY_Z_D | New York | 36 | Clinton | 19 | 36019 | 1.1 | 0 | 2018 | 9999 |  |  | N | Solar | [13 empty] | 0 | 0 | 0 | 0 | [11 empty] | Cypress Creek Renewables | 100 | Cypress Creek Renewables | 100 | Non-regulated
Elk Hill Solar 1 | 63773_G_PAEH1 | 63773 | G | PAEH1 |  | Solar PV |  | PJM_AP | Pennsylvania | 42 | Franklin | 55 | 42055 | 20 | 0 | 2022 | 9999 |  |  | N | Solar | [13 empty] | 0 | 0 | 0 | 0 | [11 empty] | Elk Hill Solar 1, LLC | 100 | Elk Hill Solar 1, LLC | 100 | Non-regulated
Mount Kisco Landfill Solar & Storage CSG | 63774_G_KISCB | 63774 | G | KISCB |  | Energy Storage |  | NY_Z_G-I | New York | 36 | Westchester | 119 | 36119 | 0.5 | 0 | 2020 | 9999 |  |  | N | Energy Storage | [13 empty] | 0 | 0 | 0 | 0 | [11 empty] | BQ Energy LLC | 100 | BQ Energy LLC | 100 | Non-regulated
Mount Kisco Landfill Solar & Storage CSG | 63774_G_KRS | 63774 | G | KRS |  | Solar PV |  | NY_Z_G-I | New York | 36 | Westchester | 119 | 36119 | 1 | 0 | 2020 | 9999 |  |  | N | Solar | [13 empty] | 0 | 0 | 0 | 0 | [11 empty] | BQ Energy LLC | 100 | BQ Energy LLC | 100 | Non-regulated
Tech Square Microgrid | 63775_G_BESS1 | 63775 | G | BESS1 |  | Energy Storage |  | S_SOU | Georgia | 13 | Fulton | 121 | 13121 | 0.2 | 0 | 2020 | 9999 |  |  | N | Energy Storage | [13 empty] | 0 | 0 | 0 | 0 | [11 empty] | Georgia Power Co | 100 | Georgia Power Co | 100 | Regulated
Tech Square Microgrid | 63775_G_DG1 | 63775 | G | DG1 |  | Combustion Turbine | IC Engine | S_SOU | Georgia | 13 | Fulton | 121 | 13121 | 0.6 | 9905 | 2020 | 9999 |  |  | N | Natural Gas, Distillate Fuel Oil | [13 empty] | 0.011 | 0.011 | 0.011 | 0.011 | [11 empty] | Georgia Power Co | 100 | Georgia Power Co | 100 | Regulated
Tech Square Microgrid | 63775_G_FC1 | 63775 | G | FC1 |  | Fuel Cell |  | S_SOU | Georgia | 13 | Fulton | 121 | 13121 | 0.2 | 6469 | 2020 | 9999 |  |  | N | Natural Gas | [13 empty] | 0 | 0 | 0 | 0 | [11 empty] | Georgia Power Co | 100 | Georgia Power Co | 100 | Regulated
Tech Square Microgrid | 63775_G_NGE1 | 63775 | G | NGE1 |  | Combustion Turbine | IC Engine | S_SOU | Georgia | 13 | Fulton | 121 | 13121 | 0.2 | 9905 | 2020 | 9999 |  |  | N | Natural Gas, Distillate Fuel Oil | [13 empty] | 0.011 | 0.011 | 0.011 | 0.011 | [11 empty] | Georgia Power Co | 100 | Georgia Power Co | 100 | Regulated
Tech Square Microgrid | 63775_G_NGE2 | 63775 | G | NGE2 |  | Combustion Turbine | IC Engine | S_SOU | Georgia | 13 | Fulton | 121 | 13121 | 0.2 | 9905 | 2020 | 9999 |  |  | N | Natural Gas, Distillate Fuel Oil | [13 empty] | 0.011 | 0.011 | 0.011 | 0.011 | [11 empty] | Georgia Power Co | 100 | Georgia Power Co | 100 | Regulated
Thunder Wolf Energy Center Hybrid | 63776_G_TW100 | 63776 | G | TW100 |  | Energy Storage |  | WECC_CO | Colorado | 8 | Pueblo | 101 | 08101 | 100 | 0 | 2023 | 9999 |  |  | N | Energy Storage | [13 empty] | 0 | 0 | 0 | 0 | [11 empty] | Thunder Wolf Energy Center, LLC | 100 | Thunder Wolf Energy Center, LLC | 100 | Non-regulated
Thunder Wolf Energy Center Hybrid | 63776_G_TW300 | 63776 | G | TW300 |  | Solar PV |  | WECC_CO | Colorado | 8 | Pueblo | 101 | 08101 | 248 | 0 | 2023 | 9999 |  |  | N | Solar | [13 empty] | 0 | 0 | 0 | 0 | [11 empty] | Thunder Wolf Energy Center, LLC | 100 | Thunder Wolf Energy Center, LLC | 100 | Non-regulated
Pinson Solar Farm | 63777_G_1310 | 63777 | G | 1310 |  | Solar PV |  | S_VACA | South Carolina | 45 | Spartanburg | 83 | 45083 | 20 | 0 | 2022 | 9999 |  |  | N | Solar | [13 empty] | 0 | 0 | 0 | 0 | [11 empty] | Alchemy Renewable Energy | 100 | Alchemy Renewable Energy | 100 | Non-regulated
Suntex Solar, LLC | 63778_G_3 | 63778 | G | 3 |  | Solar PV |  | WECC_PNW | Oregon | 41 | Harney | 25 | 41025 | 10 | 0 | 2020 | 9999 |  |  | N | Solar | [13 empty] | 0 | 0 | 0 | 0 | [11 empty] | SC Oregon 2 Lessor Parent, LLC | 100 | SC Oregon 2 Lessor Parent, LLC | 100 | Non-regulated
Rock Garden Solar, LLC | 63779_G_4 | 63779 | G | 4 |  | Solar PV |  | WECC_PNW | Oregon | 41 | Lake | 37 | 41037 | 10 | 0 | 2020 | 9999 |  |  | N | Solar | [13 empty] | 0 | 0 | 0 | 0 | [11 empty] | SC Oregon 2 Lessor Parent, LLC | 100 | SC Oregon 2 Lessor Parent, LLC | 100 | Non-regulated
Dwight | 6378_G_DW2 | 6378 | G | DW2 |  | Hydro |  | NENGREST | Massachusetts | 25 | Hampden | 13 | 25013 | 0.4 | 0 | 1920 | 9999 |  |  | N | Hydro | [13 empty] | 0 | 0 | 0 | 0 | [11 empty] | EP Energy Massachusetts LLC | 100 | Essential Power LLC | 100 | Non-regulated
Dwight | 6378_G_DW3 | 6378 | G | DW3 |  | Hydro |  | NENGREST | Massachusetts | 25 | Hampden | 13 | 25013 | 0.4 | 0 | 1920 | 9999 |  |  | N | Hydro | [13 empty] | 0 | 0 | 0 | 0 | [11 empty] | EP Energy Massachusetts LLC | 100 | Essential Power LLC | 100 | Non-regulated
Dwight | 6378_G_DW4 | 6378 | G | DW4 |  | Hydro |  | NENGREST | Massachusetts | 25 | Hampden | 13 | 25013 | 0.4 | 0 | 1920 | 9999 |  |  | N | Hydro | [13 empty] | 0 | 0 | 0 | 0 | [11 empty] | EP Energy Massachusetts LLC | 100 | Essential Power LLC | 100 | Non-regulated
NY- CSG- Johnstown 2 | 63780_G_JOHN2 | 63780 | G | JOHN2 |  | Solar PV |  | NY_Z_F | New York | 36 | Fulton | 35 | 36035 | 2 | 0 | 2020 | 9999 |  |  | N | Solar | [13 empty] | 0 | 0 | 0 | 0 | [11 empty] | NY- CSG- Johnstown 2 | 100 | NY- CSG- Johnstown 2 | 100 | Non-regulated
NY- CSG- Livingston 4 | 63781_G_LIV4 | 63781 | G | LIV4 |  | Solar PV |  | NY_Z_B | New York | 36 | Livingston | 51 | 36051 | 2 | 0 | 2020 | 9999 |  |  | N | Solar | [13 empty] | 0 | 0 | 0 | 0 | [11 empty] | NY- CSG- Livingston 4 | 100 | NY- CSG- Livingston 4 | 100 | Non-regulated
Rough Hat | 63782_G_RH1 | 63782 | G | RH1 |  | Solar PV |  | WECC_SNV | Nevada | 32 | Clark | 3 | 32003 | 400 | 0 | 2026 | 9999 |  |  | N | Solar | [13 empty] | 0 | 0 | 0 | 0 | [11 empty] | Naturgy Candela DevCo LLC | 100 | Naturgy Candela DevCo LLC | 100 | Non-regulated
Rough Hat 2 | 63783_G_RH2 | 63783 | G | RH2 |  | Solar PV |  | WECC_NNV | Nevada | 32 | Nye | 23 | 32023 | 400 | 0 | 2026 | 9999 |  |  | N | Solar | [13 empty] | 0 | 0 | 0 | 0 | [11 empty] | Naturgy Candela DevCo LLC | 100 | Naturgy Candela DevCo LLC | 100 | Non-regulated
Palomino Solar | 63784_G_PLMNO | 63784 | G | PLMNO |  | Solar PV |  | PJM_West | Ohio | 39 | Highland | 71 | 39071 | 200 | 0 | 2024 | 9999 |  |  | N | Solar | [13 empty] | 0 | 0 | 0 | 0 | [11 empty] | Palomino Solar, LLC | 100 | Palomino Solar, LLC | 100 | Non-regulated
Ben Moreell Solar Farm | 63786_G_BMSF | 63786 | G | BMSF |  | Solar PV |  | PJM_EMAC | New Jersey | 34 | Monmouth | 25 | 34025 | 20 | 0 | 2020 | 9999 |  |  | N | Solar | [13 empty] | 0 | 0 | 0 | 0 | [11 empty] | Conductive Power | 100 | Conductive Power | 100 | Non-regulated
Pleasant Hill PV1 | 63787_G_PHILL | 63787 | G | PHILL |  | Solar PV |  | PJM_Dom | North Carolina | 37 | Northampton | 131 | 37131 | 20 | 0 | 2023 | 9999 |  |  | N | Solar | [13 empty] | 0 | 0 | 0 | 0 | [11 empty] | Pine Gate Renewables | 100 | Pine Gate Renewables | 100 | Non-regulated
East Nash PV2 | 63789_G_ENSH2 | 63789 | G | ENSH2 |  | Solar PV |  | S_VACA | North Carolina | 37 | Nash | 127 | 37127 | 23.4 | 0 | 2023 | 9999 |  |  | N | Solar | [13 empty] | 0 | 0 | 0 | 0 | [11 empty] | Pine Gate Renewables | 100 | Pine Gate Renewables | 100 | Non-regulated
Indian Orchard | 6379_G_IO3 | 6379 | G | IO3 |  | Hydro |  | NENGREST | Massachusetts | 25 | Hampden | 13 | 25013 | 1.5 | 0 | 1928 | 9999 |  |  | N | Hydro | [13 empty] | 0 | 0 | 0 | 0 | [11 empty] | EP Energy Massachusetts LLC | 100 | Essential Power LLC | 100 | Non-regulated
Indian Orchard | 6379_G_IO4 | 6379 | G | IO4 |  | Hydro |  | NENGREST | Massachusetts | 25 | Hampden | 13 | 25013 | 2.2 | 0 | 1928 | 9999 |  |  | N | Hydro | [13 empty] | 0 | 0 | 0 | 0 | [11 empty] | EP Energy Massachusetts LLC | 100 | Essential Power LLC | 100 | Non-regulated
Illinois PV Fulton 1 CSG | 63790_G_FULT | 63790 | G | FULT |  | Solar PV |  | MIS_IL | Illinois | 17 | Fulton | 57 | 17057 | 2 | 0 | 2020 | 9999 |  |  | N | Solar | [13 empty] | 0 | 0 | 0 | 0 | [11 empty] | Illinois PV Fulton 1, LLC | 100 | Illinois PV Fulton 1, LLC | 100 | Non-regulated
Sobania Community Solar LLC | 63791_G_SOB01 | 63791 | G | SOB01 |  | Solar PV |  | MIS_MNWI | Minnesota | 27 | Sherburne | 141 | 27141 | 1 | 0 | 2020 | 9999 |  |  | N | Solar | [13 empty] | 0 | 0 | 0 | 0 | [11 empty] | Madison Energy Holdings LLC | 100 | Madison Energy Holdings LLC | 100 | Non-regulated
Svihel Community Solar LLC CSG | 63792_G_SVH01 | 63792 | G | SVH01 |  | Solar PV |  | MIS_MNWI | Minnesota | 27 | Benton | 9 | 27009 | 1 | 0 | 2021 | 9999 |  |  | N | Solar | [13 empty] | 0 | 0 | 0 | 0 | [11 empty] | Svihel Community Solar LLC | 100 | Svihel Community Solar LLC | 100 | Non-regulated
Studenski Community Solar LLC CSG | 63793_G_STU01 | 63793 | G | STU01 |  | Solar PV |  | MIS_MNWI | Minnesota | 27 | Benton | 9 | 27009 | 1 | 0 | 2021 | 9999 |  |  | N | Solar | [13 empty] | 0 | 0 | 0 | 0 | [11 empty] | Studenski Community Solar LLC | 100 | Studenski Community Solar LLC | 100 | Non-regulated
Stevens Community Solar LLC | 63794_G_ST001 | 63794 | G | ST001 |  | Solar PV |  | MIS_MNWI | Minnesota | 27 | Benton | 9 | 27009 | 1 | 0 | 2020 | 9999 |  |  | N | Solar | [13 empty] | 0 | 0 | 0 | 0 | [11 empty] | Madison Energy Holdings LLC | 100 | Madison Energy Holdings LLC | 100 | Non-regulated
Alkali Solar, LLC | 63795_G_2 | 63795 | G | 2 |  | Solar PV |  | WECC_PNW | Oregon | 41 | Lake | 37 | 41037 | 10 | 0 | 2020 | 9999 |  |  | N | Solar | [13 empty] | 0 | 0 | 0 | 0 | [11 empty] | SC Oregon 2 Lessor Parent, LLC | 100 | SC Oregon 2 Lessor Parent, LLC | 100 | Non-regulated
West Hines Solar I, LLC | 63796_G_1 | 63796 | G | 1 |  | Solar PV |  | WECC_PNW | Oregon | 41 | Harney | 25 | 41025 | 10 | 0 | 2020 | 9999 |  |  | N | Solar | [13 empty] | 0 | 0 | 0 | 0 | [11 empty] | SC Oregon 2 Lessor Parent, LLC | 100 | SC Oregon 2 Lessor Parent, LLC | 100 | Non-regulated
Gerdau | 63797_G_GER01 | 63797 | G | GER01 |  | Solar PV |  | ERC_REST | Texas | 48 | Ellis | 139 | 48139 | 80 | 0 | 2023 | 9999 |  |  | N | Solar | [13 empty] | 0 | 0 | 0 | 0 | [11 empty] | 174 Power Global Corp. | 100 | 174 Power Global Corp. | 100 | Non-regulated
Atlas | 63798_G_ATL01 | 63798 | G | ATL01 |  | Solar PV |  | WECC_AZ | Arizona | 4 | La Paz | 12 | 04012 | 300 | 0 | 2024 | 9999 |  |  | N | Solar | [13 empty] | 0 | 0 | 0 | 0 | [11 empty] | 174 Power Global Corp. | 100 | 174 Power Global Corp. | 100 | Non-regulated
Atlas | 63798_G_ATLB1 | 63798 | G | ATLB1 |  | Energy Storage |  | WECC_AZ | Arizona | 4 | La Paz | 12 | 04012 | 300 | 0 | 2024 | 9999 |  |  | N | Energy Storage | [13 empty] | 0 | 0 | 0 | 0 | [11 empty] | 174 Power Global Corp. | 100 | 174 Power Global Corp. | 100 | Non-regulated
Suwannee River | 638_G_P1 | 638 | G | P1 |  | Combustion Turbine |  | FRCC | Florida | 12 | Suwannee | 121 | 12121 | 48 | 14268 | 1980 | 9999 |  |  | N | Natural Gas, Distillate Fuel Oil |  |  |  | H2O | [8 empty] | 0.501 | 0.19261 | 0.19261 | 0.19261 | 0.19261 | [11 empty] | Duke Energy Florida | 100 | Duke Energy Corp | 100 | Regulated
Suwannee River | 638_G_P2 | 638 | G | P2 |  | Combustion Turbine |  | FRCC | Florida | 12 | Suwannee | 121 | 12121 | 48 | 14271 | 1980 | 9999 |  |  | N | Distillate Fuel Oil |  |  |  | H2O | [8 empty] | 0.501 | 0.20207 | 0.20207 | 0.20207 | 0.20207 | [11 empty] | Duke Energy Florida | 100 | Duke Energy Corp | 100 | Regulated
Suwannee River | 638_G_P3 | 638 | G | P3 |  | Combustion Turbine |  | FRCC | Florida | 12 | Suwannee | 121 | 12121 | 49 | 14270 | 1980 | 9999 |  |  | N | Natural Gas, Distillate Fuel Oil |  |  |  | H2O | [8 empty] | 0.501 | 0.2031 | 0.2031 | 0.2031 | 0.2031 | [11 empty] | Duke Energy Florida | 100 | Duke Energy Corp | 100 | Regulated
NY - CSG - Ellsworth II | 63800_G_23 | 63800 | G | 23 |  | Solar PV |  | NY_Z_F | New York | 36 | Saratoga | 91 | 36091 | 2 | 0 | 2019 | 9999 |  |  | N | Solar | [13 empty] | 0 | 0 | 0 | 0 | [11 empty] | Nautilus Solar Solutions | 100 | Nautilus Solar Solutions | 100 | Non-regulated
St. Joseph Solar | 63801_G_1 | 63801 | G | 1 |  | Solar PV |  | PJM_West | Indiana | 18 | St Joseph | 141 | 18141 | 20 | 0 | 2021 | 9999 |  |  | N | Solar | [13 empty] | 0 | 0 | 0 | 0 | [11 empty] | Indiana Michigan Power Co | 100 | Indiana Michigan Power Co | 100 | Regulated
Shady Hills Combined Cycle Facility | 63802_G_G001 | 63802 | G | G001 |  | Combined Cycle |  | FRCC | Florida | 12 | Pasco | 101 | 12101 | 546 | 6370 | 2026 | 9999 |  |  | N | Natural Gas | [13 empty] | 0.011 | 0.011 | 0.011 | 0.011 | [11 empty] | Shady Hills Energy Center, LLC | 100 | Shady Hills Energy Center, LLC | 100 | Non-regulated
Bronco Plains Wind, LLC | 63803_G_WBOPL | 63803 | G | WBOPL |  | Onshore Wind |  | WECC_CO | Colorado | 8 | Kit Carson | 63 | 08063 | 299 | 0 | 2020 | 9999 |  |  | N | Wind | [13 empty] | 0 | 0 | 0 | 0 | [11 empty] | Bronco Plains Wind, LLC | 100 | Bronco Plains Wind, LLC | 100 | Non-regulated
Partridgeville Hybrid CSG | 63804_G_PAR | 63804 | G | PAR |  | Solar PV |  | NENGREST | Massachusetts | 25 | Worcester | 27 | 25027 | 3.3 | 0 | 2020 | 9999 |  |  | N | Solar | [13 empty] | 0 | 0 | 0 | 0 | [11 empty] | Partridgeville Road Solar 1, LLC | 100 | Partridgeville Road Solar 1, LLC | 100 | Non-regulated
Partridgeville Hybrid CSG | 63804_G_PBESS | 63804 | G | PBESS |  | Energy Storage |  | NENGREST | Massachusetts | 25 | Worcester | 27 | 25027 | 2 | 0 | 2020 | 9999 |  |  | N | Energy Storage | [13 empty] | 0 | 0 | 0 | 0 | [11 empty] | Partridgeville Road Solar 1, LLC | 100 | Partridgeville Road Solar 1, LLC | 100 | Non-regulated
Williamsville Hybrid CSG | 63805_G_WBESS | 63805 | G | WBESS |  | Energy Storage |  | NENGREST | Massachusetts | 25 | Worcester | 27 | 25027 | 3.3 | 0 | 2021 | 9999 |  |  | N | Energy Storage | [13 empty] | 0 | 0 | 0 | 0 | [11 empty] | Williamsville Road LLC | 100 | Williamsville Road LLC | 100 | Non-regulated
Williamsville Hybrid CSG | 63805_G_WIL | 63805 | G | WIL |  | Solar PV |  | NENGREST | Massachusetts | 25 | Worcester | 27 | 25027 | 5 | 0 | 2021 | 9999 |  |  | N | Solar | [13 empty] | 0 | 0 | 0 | 0 | [11 empty] | Williamsville Road LLC | 100 | Williamsville Road LLC | 100 | Non-regulated
West River Solar, LLC | 63806_G_PGR28 | 63806 | G | PGR28 |  | Solar PV |  | S_VACA | North Carolina | 37 | Guilford | 81 | 37081 | 40 | 0 | 2023 | 9999 |  |  | N | Solar | [13 empty] | 0 | 0 | 0 | 0 | [11 empty] | West River Solar, LLC | 100 | West River Solar, LLC | 100 | Non-regulated
Sugar Solar, LLC | 63807_G_PGR29 | 63807 | G | PGR29 |  | Solar PV |  | S_VACA | North Carolina | 37 | Yadkin | 197 | 37197 | 60 | 0 | 2021 | 9999 |  |  | N | Solar | [13 empty] | 0 | 0 | 0 | 0 | [11 empty] | Sugar Solar, LLC | 100 | Sugar Solar, LLC | 100 | Non-regulated
Allora Solar, LLC | 63808_G_PGR30 | 63808 | G | PGR30 |  | Solar PV |  | S_VACA | South Carolina | 45 | Lexington | 63 | 45063 | 75 | 0 | 2023 | 9999 |  |  | N | Solar | [13 empty] | 0 | 0 | 0 | 0 | [11 empty] | Allora Solar, LLC | 100 | Allora Solar, LLC | 100 | Non-regulated
Centerfield Cooper Solar, LLC | 63810_G_PGR24 | 63810 | G | PGR24 |  | Solar PV |  | S_VACA | South Carolina | 45 | Chesterfield | 25 | 45025 | 75 | 0 | 2020 | 9999 |  |  | N | Solar | [13 empty] | 0 | 0 | 0 | 0 | [11 empty] | Centerfield Cooper Solar, LLC | 100 | Centerfield Cooper Solar, LLC | 100 | Non-regulated
Lick Creek Solar, LLC | 63811_G_PGR27 | 63811 | G | PGR27 |  | Solar PV |  | S_VACA | North Carolina | 37 | Stokes | 169 | 37169 | 50 | 0 | 2022 | 9999 |  |  | N | Solar | [13 empty] | 0 | 0 | 0 | 0 | [11 empty] | Lick Creek Solar, LLC | 100 | Lick Creek Solar, LLC | 100 | Non-regulated
Highest Power Solar, LLC | 63812_G_PGR31 | 63812 | G | PGR31 |  | Solar PV |  | S_VACA | North Carolina | 37 | Franklin | 69 | 37069 | 48.7 | 0 | 2022 | 9999 |  |  | N | Solar | [13 empty] | 0 | 0 | 0 | 0 | [11 empty] | Highest Power Solar, LLC | 100 | Highest Power Solar, LLC | 100 | Non-regulated
Gunsight Solar, LLC | 63813_G_PGR26 | 63813 | G | PGR26 |  | Solar PV |  | S_VACA | South Carolina | 45 | Lexington | 63 | 45063 | 75 | 0 | 2022 | 9999 |  |  | N | Solar | [13 empty] | 0 | 0 | 0 | 0 | [11 empty] | Gunsight Solar, LLC | 100 | Gunsight Solar, LLC | 100 | Non-regulated
SR Odom | 63814_G_ODOM | 63814 | G | ODOM |  | Solar PV |  | S_SOU | Georgia | 13 | Colquitt | 71 | 13071 | 20 | 0 | 2020 | 9999 |  |  | N | Solar | [13 empty] | 0 | 0 | 0 | 0 | [11 empty] | Odom Solar, LLC | 100 | Odom Solar, LLC | 100 | Non-regulated
Hecate Energy Gedney Hill | 63815_G_GEDNY | 63815 | G | GEDNY |  | Solar PV |  | NY_Z_F | New York | 36 | Albany | 1 | 36001 | 20 | 0 | 2024 | 9999 |  |  | N | Solar | [13 empty] | 0 | 0 | 0 | 0 | [11 empty] | Hecate Energy Gedney Hill LLC | 100 | Hecate Energy Gedney Hill LLC | 100 | Non-regulated
RJC CSG, LLC | 63816_G_RJC01 | 63816 | G | RJC01 |  | Solar PV |  | MIS_MNWI | Minnesota | 27 | Steele | 147 | 27147 | 1 | 0 | 2021 | 9999 |  |  | N | Solar | [13 empty] | 0 | 0 | 0 | 0 | [11 empty] | Madison Energy Holdings LLC | 100 | Madison Energy Holdings LLC | 100 | Non-regulated
Hinterland CSG, LLC | 63817_G_HIN01 | 63817 | G | HIN01 |  | Solar PV |  | MIS_MNWI | Minnesota | 27 | Sherburne | 141 | 27141 | 1 | 0 | 2020 | 9999 |  |  | N | Solar | [13 empty] | 0 | 0 | 0 | 0 | [11 empty] | Madison Energy Holdings LLC | 100 | Madison Energy Holdings LLC | 100 | Non-regulated
Panther Grove Wind, LLC | 63818_G_78787 | 63818 | G | 78787 |  | Onshore Wind |  | PJM_COMD | Illinois | 17 | Woodford | 203 | 17203 | 400 | 0 | 2024 | 9999 |  |  | N | Wind | [13 empty] | 0 | 0 | 0 | 0 | [11 empty] | Panther Grove Wind, LLC | 100 | Panther Grove Wind, LLC | 100 | Non-regulated
Betcher CSG 1, LLC | 63819_G_BET01 | 63819 | G | BET01 |  | Solar PV |  | MIS_MNWI | Minnesota | 27 | Goodhue | 49 | 27049 | 1 | 0 | 2020 | 9999 |  |  | N | Solar | [13 empty] | 0 | 0 | 0 | 0 | [11 empty] | Madison Energy Holdings LLC | 100 | Madison Energy Holdings LLC | 100 | Non-regulated
Huneke CSG 1, LLC | 63820_G_HUN01 | 63820 | G | HUN01 |  | Solar PV |  | MIS_MNWI | Minnesota | 27 | Goodhue | 49 | 27049 | 1 | 0 | 2020 | 9999 |  |  | N | Solar | [13 empty] | 0 | 0 | 0 | 0 | [11 empty] | Madison Energy Holdings LLC | 100 | Madison Energy Holdings LLC | 100 | Non-regulated
Huneke CSG 2, LLC | 63821_G_HUN02 | 63821 | G | HUN02 |  | Solar PV |  | MIS_MNWI | Minnesota | 27 | Goodhue | 49 | 27049 | 1 | 0 | 2020 | 9999 |  |  | N | Solar | [13 empty] | 0 | 0 | 0 | 0 | [11 empty] | Madison Energy Holdings LLC | 100 | Madison Energy Holdings LLC | 100 | Non-regulated
CED Beecher Sun Solar | 63823_G_BS1 | 63823 | G | BS1 |  | Solar PV |  | PJM_COMD | Illinois | 17 | Will | 197 | 17197 | 2 | 0 | 2021 | 9999 |  |  | N | Solar | [11 empty] | 0 |  | 0 | 0 | 0 | 0 | [11 empty] | Bay4 Energy Services, LLC | 100 | Bay4 Energy Services, LLC | 100 | Non-regulated
CED Hilltop Solar | 63824_G_HS1 | 63824 | G | HS1 |  | Solar PV |  | PJM_COMD | Illinois | 17 | Winnebago | 201 | 17201 | 2 | 0 | 2021 | 9999 |  |  | N | Solar | [11 empty] | 0 |  | 0 | 0 | 0 | 0 | [11 empty] | Bay4 Energy Services, LLC | 100 | Bay4 Energy Services, LLC | 100 | Non-regulated
Lineage Logistics Solar | 63825_G_LLCHI | 63825 | G | LLCHI |  | Solar PV |  | PJM_COMD | Illinois | 17 | Will | 197 | 17197 | 1.6 | 0 | 2019 | 9999 |  |  | N | Solar | [13 empty] | 0 | 0 | 0 | 0 | [11 empty] | DG Illinois Solar, LLC | 100 | DG Illinois Solar, LLC | 100 | Non-regulated
Partin Solar | 63827_G_95 | 63827 | G | 95 |  | Solar PV |  | S_VACA | North Carolina | 37 | Surry | 171 | 37171 | 50 | 0 | 2023 | 9999 |  |  | N | Solar | [13 empty] | 0 | 0 | 0 | 0 | [11 empty] | Partin Solar, LLC | 100 | Partin Solar, LLC | 100 | Non-regulated
Hardin Solar Energy II LLC | 63828_G_GEN1 | 63828 | G | GEN1 |  | Solar PV |  | PJM_West | Ohio | 39 | Hardin | 65 | 39065 | 170 | 0 | 2023 | 9999 |  |  | N | Solar | [13 empty] | 0 | 0 | 0 | 0 | [11 empty] | Invenergy Services LLC | 100 | Invenergy Services LLC | 100 | Non-regulated
Conagra Foods at St. Elmo | 63830_G_CFS | 63830 | G | CFS |  | Solar PV |  | MIS_IL | Illinois | 17 | Fayette | 51 | 17051 | 1.8 | 0 | 2021 | 9999 |  |  | N | Solar | [13 empty] | 0 | 0 | 0 | 0 | [11 empty] | Luminace Solar Illinois 2, LLC | 100 | Luminace Solar Illinois 2, LLC | 100 | Non-regulated
Bluebird Solar SC LLC | 63833_G_BB | 63833 | G | BB |  | Solar PV |  | S_VACA | South Carolina | 45 | Anderson | 7 | 45007 | 3 | 0 | 2020 | 9999 |  |  | N | Solar | [13 empty] | 0 | 0 | 0 | 0 | [11 empty] | Bluebird Solar LLC | 100 | Bluebird Solar LLC | 100 | Non-regulated
Gateway Energy Storage System | 63834_G_GTWAY | 63834 | G | GTWAY |  | Energy Storage |  | WEC_SDGE | California | 6 | San Diego | 73 | 06073 | 250 | 0 | 2020 | 9999 |  |  | N | Energy Storage | [13 empty] | 0 | 0 | 0 | 0 | [11 empty] | Gateway Energy Storage, LLC | 100 | Gateway Energy Storage, LLC | 100 | Non-regulated
Pilot Mountain Solar, LLC | 63835_G_PV1 | 63835 | G | PV1 |  | Solar PV |  | S_VACA | North Carolina | 37 | Stokes | 169 | 37169 | 4.9 | 0 | 2020 | 9999 |  |  | N | Solar | [13 empty] | 0 | 0 | 0 | 0 | [11 empty] | New Energy Solar | 100 | New Energy Solar | 100 | Non-regulated
Benson Solar, LLC | 63836_G_PV1 | 63836 | G | PV1 |  | Solar PV |  | S_VACA | North Carolina | 37 | Johnston | 101 | 37101 | 4.9 | 0 | 2020 | 9999 |  |  | N | Solar | [13 empty] | 0 | 0 | 0 | 0 | [11 empty] | New Energy Solar | 100 | New Energy Solar | 100 | Non-regulated
Lane II Solar, LLC | 63837_G_PV1 | 63837 | G | PV1 |  | Solar PV |  | S_VACA | North Carolina | 37 | Wayne | 191 | 37191 | 4.9 | 0 | 2020 | 9999 |  |  | N | Solar | [13 empty] | 0 | 0 | 0 | 0 | [11 empty] | New Energy Solar | 100 | New Energy Solar | 100 | Non-regulated
High Point Solar LLC | 63838_G_HPS | 63838 | G | HPS |  | Solar PV |  | PJM_COMD | Illinois | 17 | Stephenson | 177 | 17177 | 100 | 0 | 2023 | 9999 |  |  | N | Solar | [13 empty] | 0 | 0 | 0 | 0 | [11 empty] | Acciona Energy USA Global, LLC | 100 | Acciona Energy USA Global, LLC | 100 | Non-regulated
Midlands | 63839_G_1113 | 63839 | G | 1113 |  | Solar PV |  | S_VACA | South Carolina | 45 | Calhoun | 17 | 45017 | 72.1 | 0 | 2020 | 9999 |  |  | N | Solar | [13 empty] | 0 | 0 | 0 | 0 | [11 empty] | Cubico USA, LLC | 100 | Cubico USA, LLC | 100 | Non-regulated
Sparta Solar | 63840_G_1111 | 63840 | G | 1111 |  | Solar PV |  | ERC_REST | Texas | 48 | Bee | 25 | 48025 | 250 | 0 | 2023 | 9999 |  |  | N | Solar | [13 empty] | 0 | 0 | 0 | 0 | [11 empty] | Sparta Solar, LLC | 100 | Sparta Solar, LLC | 100 | Non-regulated
Arida Solar (Hybrid) | 63841_G_ARIDA | 63841 | G | ARIDA |  | Solar PV |  | WECC_SNV | Nevada | 32 | Clark | 3 | 32003 | 370 | 0 | 2025 | 9999 |  |  | N | Solar | [13 empty] | 0 | 0 | 0 | 0 | [11 empty] | 326FW 8me LLC | 100 | 326FW 8me LLC | 100 | Non-regulated
Arida Solar (Hybrid) | 63841_G_BESS | 63841 | G | BESS |  | Energy Storage |  | WECC_SNV | Nevada | 32 | Clark | 3 | 32003 | 185 | 0 | 2024 | 9999 |  |  | N | Energy Storage | [13 empty] | 0 | 0 | 0 | 0 | [11 empty] | 326FW 8me LLC | 100 | 326FW 8me LLC | 100 | Non-regulated
Trent River Solar, LLC | 63842_G_PGR25 | 63842 | G | PGR25 |  | Solar PV |  | S_VACA | North Carolina | 37 | Jones | 103 | 37103 | 78.7 | 0 | 2021 | 9999 |  |  | N | Solar | [13 empty] | 0 | 0 | 0 | 0 | [11 empty] | Trent River Solar, LLC | 100 | Trent River Solar, LLC | 100 | Non-regulated
Johanna Energy Center, LLC | 63843_G_SASP1 | 63843 | G | SASP1 |  | Energy Storage |  | WECC_SCE | California | 6 | Orange | 59 | 06059 | 20 | 0 | 2021 | 9999 |  |  | N | Energy Storage | [13 empty] | 0 | 0 | 0 | 0 | [11 empty] | Johanna Energy Center, LLC | 100 | Johanna Energy Center, LLC | 100 | Non-regulated
Fort Calhoun Community Solar | 63844_G_FTCAL | 63844 | G | FTCAL |  | Solar PV |  | SPP_NEBR | Nebraska | 31 | Washington | 177 | 31177 | 5 | 0 | 2019 | 9999 |  |  | N | Solar | [13 empty] | 0 | 0 | 0 | 0 | [11 empty] | DG Southwest Solar Portfolio 2019, LLC | 100 | DG Southwest Solar Portfolio 2019, LLC | 100 | Non-regulated
DePue Holdings, LLC | 63845_G_DEPUE | 63845 | G | DEPUE |  | Solar PV |  | PJM_COMD | Illinois | 17 | Bureau | 11 | 17011 | 20 | 0 | 2023 | 9999 |  |  | N | Solar | [13 empty] | 0 | 0 | 0 | 0 | [11 empty] | DePue Holdings, LLC | 100 | DePue Holdings, LLC | 100 | Non-regulated
Raceway Solar | 63846_G_RACE | 63846 | G | RACE |  | Solar PV |  | PJM_EMAC | Delaware | 10 | Kent | 1 | 10001 | 50 | 0 | 2024 | 9999 |  |  | N | Solar | [13 empty] | 0 | 0 | 0 | 0 | [11 empty] | Freepoint Commodities LLC | 100 | Freepoint Commodities LLC | 100 | Non-regulated
Solar Blue | 63848_G_SBLUE | 63848 | G | SBLUE |  | Solar PV |  | WEC_CALN | California | 6 | Kings | 31 | 06031 | 250 | 0 | 2023 | 9999 |  |  | N | Solar | [13 empty] | 0 | 0 | 0 | 0 | [11 empty] | Westlands Solar Blue (OZ) Owner, LLC | 100 | Westlands Solar Blue (OZ) Owner, LLC | 100 | Non-regulated
Chestnut | 63849_G_CHNUT | 63849 | G | CHNUT |  | Solar PV |  | WEC_CALN | California | 6 | Kings | 31 | 06031 | 150.6 | 0 | 2023 | 9999 |  |  | N | Solar | [13 empty] | 0 | 0 | 0 | 0 | [11 empty] | Chestnut Westside, LLC | 100 | Chestnut Westside, LLC | 100 | Non-regulated
Cherry | 63850_G_CHERY | 63850 | G | CHERY |  | Solar PV |  | WEC_CALN | California | 6 | Kings | 31 | 06031 | 249.7 | 0 | 2024 | 9999 |  |  | N | Solar | [13 empty] | 0 | 0 | 0 | 0 | [11 empty] | Westlands Cherry, LLC | 100 | Westlands Cherry, LLC | 100 | Non-regulated
Grape | 63851_G_GRAPE | 63851 | G | GRAPE |  | Solar PV |  | WEC_CALN | California | 6 | Kings | 31 | 06031 | 246.4 | 0 | 2024 | 9999 |  |  | N | Solar | [13 empty] | 0 | 0 | 0 | 0 | [11 empty] | Westlands Grape, LLC | 100 | Westlands Grape, LLC | 100 | Non-regulated
Medusa NY 1 | 63854_G_8175C | 63854 | G | 8175C |  | Solar PV |  | NY_Z_F | New York | 36 | Albany | 1 | 36001 | 2 | 0 | 2020 | 9999 |  |  | N | Solar | [13 empty] | 0 | 0 | 0 | 0 | [11 empty] | Medusa NY 1, LLC | 100 | Medusa NY 1, LLC | 100 | Non-regulated
Walden NY 1 | 63855_G_8175E | 63855 | G | 8175E |  | Solar PV |  | NY_Z_G-I | New York | 36 | Orange | 71 | 36071 | 2 | 0 | 2020 | 9999 |  |  | N | Solar | [13 empty] | 0 | 0 | 0 | 0 | [11 empty] | Walden NY 1, LLC | 100 | Walden NY 1, LLC | 100 | Non-regulated
Westtown NY 2 | 63856_G_8175D | 63856 | G | 8175D |  | Solar PV |  | NY_Z_G-I | New York | 36 | Orange | 71 | 36071 | 2 | 0 | 2020 | 9999 |  |  | N | Solar | [13 empty] | 0 | 0 | 0 | 0 | [11 empty] | Westtown NY 2, LLC | 100 | Westtown NY 2, LLC | 100 | Non-regulated
Middletown NY 1 | 63857_G_8175B | 63857 | G | 8175B |  | Solar PV |  | NY_Z_G-I | New York | 36 | Orange | 71 | 36071 | 2 | 0 | 2020 | 9999 |  |  | N | Solar | [13 empty] | 0 | 0 | 0 | 0 | [11 empty] | Middletown NY 1, LLC | 100 | Middletown NY 1, LLC | 100 | Non-regulated
Westerlo NY 1 | 63858_G_8175A | 63858 | G | 8175A |  | Solar PV |  | NY_Z_F | New York | 36 | Albany | 1 | 36001 | 2 | 0 | 2020 | 9999 |  |  | N | Solar | [13 empty] | 0 | 0 | 0 | 0 | [11 empty] | Westerlo NY 1, LLC | 100 | Westerlo NY 1, LLC | 100 | Non-regulated
Golden Field Solar III, LLC | 63859_G_RCTR | 63859 | G | RCTR |  | Solar PV |  | WECC_SCE | California | 6 | Kern | 29 | 06029 | 192 | 0 | 2020 | 9999 |  |  | N | Solar | [13 empty] | 0 | 0 | 0 | 0 | [11 empty] | Golden Field Solar III, LLC | 100 | Golden Field Solar III, LLC | 100 | Non-regulated
Encino Solar Energy Center | 63860_G_ESEC | 63860 | G | ESEC |  | Solar PV |  | WECC_NM | New Mexico | 35 | Sandoval | 43 | 35043 | 55 | 0 | 2020 | 9999 |  |  | N | Solar | [13 empty] | 0 | 0 | 0 | 0 | [11 empty] | NMRD Data Center, LLC | 100 | NMRD Data Center, LLC | 100 | Non-regulated
Logansport Solar | 63861_G_INLP | 63861 | G | INLP |  | Solar PV |  | MIS_INKY | Indiana | 18 | Cass | 17 | 18017 | 16 | 0 | 2021 | 9999 |  |  | N | Solar | [13 empty] | 0 | 0 | 0 | 0 | [11 empty] | Alchemy Renewable Energy | 100 | Alchemy Renewable Energy | 100 | Non-regulated
SunEast Valley Solar Project | 63862_G_Q#828 | 63862 | G | Q#828 |  | Solar PV |  | NY_Z_C&E | New York | 36 | Tioga | 107 | 36107 | 20 | 0 | 2024 | 9999 |  |  | N | Solar | [13 empty] | 0 | 0 | 0 | 0 | [11 empty] | SunEast Valley Solar LLC | 100 | SunEast Valley Solar LLC | 100 | Non-regulated
SunEast Grassy Knoll Solar Project | 63863_G_Q#885 | 63863 | G | Q#885 |  | Solar PV |  | NY_Z_C&E | New York | 36 | Herkimer | 43 | 36043 | 20 | 0 | 2024 | 9999 |  |  | N | Solar | [13 empty] | 0 | 0 | 0 | 0 | [11 empty] | SunEast Grassy Knoll Solar LLC | 100 | SunEast Grassy Knoll Solar LLC | 100 | Non-regulated
SunEast Limestone Solar Project | 63864_G_Q#806 | 63864 | G | Q#806 |  | Solar PV |  | NY_Z_F | New York | 36 | Fulton | 35 | 36035 | 20 | 0 | 2024 | 9999 |  |  | N | Solar | [13 empty] | 0 | 0 | 0 | 0 | [11 empty] | SunEast Limestone Solar LLC | 100 | SunEast Limestone Solar LLC | 100 | Non-regulated
SunEast Fariway Solar Project | 63865_G_Q#848 | 63865 | G | Q#848 |  | Solar PV |  | NY_Z_D | New York | 36 | St Lawrence | 89 | 36089 | 20 | 0 | 2024 | 9999 |  |  | N | Solar | [13 empty] | 0 | 0 | 0 | 0 | [11 empty] | SunEast Fairway Solar LLC | 100 | SunEast Fairway Solar LLC | 100 | Non-regulated
SunEast Highview Solar Project | 63866_G_Q#591 | 63866 | G | Q#591 |  | Solar PV |  | NY_Z_A | New York | 36 | Wyoming | 121 | 36121 | 20 | 0 | 2024 | 9999 |  |  | N | Solar | [13 empty] | 0 | 0 | 0 | 0 | [11 empty] | SunEast Highview Solar LLC | 100 | SunEast Highview Solar LLC | 100 | Non-regulated
SunEast Tabletop Solar Project | 63867_G_Q#869 | 63867 | G | Q#869 |  | Solar PV |  | NY_Z_F | New York | 36 | Montgomery | 57 | 36057 | 80 | 0 | 2024 | 9999 |  |  | N | Solar | [13 empty] | 0 | 0 | 0 | 0 | [11 empty] | SunEast Tabletop Solar LLC | 100 | SunEast Tabletop Solar LLC | 100 | Non-regulated
SunEast Hilltop Solar Project | 63868_G_Q#807 | 63868 | G | Q#807 |  | Solar PV |  | NY_Z_F | New York | 36 | Rensselaer | 83 | 36083 | 20 | 0 | 2024 | 9999 |  |  | N | Solar | [13 empty] | 0 | 0 | 0 | 0 | [11 empty] | SunEast Hilltop Solar LLC | 100 | SunEast Hilltop Solar LLC | 100 | Non-regulated
IBM Solar | 63869_G_DGIBM | 63869 | G | DGIBM |  | Solar PV |  | WECC_CO | Colorado | 8 | Boulder | 13 | 08013 | 8.1 | 0 | 2019 | 9999 |  |  | N | Solar | [13 empty] | 0 | 0 | 0 | 0 | [11 empty] | DG Colorado Solar, LLC | 100 | DG Colorado Solar, LLC | 100 | Non-regulated
Camp San Luis Obispo | 63870_G_CPSLO | 63870 | G | CPSLO |  | Solar PV |  | WEC_CALN | California | 6 | San Luis Obispo | 79 | 06079 | 1.2 | 0 | 2022 | 9999 |  |  | N | Solar | [13 empty] | 0 | 0 | 0 | 0 | [11 empty] | Ecoplexus, Inc | 100 | Ecoplexus, Inc | 100 | Non-regulated
Kern Valley SP | 63875_G_KRNVL | 63875 | G | KRNVL |  | Solar PV |  | WECC_SCE | California | 6 | Kern | 29 | 06029 | 3 | 0 | 2022 | 9999 |  |  | N | Solar | [13 empty] | 0 | 0 | 0 | 0 | [11 empty] | Ecoplexus, Inc | 100 | Ecoplexus, Inc | 100 | Non-regulated
Willowbrook Solar I, LLC | 63877_G_WBS | 63877 | G | WBS |  | Solar PV |  | PJM_West | Ohio | 39 | Highland | 71 | 39071 | 150 | 0 | 2023 | 9999 |  |  | N | Solar | [13 empty] | 0 | 0 | 0 | 0 | [11 empty] | RWE Renewables Americas, LLC | 100 | RWE Renewables Americas, LLC | 100 | Non-regulated
Haymaker Hybrid | 63878_G_HAY | 63878 | G | HAY |  | Onshore Wind |  | WECC_MT | Montana | 30 | Wheatland | 107 | 30107 | 600 | 0 | 2027 | 9999 |  |  | N | Wind | [13 empty] | 0 | 0 | 0 | 0 | [11 empty] | Haymaker Energy Project LLC | 100 | Haymaker Energy Project LLC | 100 | Non-regulated
Turners Falls | 6388_G_1 | 6388 | G | 1 |  | Hydro |  | NENGREST | Massachusetts | 25 | Franklin | 11 | 25011 | 1.9 | 0 | 1913 | 9999 |  |  | N | Hydro | [13 empty] | 0 | 0 | 0 | 0 | [11 empty] | FirstLight MA Hydro LLC | 100 | Public Sector Pension Investment Board | 100 | Non-regulated
Turners Falls | 6388_G_2 | 6388 | G | 2 |  | Hydro |  | NENGREST | Massachusetts | 25 | Franklin | 11 | 25011 | 0.4 | 0 | 1913 | 9999 |  |  | N | Hydro | [13 empty] | 0 | 0 | 0 | 0 | [11 empty] | FirstLight MA Hydro LLC | 100 | Public Sector Pension Investment Board | 100 | Non-regulated
Turners Falls | 6388_G_3 | 6388 | G | 3 |  | Hydro |  | NENGREST | Massachusetts | 25 | Franklin | 11 | 25011 | 1.3 | 0 | 1910 | 9999 |  |  | N | Hydro | [13 empty] | 0 | 0 | 0 | 0 | [11 empty] | FirstLight MA Hydro LLC | 100 | Public Sector Pension Investment Board | 100 | Non-regulated
Turners Falls | 6388_G_5 | 6388 | G | 5 |  | Hydro |  | NENGREST | Massachusetts | 25 | Franklin | 11 | 25011 | 1.4 | 0 | 1905 | 9999 |  |  | N | Hydro | [13 empty] | 0 | 0 | 0 | 0 | [11 empty] | FirstLight MA Hydro LLC | 100 | Public Sector Pension Investment Board | 100 | Non-regulated
Turners Falls | 6388_G_7 | 6388 | G | 7 |  | Hydro |  | NENGREST | Massachusetts | 25 | Franklin | 11 | 25011 | 1.4 | 0 | 1910 | 9999 |  |  | N | Hydro | [13 empty] | 0 | 0 | 0 | 0 | [11 empty] | FirstLight MA Hydro LLC | 100 | Public Sector Pension Investment Board | 100 | Non-regulated
Samson Solar Energy II LLC | 63882_G_GEN1 | 63882 | G | GEN1 |  | Solar PV |  | ERC_REST | Texas | 48 | Lamar | 277 | 48277 | 200 | 0 | 2023 | 9999 |  |  | N | Solar | [13 empty] | 0 | 0 | 0 | 0 | [11 empty] | Invenergy Services LLC | 100 | Invenergy Services LLC | 100 | Non-regulated
Samson Solar Energy III LLC | 63883_G_GEN1 | 63883 | G | GEN1 |  | Solar PV |  | ERC_REST | Texas | 48 | Lamar | 277 | 48277 | 250 | 0 | 2022 | 9999 |  |  | N | Solar | [13 empty] | 0 | 0 | 0 | 0 | [11 empty] | Invenergy Services LLC | 100 | Invenergy Services LLC | 100 | Non-regulated
Delilah Solar Energy II LLC | 63884_G_GEN1 | 63884 | G | GEN1 |  | Solar PV |  | ERC_REST | Texas | 48 | Red River | 387 | 48387 | 310 | 0 | 2023 | 9999 |  |  | N | Solar | [13 empty] | 0 | 0 | 0 | 0 | [11 empty] | Invenergy Services LLC | 100 | Invenergy Services LLC | 100 | Non-regulated
East Brookfield Main Street Solar LLC CSG | 63887_G_EBMSS | 63887 | G | EBMSS |  | Solar PV |  | NENGREST | Massachusetts | 25 | Worcester | 27 | 25027 | 1 | 0 | 2020 | 9999 |  |  | N | Solar | [13 empty] | 0 | 0 | 0 | 0 | [11 empty] | AES Distributed Energy | 100 | AES Distributed Energy | 100 | Non-regulated
ESIL-PFCHICAGO 3, LLC | 63888_G_PF3CH | 63888 | G | PF3CH |  | Solar PV |  | PJM_COMD | Illinois | 17 | Cook | 31 | 17031 | 1.4 | 0 | 2020 | 9999 |  |  | N | Solar | [13 empty] | 0 | 0 | 0 | 0 | [11 empty] | Madison Energy Holdings LLC | 100 | Madison Energy Holdings LLC | 100 | Non-regulated
ESIL-PFCHICAGO 2, LLC | 63889_G_PF2CH | 63889 | G | PF2CH |  | Solar PV |  | PJM_COMD | Illinois | 17 | Cook | 31 | 17031 | 1 | 0 | 2020 | 9999 |  |  | N | Solar | [13 empty] | 0 | 0 | 0 | 0 | [11 empty] | Madison Energy Holdings LLC | 100 | Madison Energy Holdings LLC | 100 | Non-regulated
Saticoy | 63891_G_SATCY | 63891 | G | SATCY |  | Energy Storage |  | WECC_SCE | California | 6 | Ventura | 111 | 06111 | 100 | 0 | 2021 | 9999 |  |  | N | Energy Storage | [13 empty] | 0 | 0 | 0 | 0 | [11 empty] | Ventura Energy Storage, LLC | 100 | Ventura Energy Storage, LLC | 100 | Non-regulated
Lily Solar Hybrid | 63892_G_LILY | 63892 | G | LILY |  | Solar PV |  | ERC_REST | Texas | 48 | Kaufman | 257 | 48257 | 146.7 | 0 | 2021 | 9999 |  |  | N | Solar | [13 empty] | 0 | 0 | 0 | 0 | [11 empty] | Lily Solar, LLC | 100 | Lily Solar, LLC | 100 | Non-regulated
Lily Solar Hybrid | 63892_G_LILYB | 63892 | G | LILYB |  | Energy Storage |  | ERC_REST | Texas | 48 | Kaufman | 257 | 48257 | 50 | 0 | 2021 | 9999 |  |  | N | Energy Storage | [13 empty] | 0 | 0 | 0 | 0 | [11 empty] | Lily Solar, LLC | 100 | Lily Solar, LLC | 100 | Non-regulated
GD Hopkinton Main I, LLC | 63893_G_MAIN1 | 63893 | G | MAIN1 |  | Solar PV |  | NENGREST | Rhode Island | 44 | Washington | 9 | 44009 | 2.6 | 0 | 2020 | 9999 |  |  | N | Solar | [13 empty] | 0 | 0 | 0 | 0 | [11 empty] | GD Hopkinton Main I, LLC | 100 | GD Hopkinton Main I, LLC | 100 | Non-regulated
GD Hopkinton Main I, LLC | 63893_G_MAIN2 | 63893 | G | MAIN2 |  | Solar PV |  | NENGREST | Rhode Island | 44 | Washington | 9 | 44009 | 3.9 | 0 | 2020 | 9999 |  |  | N | Solar | [13 empty] | 0 | 0 | 0 | 0 | [11 empty] | GD Hopkinton Main I, LLC | 100 | GD Hopkinton Main I, LLC | 100 | Non-regulated
GD Hopkinton Main I, LLC | 63893_G_MAIN3 | 63893 | G | MAIN3 |  | Solar PV |  | NENGREST | Rhode Island | 44 | Washington | 9 | 44009 | 4.1 | 0 | 2020 | 9999 |  |  | N | Solar | [13 empty] | 0 | 0 | 0 | 0 | [11 empty] | GD Hopkinton Main I, LLC | 100 | GD Hopkinton Main I, LLC | 100 | Non-regulated
Milo PV - BD Solar 1 LLC | 63894_G_MILPV | 63894 | G | MILPV |  | Solar PV |  | NENG_ME | Maine | 23 | Piscataquis | 21 | 23021 | 20 | 0 | 2021 | 9999 |  |  | N | Solar | [13 empty] | 0 | 0 | 0 | 0 | [11 empty] | BD Solar 1 LLC | 100 | BD Solar 1 LLC | 100 | Non-regulated
Augusta PV - BD Solar Augusta LLC | 63895_G_AUGPV | 63895 | G | AUGPV |  | Solar PV |  | NENG_ME | Maine | 23 | Kennebec | 11 | 23011 | 7.2 | 0 | 2021 | 9999 |  |  | N | Solar | [13 empty] | 0 | 0 | 0 | 0 | [11 empty] | BD Solar Augusta LLC | 100 | BD Solar Augusta LLC | 100 | Non-regulated
Fairfield PV - BD Solar Fairfield LLC | 63896_G_FAIPV | 63896 | G | FAIPV |  | Solar PV |  | NENG_ME | Maine | 23 | Somerset | 25 | 23025 | 5 | 0 | 2021 | 9999 |  |  | N | Solar | [13 empty] | 0 | 0 | 0 | 0 | [11 empty] | BD Solar Fairfield LLC | 100 | BD Solar Fairfield LLC | 100 | Non-regulated
Oxford PV - BD Solar Oxford LLC | 63897_G_OXFPV | 63897 | G | OXFPV |  | Solar PV |  | NENG_ME | Maine | 23 | Oxford | 17 | 23017 | 9.2 | 0 | 2021 | 9999 |  |  | N | Solar | [13 empty] | 0 | 0 | 0 | 0 | [11 empty] | BD Solar Oxford LLC | 100 | BD Solar Oxford LLC | 100 | Non-regulated
CED Denmark Solar Hybrid | 63898_G_DSBS | 63898 | G | DSBS |  | Energy Storage |  | NENG_ME | Maine | 23 | Oxford | 17 | 23017 | 2.3 | 0 | 2024 | 9999 |  |  | N | Energy Storage | [13 empty] | 0 | 0 | 0 | 0 | [11 empty] | Consolidated Edison Development Inc. | 100 | Consolidated Edison Development Inc. | 100 | Non-regulated
CED Denmark Solar Hybrid | 63898_G_DSPV | 63898 | G | DSPV |  | Solar PV |  | NENG_ME | Maine | 23 | Oxford | 17 | 23017 | 2.5 | 0 | 2024 | 9999 |  |  | N | Solar | [13 empty] | 0 | 0 | 0 | 0 | [11 empty] | Consolidated Edison Development Inc. | 100 | Consolidated Edison Development Inc. | 100 | Non-regulated
Cornillie 2 Community (CSG) | 63899_G_CORN | 63899 | G | CORN |  | Solar PV |  | MIS_MNWI | Minnesota | 27 | Chisago | 25 | 27025 | 1.4 | 0 | 2021 | 9999 |  |  | N | Solar | [13 empty] | 0 | 0 | 0 | 0 | [11 empty] | Cornillie 2 Community Solar LLC | 100 | Cornillie 2 Community Solar LLC | 100 | Non-regulated
Tangier | 6390_G_5 | 6390 | G | 5 |  | Combustion Turbine | IC Engine | PJM_EMAC | Virginia | 51 | Accomack | 1 | 51001 | 1.2 | 10745 | 1993 | 9999 |  |  | N | Distillate Fuel Oil | [12 empty] | 2.64 | 3.318 | 3.318 | 3.318 | 3.318 | [11 empty] | A & N Electric Coop | 100 | A & N Electric Coop | 100 | Regulated
Tangier | 6390_G_6 | 6390 | G | 6 |  | Combustion Turbine | IC Engine | PJM_EMAC | Virginia | 51 | Accomack | 1 | 51001 | 1.2 | 10745 | 1993 | 9999 |  |  | N | Distillate Fuel Oil | [12 empty] | 2.64 | 3.318 | 3.318 | 3.318 | 3.318 | [11 empty] | A & N Electric Coop | 100 | A & N Electric Coop | 100 | Regulated
SunEast Flat Hill Solar Project | 63901_G_Q#865 | 63901 | G | Q#865 |  | Solar PV |  | NY_Z_C&E | New York | 36 | Herkimer | 43 | 36043 | 20 | 0 | 2024 | 9999 |  |  | N | Solar | [13 empty] | 0 | 0 | 0 | 0 | [11 empty] | SunEast Flat Hill Solar LLC | 100 | SunEast Flat Hill Solar LLC | 100 | Non-regulated
Pinesburg Solar LLC | 63903_G_PINE1 | 63903 | G | PINE1 |  | Solar PV |  | PJM_AP | Maryland | 24 | Washington | 43 | 24043 | 4.3 | 0 | 2020 | 9999 |  |  | N | Solar | [13 empty] | 0 | 0 | 0 | 0 | [11 empty] | Madison Energy Holdings LLC | 100 | Madison Energy Holdings LLC | 100 | Non-regulated
Timonium Fairgrounds | 63904_G_FAIR1 | 63904 | G | FAIR1 |  | Solar PV |  | PJM_SMAC | Maryland | 24 | Baltimore | 5 | 24005 | 1.9 | 0 | 2020 | 9999 |  |  | N | Solar | [13 empty] | 0 | 0 | 0 | 0 | [11 empty] | Madison Energy Holdings LLC | 100 | Madison Energy Holdings LLC | 100 | Non-regulated
Azure Sky Solar | 63905_G_ASKYB | 63905 | G | ASKYB |  | Energy Storage |  | ERC_WEST | Texas | 48 | Haskell | 207 | 48207 | 77 | 0 | 2022 | 9999 |  |  | N | Energy Storage | [13 empty] | 0 | 0 | 0 | 0 | [11 empty] | Azure Sky Solar Project, LLC | 100 | Azure Sky Solar Project, LLC | 100 | Non-regulated
Azure Sky Solar | 63905_G_ASKYS | 63905 | G | ASKYS |  | Solar PV |  | ERC_WEST | Texas | 48 | Haskell | 207 | 48207 | 225 | 0 | 2021 | 9999 |  |  | N | Solar | [13 empty] | 0 | 0 | 0 | 0 | [11 empty] | Azure Sky Solar Project, LLC | 100 | Azure Sky Solar Project, LLC | 100 | Non-regulated
Turquoise Nevada, LLC | 63906_G_142 | 63906 | G | 142 |  | Solar PV |  | WECC_NNV | Nevada | 32 | Washoe | 31 | 32031 | 60 | 0 | 2020 | 9999 |  |  | N | Solar | [13 empty] | 0 | 0 | 0 | 0 | [11 empty] | Greenbacker Renewable Energy Corporation | 100 | Greenbacker Renewable Energy Corporation | 100 | Non-regulated
Panther Creek Wind Project | 63907_G_WTGE | 63907 | G | WTGE |  | Onshore Wind |  | MIS_IL | Illinois | 17 | Pike | 149 | 17149 | 54.4 | 0 | 2024 | 9999 |  |  | N | Wind | [13 empty] | 0 | 0 | 0 | 0 | [11 empty] | Illinois Winds LLC | 100 | Illinois Winds LLC | 100 | Non-regulated
SulusSolar17 | 63908_G_SS17 | 63908 | G | SS17 |  | Solar PV |  | WECC_PNW | Oregon | 41 | Clackamas | 5 | 41005 | 3.1 | 0 | 2020 | 9999 |  |  | N | Solar | [13 empty] | 0 | 0 | 0 | 0 | [11 empty] | Adapture Renewables, Inc. | 100 | Adapture Renewables, Inc. | 100 | Non-regulated
Otter Creek Solar | 63909_G_OTTER | 63909 | G | OTTER |  | Solar PV |  | PJM_Dom | Virginia | 51 | Mecklenburg | 117 | 51117 | 60 | 0 | 2023 | 9999 |  |  | N | Solar | [13 empty] | 0 | 0 | 0 | 0 | [11 empty] | Dominion Energy Inc. | 100 | Dominion Energy Inc. | 100 | Regulated
Smith Island | 6391_G_2 | 6391 | G | 2 |  | Combustion Turbine | IC Engine | PJM_EMAC | Maryland | 24 | Somerset | 39 | 24039 | 0.4 | 11896 | 1994 | 9999 |  |  | N | Distillate Fuel Oil | [12 empty] | 0.3 | 1.6498 | 1.6498 | 1.6498 | 1.6498 | [11 empty] | A & N Electric Coop | 100 | A & N Electric Coop | 100 | Regulated
Smith Island | 6391_G_4 | 6391 | G | 4 |  | Combustion Turbine | IC Engine | PJM_EMAC | Maryland | 24 | Somerset | 39 | 24039 | 1 | 9905 | 2021 | 9999 |  |  | N | Distillate Fuel Oil | [13 empty] | 0.011 | 0.011 | 0.011 | 0.011 | [11 empty] | A & N Electric Coop | 100 | A & N Electric Coop | 100 | Regulated
Bluegrass Solar | 63910_G_BGS | 63910 | G | BGS |  | Solar PV |  | PJM_EMAC | Maryland | 24 | Queen Annes | 35 | 24035 | 79.6 | 0 | 2022 | 9999 |  |  | N | Solar | [13 empty] | 0 | 0 | 0 | 0 | [11 empty] | Bluegrass Solar, LLC | 100 | Bluegrass Solar, LLC | 100 | Non-regulated
Dodge Flat | 63913_G_DODGB | 63913 | G | DODGB |  | Energy Storage |  | WECC_NNV | Nevada | 32 | Washoe | 31 | 32031 | 50 | 0 | 2022 | 9999 |  |  | N | Energy Storage | [13 empty] | 0 | 0 | 0 | 0 | [11 empty] | Dodge Flat Solar, LLC | 100 | Dodge Flat Solar, LLC | 100 | Non-regulated
Dodge Flat | 63913_G_DODGE | 63913 | G | DODGE |  | Solar PV |  | WECC_NNV | Nevada | 32 | Washoe | 31 | 32031 | 200 | 0 | 2022 | 9999 |  |  | N | Solar | [13 empty] | 0 | 0 | 0 | 0 | [11 empty] | Dodge Flat Solar, LLC | 100 | Dodge Flat Solar, LLC | 100 | Non-regulated
Cedar Springs I | 63914_G_82633 | 63914 | G | 82633 |  | Onshore Wind |  | WECC_WY | Wyoming | 56 | Converse | 9 | 56009 | 200 | 0 | 2020 | 9999 |  |  | N | Wind | [13 empty] | 0 | 0 | 0 | 0 | [11 empty] | Cedar Springs Wind, LLC | 100 | Cedar Springs Wind, LLC | 100 | Non-regulated
Cedar Springs II | 63915_G_82634 | 63915 | G | 82634 |  | Onshore Wind |  | WECC_WY | Wyoming | 56 | Converse | 9 | 56009 | 198.8 | 0 | 2020 | 9999 |  |  | N | Wind | [13 empty] | 0 | 0 | 0 | 0 | [11 empty] | PacifiCorp | 100 | PacifiCorp | 100 | Regulated
Cedar Springs III | 63916_G_82635 | 63916 | G | 82635 |  | Onshore Wind |  | WECC_WY | Wyoming | 56 | Converse | 9 | 56009 | 133 | 0 | 2020 | 9999 |  |  | N | Wind | [13 empty] | 0 | 0 | 0 | 0 | [11 empty] | Cedar Springs Wind III, LLC | 100 | Cedar Springs Wind III, LLC | 100 | Non-regulated
DC Water Solar | 63917_G_8030A | 63917 | G | 8030A |  | Solar PV |  | PJM_SMAC | District of Columbia | 11 | District of Columbia | 1 | 11001 | 3.5 | 0 | 2021 | 9999 |  |  | N | Solar | [13 empty] | 0 | 0 | 0 | 0 | [11 empty] | Marbury Point Solar LLC | 100 | Marbury Point Solar LLC | 100 | Non-regulated
POET Biorefining - Shelbyville | 63921_G_1 | 63921 | G | 1 |  | O/G Steam |  | MIS_INKY | Indiana | 18 | Shelby | 145 | 18145 | 5.5 | 8300 | 2020 | 9999 |  |  | N | Natural Gas | [13 empty] | 0.23063 | 0.23063 | 0.23063 | 0.23063 | [11 empty] | POET Biorefining Shelbyville | 100 | POET Biorefining | 100 | Non-regulated
Riley | 63925_G_RILEY | 63925 | G | RILEY |  | Solar PV |  | WECC_PNW | Oregon | 41 | Harney | 25 | 41025 | 10 | 0 | 2020 | 9999 |  |  | N | Solar | [13 empty] | 0 | 0 | 0 | 0 | [11 empty] | Riley Solar I LLC | 100 | Riley Solar I LLC | 100 | Non-regulated
Fort Rock IV | 63926_G_FRIV | 63926 | G | FRIV |  | Solar PV |  | WECC_PNW | Oregon | 41 | Lake | 37 | 41037 | 10 | 0 | 2020 | 9999 |  |  | N | Solar | [13 empty] | 0 | 0 | 0 | 0 | [11 empty] | Fort Rock Solar IV LLC | 100 | Fort Rock Solar IV LLC | 100 | Non-regulated
Vacaville Hospital | 63928_G_6701 | 63928 | G | 6701 |  | Solar PV |  | WEC_CALN | California | 6 | Solano | 95 | 06095 | 1.4 | 0 | 2019 | 9999 |  |  | N | Solar | [13 empty] | 0 | 0 | 0 | 0 | [11 empty] | Citicorp North America Inc. | 99.99 | Citicorp North America Inc. | 99.99 | Non-regulated
Troy Solar | 63929_G_TROY1 | 63929 | G | TROY1 |  | Solar PV |  | MIS_INKY | Indiana | 18 | Spencer | 147 | 18147 | 50.4 | 0 | 2021 | 9999 |  |  | N | Solar | [13 empty] | 0 | 0 | 0 | 0 | [11 empty] | Southern Indiana Gas & Elec Co | 100 | Southern Indiana Gas & Elec Co | 100 | Regulated
Strawberry Creek | 6393_G_1 | 6393 | G | 1 |  | Hydro |  | WECC_WY | Wyoming | 56 | Lincoln | 23 | 56023 | 0.5 | 0 | 1940 | 9999 |  |  | N | Hydro | [13 empty] | 0 | 0 | 0 | 0 | [11 empty] | Lower Valley Energy Inc | 100 | Lower Valley Energy Inc | 100 | Regulated
Strawberry Creek | 6393_G_2 | 6393 | G | 2 |  | Hydro |  | WECC_WY | Wyoming | 56 | Lincoln | 23 | 56023 | 0.5 | 0 | 1940 | 9999 |  |  | N | Hydro | [13 empty] | 0 | 0 | 0 | 0 | [11 empty] | Lower Valley Energy Inc | 100 | Lower Valley Energy Inc | 100 | Regulated
Strawberry Creek | 6393_G_3 | 6393 | G | 3 |  | Hydro |  | WECC_WY | Wyoming | 56 | Lincoln | 23 | 56023 | 0.5 | 0 | 1951 | 9999 |  |  | N | Hydro | [13 empty] | 0 | 0 | 0 | 0 | [11 empty] | Lower Valley Energy Inc | 100 | Lower Valley Energy Inc | 100 | Regulated
Cal Flats BESS | 63930_G_CF60 | 63930 | G | CF60 |  | Energy Storage |  | WEC_CALN | California | 6 | Monterey | 53 | 06053 | 60 | 0 | 2021 | 9999 |  |  | N | Energy Storage | [13 empty] | 0 | 0 | 0 | 0 | [11 empty] | Arevon Energy, Inc. | 100 | Arevon Energy, Inc. | 100 | Non-regulated
CPV Three Rivers Energy Center | 63931_G_GEN1 | 63931 | G | GEN1 |  | Combined Cycle |  | PJM_COMD | Illinois | 17 | Grundy | 63 | 17063 | 607 | 6370 | 2023 | 9999 |  |  | N | Natural Gas | [13 empty] | 0.011 | 0.011 | 0.011 | 0.011 | [11 empty] | CPV Three Rivers, LLC | 100 | CPV Three Rivers, LLC | 100 | Non-regulated
CPV Three Rivers Energy Center | 63931_G_GEN2 | 63931 | G | GEN2 |  | Combined Cycle |  | PJM_COMD | Illinois | 17 | Grundy | 63 | 17063 | 607 | 6370 | 2023 | 9999 |  |  | N | Natural Gas | [13 empty] | 0.011 | 0.011 | 0.011 | 0.011 | [11 empty] | CPV Three Rivers, LLC | 100 | CPV Three Rivers, LLC | 100 | Non-regulated
Titan Solar 1 (CA) | 63932_G_TITN1 | 63932 | G | TITN1 |  | Solar PV |  | WECC_IID | California | 6 | Imperial | 25 | 06025 | 70 | 0 | 2020 | 9999 |  |  | N | Solar | [13 empty] | 0 | 0 | 0 | 0 | [11 empty] | Titan Solar 1, LLC | 100 | Titan Solar 1, LLC | 100 | Non-regulated
Dry Lake Solar Energy Center | 63933_G_DLES1 | 63933 | G | DLES1 |  | Energy Storage |  | WECC_SNV | Nevada | 32 | Clark | 3 | 32003 | 100 | 0 | 2023 | 9999 |  |  | N | Energy Storage | [13 empty] | 0 | 0 | 0 | 0 | [11 empty] | Nevada Power Co | 100 | Nevada Power Co | 100 | Regulated
Dry Lake Solar Energy Center | 63933_G_DLPV1 | 63933 | G | DLPV1 |  | Solar PV |  | WECC_SNV | Nevada | 32 | Clark | 3 | 32003 | 150 | 0 | 2023 | 9999 |  |  | N | Solar | [13 empty] | 0 | 0 | 0 | 0 | [11 empty] | Nevada Power Co | 100 | Nevada Power Co | 100 | Regulated
Severson Garden | 63934_G_CGS | 63934 | G | CGS |  | Solar PV |  | MIS_MNWI | Minnesota | 27 | Waseca | 161 | 27161 | 1 | 0 | 2020 | 9999 |  |  | N | Solar | [13 empty] | 0 | 0 | 0 | 0 | [11 empty] | Severson HoldCo LLC | 100 | Severson HoldCo LLC | 100 | Non-regulated
Marion Garden | 63935_G_CGS | 63935 | G | CGS |  | Solar PV |  | MIS_MNWI | Minnesota | 27 | Rice | 131 | 27131 | 1 | 0 | 2020 | 9999 |  |  | N | Solar | [13 empty] | 0 | 0 | 0 | 0 | [11 empty] | Excelsior Energy Capital | 100 | Excelsior Energy Capital | 100 | Non-regulated
Silver Lake Garden | 63936_G_CGS | 63936 | G | CGS |  | Solar PV |  | MIS_MNWI | Minnesota | 27 | Waseca | 161 | 27161 | 1 | 0 | 2021 | 9999 |  |  | N | Solar | [13 empty] | 0 | 0 | 0 | 0 | [11 empty] | Excelsior Energy Capital | 100 | Excelsior Energy Capital | 100 | Non-regulated
Lyman Garden | 63937_G_CGS | 63937 | G | CGS |  | Solar PV |  | MIS_MNWI | Minnesota | 27 | Dakota | 37 | 27037 | 1 | 0 | 2020 | 9999 |  |  | N | Solar | [13 empty] | 0 | 0 | 0 | 0 | [11 empty] | Excelsior Energy Capital | 100 | Excelsior Energy Capital | 100 | Non-regulated
Nicollet Garden | 63938_G_CGS | 63938 | G | CGS |  | Solar PV |  | MIS_MNWI | Minnesota | 27 | Nicollet | 103 | 27103 | 1 | 0 | 2020 | 9999 |  |  | N | Solar | [13 empty] | 0 | 0 | 0 | 0 | [11 empty] | Excelsior Energy Capital | 100 | Excelsior Energy Capital | 100 | Non-regulated
Union Garden | 63939_G_CGS | 63939 | G | CGS |  | Solar PV |  | MIS_MNWI | Minnesota | 27 | Rice | 131 | 27131 | 1 | 0 | 2021 | 9999 |  |  | N | Solar | [13 empty] | 0 | 0 | 0 | 0 | [11 empty] | Excelsior Energy Capital | 100 | Excelsior Energy Capital | 100 | Non-regulated
Swift Creek | 6394_G_3 | 6394 | G | 3 |  | Hydro |  | WECC_WY | Wyoming | 56 | Lincoln | 23 | 56023 | 0.8 | 0 | 2009 | 9999 |  |  | N | Hydro | [13 empty] | 0 | 0 | 0 | 0 | [11 empty] | Lower Valley Energy Inc | 100 | Lower Valley Energy Inc | 100 | Regulated
Swift Creek | 6394_G_4 | 6394 | G | 4 |  | Hydro |  | WECC_WY | Wyoming | 56 | Lincoln | 23 | 56023 | 0.6 | 0 | 2010 | 9999 |  |  | N | Hydro | [13 empty] | 0 | 0 | 0 | 0 | [11 empty] | Lower Valley Energy Inc | 100 | Lower Valley Energy Inc | 100 | Regulated
Swift Creek | 6394_G_5 | 6394 | G | 5 |  | Hydro |  | WECC_WY | Wyoming | 56 | Lincoln | 23 | 56023 | 0.3 | 0 | 2010 | 9999 |  |  | N | Hydro | [13 empty] | 0 | 0 | 0 | 0 | [11 empty] | Lower Valley Energy Inc | 100 | Lower Valley Energy Inc | 100 | Regulated
Central 40 | 63940_G_CEN40 | 63940 | G | CEN40 |  | Solar PV |  | WEC_CALN | California | 6 | Stanislaus | 99 | 06099 | 40 | 0 | 2021 | 9999 |  |  | N | Solar | [13 empty] | 0 | 0 | 0 | 0 | [11 empty] | Idemitsu Renewables | 100 | Idemitsu Renewables | 100 | Non-regulated
Oasis Alta | 63941_G_OA1 | 63941 | G | OA1 |  | Onshore Wind |  | WECC_SCE | California | 6 | Kern | 29 | 06029 | 14.4 | 0 | 2021 | 9999 |  |  | N | Wind | [13 empty] | 0 | 0 | 0 | 0 | [11 empty] | Terra-Gen Operating Co-Wind | 100 | Terra-Gen Operating Co-Wind | 100 | Non-regulated
Sunpin Blandford | 63942_G_SUNBI | 63942 | G | SUNBI |  | Solar PV |  | NENGREST | Massachusetts | 25 | Hampden | 13 | 25013 | 4.7 | 0 | 2020 | 9999 |  |  | N | Solar | [13 empty] | 0 | 0 | 0 | 0 | [11 empty] | Blandford Sun, LLC | 100 | Blandford Sun, LLC | 100 | Non-regulated
Coso Battery Storage | 63943_G_61730 | 63943 | G | 61730 |  | Energy Storage |  | WECC_SCE | California | 6 | Inyo | 27 | 06027 | 60 | 0 | 2022 | 9999 |  |  | N | Energy Storage | [13 empty] | 0 | 0 | 0 | 0 | [11 empty] | John Hancock | 75 | John Hancock | 75 | Non-regulated
Blackhorse Farm Solar, LLC CSG | 63944_G_BHF | 63944 | G | BHF |  | Solar PV |  | NENGREST | Rhode Island | 44 | Bristol | 1 | 44001 | 3.8 | 0 | 2020 | 9999 |  |  | N | Solar | [13 empty] | 0 | 0 | 0 | 0 | [11 empty] | AES Distributed Energy | 100 | AES Distributed Energy | 100 | Non-regulated
Clinton Solar 4 LLC CSG | 63945_G_CLIN | 63945 | G | CLIN |  | Solar PV |  | MIS_IL | Illinois | 17 | Clinton | 27 | 17027 | 2 | 0 | 2020 | 9999 |  |  | N | Solar | [13 empty] | 0 | 0 | 0 | 0 | [11 empty] | Clinton Solar 4 LLC | 100 | Clinton Solar 4 LLC | 100 | Non-regulated
Vermilion Solar 1, LLC CSG | 63946_G_VERM | 63946 | G | VERM |  | Solar PV |  | MIS_IL | Illinois | 17 | Vermilion | 183 | 17183 | 2 | 0 | 2020 | 9999 |  |  | N | Solar | [13 empty] | 0 | 0 | 0 | 0 | [11 empty] | Vermilion Solar 1, LLC | 100 | Vermilion Solar 1, LLC | 100 | Non-regulated
DGS Valley State Prison | 63947_G_579 | 63947 | G | 579 |  | Solar PV |  | WEC_CALN | California | 6 | Madera | 39 | 06039 | 2.3 | 0 | 2021 | 9999 |  |  | N | Solar | [13 empty] | 0 | 0 | 0 | 0 | [11 empty] | Forefront Power, LLC | 100 | Forefront Power, LLC | 100 | Non-regulated
CED Spring Creek Solar | 63948_G_CS1 | 63948 | G | CS1 |  | Solar PV |  | PJM_COMD | Illinois | 17 | Kankakee | 91 | 17091 | 2 | 0 | 2021 | 9999 |  |  | N | Solar | [11 empty] | 0 |  | 0 | 0 | 0 | 0 | [11 empty] | Bay4 Energy Services, LLC | 100 | Bay4 Energy Services, LLC | 100 | Non-regulated
Cortland | 63949_G_CORT2 | 63949 | G | CORT2 |  | Solar PV |  | PJM_COMD | Illinois | 17 | Dekalb | 37 | 17037 | 2 | 0 | 2021 | 9999 |  |  | N | Solar | [13 empty] | 0 | 0 | 0 | 0 | [11 empty] | Cortland Solar 2 LLC | 100 | Cortland Solar 2 LLC | 100 | Non-regulated
Anderson Ranch | 6395_G_1 | 6395 | G | 1 |  | Hydro |  | WECC_ID | Idaho | 16 | Elmore | 39 | 16039 | 20 | 0 | 1950 | 9999 |  |  | N | Hydro | [13 empty] | 0 | 0 | 0 | 0 | [11 empty] | U S Bureau of Reclamation | 100 | U S Bureau of Reclamation | 100 | Regulated
Anderson Ranch | 6395_G_2 | 6395 | G | 2 |  | Hydro |  | WECC_ID | Idaho | 16 | Elmore | 39 | 16039 | 20 | 0 | 1951 | 9999 |  |  | N | Hydro | [13 empty] | 0 | 0 | 0 | 0 | [11 empty] | U S Bureau of Reclamation | 100 | U S Bureau of Reclamation | 100 | Regulated
Erving CSG | 63950_G_ERVIN | 63950 | G | ERVIN |  | Solar PV |  | NENGREST | Massachusetts | 25 | Franklin | 11 | 25011 | 1 | 0 | 2020 | 9999 |  |  | N | Solar | [13 empty] | 0 | 0 | 0 | 0 | [11 empty] | Erving Poplar Mountain Solar 1, LLC | 100 | Erving Poplar Mountain Solar 1, LLC | 100 | Non-regulated
Lena | 63951_G_LENA | 63951 | G | LENA |  | Solar PV |  | PJM_COMD | Illinois | 17 | Stephenson | 177 | 17177 | 2 | 0 | 2021 | 9999 |  |  | N | Solar | [13 empty] | 0 | 0 | 0 | 0 | [11 empty] | Lena Solar 1 LLC | 100 | Lena Solar 1 LLC | 100 | Non-regulated
Ridge Farm | 63952_G_RIDGE | 63952 | G | RIDGE |  | Solar PV |  | MIS_IL | Illinois | 17 | Vermilion | 183 | 17183 | 2 | 0 | 2020 | 9999 |  |  | N | Solar | [13 empty] | 0 | 0 | 0 | 0 | [11 empty] | Ridge Farm Solar 1 LLC | 100 | Ridge Farm Solar 1 LLC | 100 | Non-regulated
Easthampton CSG | 63953_G_EASTP | 63953 | G | EASTP |  | Solar PV |  | NENGREST | Massachusetts | 25 | Hampshire | 15 | 25015 | 2.5 | 0 | 2020 | 9999 |  |  | N | Solar | [13 empty] | 0 | 0 | 0 | 0 | [11 empty] | Easthampton Park Solar 1, LLC | 100 | Easthampton Park Solar 1, LLC | 100 | Non-regulated
Mendota | 63954_G_MENDS | 63954 | G | MENDS |  | Solar PV |  | PJM_COMD | Illinois | 17 | LaSalle | 99 | 17099 | 2 | 0 | 2020 | 9999 |  |  | N | Solar | [13 empty] | 0 | 0 | 0 | 0 | [11 empty] | Mendota US Solar 1 LLC | 100 | Mendota US Solar 1 LLC | 100 | Non-regulated
Perquimans Solar LLC | 63955_G_PERQU | 63955 | G | PERQU |  | Solar PV |  | PJM_Dom | North Carolina | 37 | Perquimans | 143 | 37143 | 5 | 0 | 2023 | 9999 |  |  | N | Solar | [13 empty] | 0 | 0 | 0 | 0 | [11 empty] | Perquimans Solar LLC | 100 | Perquimans Solar LLC | 100 | Non-regulated
Palmer Creek Solar, LLC | 63956_G_223 | 63956 | G | 223 |  | Solar PV |  | WECC_PNW | Oregon | 41 | Yamhill | 71 | 41071 | 2.3 | 0 | 2020 | 9999 |  |  | N | Solar | [13 empty] | 0 | 0 | 0 | 0 | [11 empty] | Greenbacker Renewable Energy Corporation | 100 | Greenbacker Renewable Energy Corporation | 100 | Non-regulated
Day Hill Solar, LLC | 63957_G_221 | 63957 | G | 221 |  | Solar PV |  | WECC_PNW | Oregon | 41 | Clackamas | 5 | 41005 | 2.3 | 0 | 2020 | 9999 |  |  | N | Solar | [13 empty] | 0 | 0 | 0 | 0 | [11 empty] | Greenbacker Renewable Energy Corporation | 100 | Greenbacker Renewable Energy Corporation | 100 | Non-regulated
SSD Marion 3, LLC | 63958_G_1 | 63958 | G | 1 |  | Solar PV |  | WECC_PNW | Oregon | 41 | Marion | 47 | 41047 | 2 | 0 | 2020 | 9999 |  |  | N | Solar | [13 empty] | 0 | 0 | 0 | 0 | [11 empty] | Thor Solar 1 CEI, LLC | 100 | Thor Solar 1 CEI, LLC | 100 | Non-regulated
SSD Marion 5, LLC | 63959_G_1 | 63959 | G | 1 |  | Solar PV |  | WECC_PNW | Oregon | 41 | Marion | 47 | 41047 | 2 | 0 | 2020 | 9999 |  |  | N | Solar | [13 empty] | 0 | 0 | 0 | 0 | [11 empty] | Thor Solar 1 CEI, LLC | 100 | Thor Solar 1 CEI, LLC | 100 | Non-regulated
Black Canyon | 6396_G_1 | 6396 | G | 1 |  | Hydro |  | WECC_ID | Idaho | 16 | Gem | 45 | 16045 | 5.1 | 0 | 1925 | 9999 |  |  | N | Hydro | [13 empty] | 0 | 0 | 0 | 0 | [11 empty] | U S Bureau of Reclamation | 100 | U S Bureau of Reclamation | 100 | Regulated
Black Canyon | 6396_G_2 | 6396 | G | 2 |  | Hydro |  | WECC_ID | Idaho | 16 | Gem | 45 | 16045 | 5.1 | 0 | 1925 | 9999 |  |  | N | Hydro | [13 empty] | 0 | 0 | 0 | 0 | [11 empty] | U S Bureau of Reclamation | 100 | U S Bureau of Reclamation | 100 | Regulated
SSD Marion 6, LLC | 63960_G_1 | 63960 | G | 1 |  | Solar PV |  | WECC_PNW | Oregon | 41 | Marion | 47 | 41047 | 2 | 0 | 2020 | 9999 |  |  | N | Solar | [13 empty] | 0 | 0 | 0 | 0 | [11 empty] | Thor Solar 1 CEI, LLC | 100 | Thor Solar 1 CEI, LLC | 100 | Non-regulated
SSD Clackamas 1, LLC | 63961_G_1 | 63961 | G | 1 |  | Solar PV |  | WECC_PNW | Oregon | 41 | Clackamas | 5 | 41005 | 4 | 0 | 2020 | 9999 |  |  | N | Solar | [13 empty] | 0 | 0 | 0 | 0 | [11 empty] | Thor Solar 1 CEI, LLC | 100 | Thor Solar 1 CEI, LLC | 100 | Non-regulated
SSD Clackamas 4, LLC | 63962_G_1 | 63962 | G | 1 |  | Solar PV |  | WECC_PNW | Oregon | 41 | Clackamas | 5 | 41005 | 2 | 0 | 2020 | 9999 |  |  | N | Solar | [13 empty] | 0 | 0 | 0 | 0 | [11 empty] | Thor Solar 1 CEI, LLC | 100 | Thor Solar 1 CEI, LLC | 100 | Non-regulated
SSD Clackamas 7, LLC | 63963_G_1 | 63963 | G | 1 |  | Solar PV |  | WECC_PNW | Oregon | 41 | Clackamas | 5 | 41005 | 2 | 0 | 2020 | 9999 |  |  | N | Solar | [13 empty] | 0 | 0 | 0 | 0 | [11 empty] | Thor Solar 1 CEI, LLC | 100 | Thor Solar 1 CEI, LLC | 100 | Non-regulated
SSD Marion 1, LLC | 63964_G_1 | 63964 | G | 1 |  | Solar PV |  | WECC_PNW | Oregon | 41 | Marion | 47 | 41047 | 2 | 0 | 2020 | 9999 |  |  | N | Solar | [13 empty] | 0 | 0 | 0 | 0 | [11 empty] | Thor Solar 1 CEI, LLC | 100 | Thor Solar 1 CEI, LLC | 100 | Non-regulated
Danville Farm, LLC | 63965_G_1 | 63965 | G | 1 |  | Solar PV |  | PJM_Dom | Virginia | 51 | Pittsylvania | 143 | 51143 | 12 | 0 | 2020 | 9999 |  |  | N | Solar | [13 empty] | 0 | 0 | 0 | 0 | [11 empty] | Thor Solar 1 CEI, LLC | 100 | Thor Solar 1 CEI, LLC | 100 | Non-regulated
FastSun12 CSG | 63966_G_FS12 | 63966 | G | FS12 |  | Solar PV |  | MIS_MNWI | Minnesota | 27 | Rice | 131 | 27131 | 1 | 0 | 2021 | 9999 |  |  | N | Solar | [13 empty] | 0 | 0 | 0 | 0 | [11 empty] | Altus Power America Management, LLC | 100 | Altus Power America Management, LLC | 100 | Non-regulated
Charter Durabar at Woodstock | 63967_G_CDB1 | 63967 | G | CDB1 |  | Solar PV |  | PJM_COMD | Illinois | 17 | McHenry | 111 | 17111 | 1 | 0 | 2021 | 9999 |  |  | N | Solar | [13 empty] | 0 | 0 | 0 | 0 | [11 empty] | Luminace Solar Illinois 2, LLC | 100 | Luminace Solar Illinois 2, LLC | 100 | Non-regulated
Charter Durabar at Woodstock | 63967_G_CDB2 | 63967 | G | CDB2 |  | Solar PV |  | PJM_COMD | Illinois | 17 | McHenry | 111 | 17111 | 1 | 0 | 2021 | 9999 |  |  | N | Solar | [13 empty] | 0 | 0 | 0 | 0 | [11 empty] | Luminace Solar Illinois 2, LLC | 100 | Luminace Solar Illinois 2, LLC | 100 | Non-regulated
The GSI Group LLC at Assumption | 63968_G_GSI | 63968 | G | GSI |  | Solar PV |  | MIS_IL | Illinois | 17 | Christian | 21 | 17021 | 1.5 | 0 | 2021 | 9999 |  |  | N | Solar | [13 empty] | 0 | 0 | 0 | 0 | [11 empty] | Luminace Solar Illinois 2, LLC | 100 | Luminace Solar Illinois 2, LLC | 100 | Non-regulated
SulusSolar35 | 63969_G_SS35 | 63969 | G | SS35 |  | Solar PV |  | WECC_PNW | Oregon | 41 | Clackamas | 5 | 41005 | 3 | 0 | 2020 | 9999 |  |  | N | Solar | [13 empty] | 0 | 0 | 0 | 0 | [11 empty] | Adapture Renewables, Inc. | 100 | Adapture Renewables, Inc. | 100 | Non-regulated
Boise R Diversion | 6397_G_1A | 6397 | G | 1A |  | Hydro |  | WECC_ID | Idaho | 16 | Ada | 1 | 16001 | 1.1 | 0 | 2004 | 9999 |  |  | N | Hydro | [13 empty] | 0 | 0 | 0 | 0 | [11 empty] | U S Bureau of Reclamation | 100 | U S Bureau of Reclamation | 100 | Regulated
Boise R Diversion | 6397_G_2A | 6397 | G | 2A |  | Hydro |  | WECC_ID | Idaho | 16 | Ada | 1 | 16001 | 1.1 | 0 | 2004 | 9999 |  |  | N | Hydro | [13 empty] | 0 | 0 | 0 | 0 | [11 empty] | U S Bureau of Reclamation | 100 | U S Bureau of Reclamation | 100 | Regulated
Boise R Diversion | 6397_G_3A | 6397 | G | 3A |  | Hydro |  | WECC_ID | Idaho | 16 | Ada | 1 | 16001 | 1.1 | 0 | 2004 | 9999 |  |  | N | Hydro | [13 empty] | 0 | 0 | 0 | 0 | [11 empty] | U S Bureau of Reclamation | 100 | U S Bureau of Reclamation | 100 | Regulated
7185 13th Pl. NW | 63970_G_10020 | 63970 | G | 10020 |  | Solar PV |  | PJM_SMAC | District of Columbia | 11 | District of Columbia | 1 | 11001 | 0.9 | 0 | 2019 | 9999 |  |  | N | Solar | [13 empty] | 0 | 0 | 0 | 0 | [11 empty] | NCS CN LLC | 100 | NCS CN LLC | 100 | Non-regulated
CCUA Solar | 63971_G_CCUA | 63971 | G | CCUA |  | Solar PV |  | PJM_EMAC | New Jersey | 34 | Cumberland | 11 | 34011 | 1.5 | 0 | 2021 | 9999 |  |  | N | Solar | [13 empty] | 0 | 0 | 0 | 0 | [11 empty] | CCUA Solar, LLC | 100 | CCUA Solar, LLC | 100 | Non-regulated
Two Rivers Wind Facility | 63972_G_TR1 | 63972 | G | TR1 |  | Onshore Wind |  | WECC_WY | Wyoming | 56 | Carbon | 7 | 56007 | 280 | 0 | 2024 | 9999 |  |  | N | Wind | [13 empty] | 0 | 0 | 0 | 0 | [11 empty] | BluEarth Renewables | 50 | BluEarth Renewables | 50 | Non-regulated
Cardinal Solar LLC | 63973_G_CARD | 63973 | G | CARD |  | Solar PV |  | S_VACA | South Carolina | 45 | Marion | 67 | 45067 | 7 | 0 | 2020 | 9999 |  |  | N | Solar | [13 empty] | 0 | 0 | 0 | 0 | [11 empty] | Cardinal Solar LLC | 100 | Cardinal Solar LLC | 100 | Non-regulated
Hayes Solar, LLC | 63974_G_HAYES | 63974 | G | HAYES |  | Solar PV |  | S_VACA | North Carolina | 37 | Surry | 171 | 37171 | 3 | 0 | 2020 | 9999 |  |  | N | Solar | [13 empty] | 0 | 0 | 0 | 0 | [11 empty] | Hayes Solar, LLC | 100 | Hayes Solar, LLC | 100 | Non-regulated
Harrison Solar, LLC | 63975_G_HARS | 63975 | G | HARS |  | Solar PV |  | S_VACA | North Carolina | 37 | Sampson | 163 | 37163 | 5 | 0 | 2020 | 9999 |  |  | N | Solar | [13 empty] | 0 | 0 | 0 | 0 | [11 empty] | Harrison Solar, LLC | 100 | Harrison Solar, LLC | 100 | Non-regulated
Bay Tree | 63976_G_959 | 63976 | G | 959 |  | Solar PV |  | S_VACA | North Carolina | 37 | Bladen | 17 | 37017 | 70.1 | 0 | 2021 | 9999 |  |  | N | Solar | [13 empty] | 0 | 0 | 0 | 0 | [11 empty] | Cypress Creek Renewables | 100 | Cypress Creek Renewables | 100 | Non-regulated
Central Generating | 63977_G_1 | 63977 | G | 1 |  | Landfill Gas |  | MIS_LMI | Michigan | 26 | Montcalm | 117 | 26117 | 1.6 | 8513 | 2018 | 9999 |  |  | N | Landfill Gas | [13 empty] | 0.22117 | 0.22117 | 0.22117 | 0.22117 | [11 empty] | North American Central - LLC | 100 | North American Central - LLC | 100 | Non-regulated
Central Generating | 63977_G_2 | 63977 | G | 2 |  | Landfill Gas |  | MIS_LMI | Michigan | 26 | Montcalm | 117 | 26117 | 0.8 | 8513 | 2018 | 9999 |  |  | N | Landfill Gas | [13 empty] | 0.22117 | 0.22117 | 0.22117 | 0.22117 | [11 empty] | North American Central - LLC | 100 | North American Central - LLC | 100 | Non-regulated
Central Generating | 63977_G_3 | 63977 | G | 3 |  | Landfill Gas |  | MIS_LMI | Michigan | 26 | Montcalm | 117 | 26117 | 1.6 | 8513 | 2020 | 9999 |  |  | N | Landfill Gas | [13 empty] | 0.09 | 0.09 | 0.09 | 0.09 | [11 empty] | North American Central - LLC | 100 | North American Central - LLC | 100 | Non-regulated
Duette Solar Power Plant | 63978_G_PV1 | 63978 | G | PV1 |  | Solar PV |  | FRCC | Florida | 12 | Manatee | 81 | 12081 | 74.5 | 0 | 2021 | 9999 |  |  | N | Solar | [13 empty] | 0 | 0 | 0 | 0 | [11 empty] | Duke Energy Florida, LLC | 100 | Duke Energy Florida, LLC | 100 | Regulated
315 Vinson Road | 63979_G_VINSN | 63979 | G | VINSN |  | Solar PV |  | S_VACA | North Carolina | 37 | Johnston | 101 | 37101 | 2 | 0 | 2020 | 9999 |  |  | N | Solar | [13 empty] | 0 | 0 | 0 | 0 | [11 empty] | Red Toad 315 Vinson Road, LLC | 100 | Red Toad 315 Vinson Road, LLC | 100 | Non-regulated
Minidoka | 6398_G_6 | 6398 | G | 6 |  | Hydro |  | WECC_ID | Idaho | 16 | Minidoka | 67 | 16067 | 2.7 | 0 | 1927 | 9999 |  |  | N | Hydro | [13 empty] | 0 | 0 | 0 | 0 | [11 empty] | U S Bureau of Reclamation | 100 | U S Bureau of Reclamation | 100 | Regulated
Minidoka | 6398_G_7 | 6398 | G | 7 |  | Hydro |  | WECC_ID | Idaho | 16 | Minidoka | 67 | 16067 | 5 | 0 | 1942 | 9999 |  |  | N | Hydro | [13 empty] | 0 | 0 | 0 | 0 | [11 empty] | U S Bureau of Reclamation | 100 | U S Bureau of Reclamation | 100 | Regulated
Minidoka | 6398_G_8 | 6398 | G | 8 |  | Hydro |  | WECC_ID | Idaho | 16 | Minidoka | 67 | 16067 | 10 | 0 | 1997 | 9999 |  |  | N | Hydro | [13 empty] | 0 | 0 | 0 | 0 | [11 empty] | U S Bureau of Reclamation | 100 | U S Bureau of Reclamation | 100 | Regulated
Minidoka | 6398_G_9 | 6398 | G | 9 |  | Hydro |  | WECC_ID | Idaho | 16 | Minidoka | 67 | 16067 | 10 | 0 | 1997 | 9999 |  |  | N | Hydro | [13 empty] | 0 | 0 | 0 | 0 | [11 empty] | U S Bureau of Reclamation | 100 | U S Bureau of Reclamation | 100 | Regulated
Red Cloud Wind LLC | 63981_G_1 | 63981 | G | 1 |  | Onshore Wind |  | WECC_NM | New Mexico | 35 | Lincoln | 27 | 35027 | 350 | 0 | 2021 | 9999 |  |  | N | Wind | [13 empty] | 0 | 0 | 0 | 0 | [11 empty] | Pattern Operators LP | 100 | Pattern Operators LP | 100 | Non-regulated
Charlie Creek Solar Power Plant | 63982_G_PV1 | 63982 | G | PV1 |  | Solar PV |  | FRCC | Florida | 12 | Hardee | 49 | 12049 | 74.9 | 0 | 2022 | 9999 |  |  | N | Solar | [13 empty] | 0 | 0 | 0 | 0 | [11 empty] | Duke Energy Florida, LLC | 100 | Duke Energy Florida, LLC | 100 | Regulated
Rocket Solar, LLC | 63983_G_RS | 63983 | G | RS |  | Solar PV |  | WECC_UT | Utah | 49 | Box Elder | 3 | 49003 | 80 | 0 | 2024 | 9999 |  |  | N | Solar | [13 empty] | 0 | 0 | 0 | 0 | [11 empty] | Rocket Solar, LLC | 100 | Rocket Solar, LLC | 100 | Non-regulated
Horseshoe Solar, LLC | 63984_G_HSS | 63984 | G | HSS |  | Solar PV |  | WECC_UT | Utah | 49 | Tooele | 45 | 49045 | 75 | 0 | 2024 | 9999 |  |  | N | Solar | [13 empty] | 0 | 0 | 0 | 0 | [11 empty] | Horseshoe Solar, LLC | 100 | Horseshoe Solar, LLC | 100 | Non-regulated
Fort Bend Solar LLC | 63985_G_FBS | 63985 | G | FBS |  | Solar PV |  | ERC_REST | Texas | 48 | Fort Bend | 157 | 48157 | 240 | 0 | 2023 | 9999 |  |  | N | Solar | [13 empty] | 0 | 0 | 0 | 0 | [11 empty] | Acciona Energy USA Global, LLC | 100 | Acciona Energy USA Global, LLC | 100 | Non-regulated
Rialto - High School | 63986_G_10136 | 63986 | G | 10136 |  | Solar PV |  | WECC_SCE | California | 6 | San Bernardino | 71 | 06071 | 0.9 | 0 | 2017 | 9999 |  |  | N | Solar | [13 empty] | 0 | 0 | 0 | 0 | [11 empty] | Janus Solar Fund LP | 100 | Janus Solar Fund LP | 100 | Non-regulated
Novel Martens Solar LLC(CSG) | 63987_G_MRTNS | 63987 | G | MRTNS |  | Solar PV |  | MIS_MNWI | Minnesota | 27 | Nicollet | 103 | 27103 | 1 | 0 | 2022 | 9999 |  |  | N | Solar | [13 empty] | 0 | 0 | 0 | 0 | [11 empty] | REA Investments, LLC | 100 | REA Investments, LLC | 100 | Non-regulated
Blooming Grove Wind Energy Center | 63988_G_GEN1 | 63988 | G | GEN1 |  | Onshore Wind |  | PJM_COMD | Illinois | 17 | Livingston | 105 | 17105 | 250 | 0 | 2020 | 9999 |  |  | N | Wind | [13 empty] | 0 | 0 | 0 | 0 | [11 empty] | Invenergy Services LLC | 100 | Invenergy Services LLC | 100 | Non-regulated
Peterman II | 63989_G_PETE | 63989 | G | PETE |  | Solar PV |  | PJM_COMD | Illinois | 17 | Kankakee | 91 | 17091 | 2 | 0 | 2021 | 9999 |  |  | N | Solar | [13 empty] | 0 | 0 | 0 | 0 | [11 empty] | Peterman Solar II, LLC | 100 | Peterman Solar II, LLC | 100 | Non-regulated
Kish CSG | 63990_G_KISH | 63990 | G | KISH |  | Solar PV |  | PJM_COMD | Illinois | 17 | Boone | 7 | 17007 | 2 | 0 | 2021 | 9999 |  |  | N | Solar | [13 empty] | 0 | 0 | 0 | 0 | [11 empty] | Kish Solar, LLC | 100 | Kish Solar, LLC | 100 | Non-regulated
Nostrand | 63991_G_NOS | 63991 | G | NOS |  | Solar PV |  | PJM_COMD | Illinois | 17 | Kankakee | 91 | 17091 | 2 | 0 | 2021 | 9999 |  |  | N | Solar | [13 empty] | 0 | 0 | 0 | 0 | [11 empty] | Nostrand Solar, LLC | 100 | Nostrand Solar, LLC | 100 | Non-regulated
Vulcan | 63992_G_VUL | 63992 | G | VUL |  | Solar PV |  | PJM_COMD | Illinois | 17 | Kankakee | 91 | 17091 | 2 | 0 | 2021 | 9999 |  |  | N | Solar | [13 empty] | 0 | 0 | 0 | 0 | [11 empty] | Vulcan Solar, LLC | 100 | Vulcan Solar, LLC | 100 | Non-regulated
FTF-PackingShed | 63993_G_FTF02 | 63993 | G | FTF02 |  | Solar PV |  | WECC_SCE | California | 6 | Tulare | 107 | 06107 | 1 | 0 | 2013 | 9999 |  |  | N | Solar | [13 empty] | 0 | 0 | 0 | 0 | [11 empty] | Family Tree Farms | 100 | Family Tree Farms | 100 | Non-regulated
Firebaugh-CCS-PV-1 | 63994_G_MWF01 | 63994 | G | MWF01 |  | Solar PV |  | WEC_CALN | California | 6 | Fresno | 19 | 06019 | 1 | 0 | 2015 | 9999 |  |  | N | Solar | [13 empty] | 0 | 0 | 0 | 0 | [11 empty] | Mike Woolf Farming | 100 | Mike Woolf Farming | 100 | Non-regulated
Trenton | 63995_G_ES1 | 63995 | G | ES1 |  | Energy Storage |  | FRCC | Florida | 12 | Gilchrist | 41 | 12041 | 11 | 0 | 2021 | 9999 |  |  | N | Energy Storage | [13 empty] | 0 | 0 | 0 | 0 | [11 empty] | Duke Energy Florida, LLC | 100 | Duke Energy Florida, LLC | 100 | Regulated
Cape San Blas | 63996_G_ES1 | 63996 | G | ES1 |  | Energy Storage |  | S_SOU | Florida | 12 | Gulf | 45 | 12045 | 5.5 | 0 | 2022 | 9999 |  |  | N | Energy Storage | [13 empty] | 0 | 0 | 0 | 0 | [11 empty] | Duke Energy Florida, LLC | 100 | Duke Energy Florida, LLC | 100 | Regulated
Pine Hill | 63997_G_PHS01 | 63997 | G | PHS01 |  | Solar PV |  | NENGREST | Rhode Island | 44 | Providence | 7 | 44007 | 5 | 0 | 2020 | 9999 |  |  | N | Solar | [13 empty] | 0 | 0 | 0 | 0 | [11 empty] | AEP Onsite Partners, LLC | 100 | AEP Onsite Partners, LLC | 100 | Non-regulated
Jennings Energy Storage Facility | 63998_G_ES1 | 63998 | G | ES1 |  | Energy Storage |  | FRCC | Florida | 12 | Hamilton | 47 | 12047 | 5.5 | 0 | 2022 | 9999 |  |  | N | Energy Storage | [13 empty] | 0 | 0 | 0 | 0 | [11 empty] | Duke Energy Florida, LLC | 100 | Duke Energy Florida, LLC | 100 | Regulated
Micanopy Energy Storage Facility | 63999_G_ES1 | 63999 | G | ES1 |  | Energy Storage |  | FRCC | Florida | 12 | Alachua | 1 | 12001 | 8.3 | 0 | 2022 | 9999 |  |  | N | Energy Storage | [13 empty] | 0 | 0 | 0 | 0 | [11 empty] | Duke Energy Florida, LLC | 100 | Duke Energy Florida, LLC | 100 | Regulated
Canyon Ferry | 6400_G_1 | 6400 | G | 1 |  | Hydro |  | WECC_MT | Montana | 30 | Lewis and Clark | 49 | 30049 | 19.2 | 0 | 1953 | 9999 |  |  | N | Hydro | [13 empty] | 0 | 0 | 0 | 0 | [11 empty] | U S Bureau of Reclamation | 100 | U S Bureau of Reclamation | 100 | Regulated
Canyon Ferry | 6400_G_2 | 6400 | G | 2 |  | Hydro |  | WECC_MT | Montana | 30 | Lewis and Clark | 49 | 30049 | 19.2 | 0 | 1954 | 9999 |  |  | N | Hydro | [13 empty] | 0 | 0 | 0 | 0 | [11 empty] | U S Bureau of Reclamation | 100 | U S Bureau of Reclamation | 100 | Regulated
Canyon Ferry | 6400_G_3 | 6400 | G | 3 |  | Hydro |  | WECC_MT | Montana | 30 | Lewis and Clark | 49 | 30049 | 19.2 | 0 | 1954 | 9999 |  |  | N | Hydro | [13 empty] | 0 | 0 | 0 | 0 | [11 empty] | U S Bureau of Reclamation | 100 | U S Bureau of Reclamation | 100 | Regulated
Amaterasu LLC | 64000_G_BESS | 64000 | G | BESS |  | Energy Storage |  | NENGREST | Massachusetts | 25 | Worcester | 27 | 25027 | 3.2 | 0 | 2021 | 9999 |  |  | N | Energy Storage | [13 empty] | 0 | 0 | 0 | 0 | [11 empty] | AES Distributed Energy | 100 | AES Distributed Energy | 100 | Non-regulated
Amaterasu LLC | 64000_G_DRC | 64000 | G | DRC |  | Solar PV |  | NENGREST | Massachusetts | 25 | Worcester | 27 | 25027 | 4.6 | 0 | 2021 | 9999 |  |  | N | Solar | [13 empty] | 0 | 0 | 0 | 0 | [11 empty] | AES Distributed Energy | 100 | AES Distributed Energy | 100 | Non-regulated
Camellia Solar, LLC | 64001_G_CAMEL | 64001 | G | CAMEL |  | Solar PV |  | MIS_MNWI | Minnesota | 27 | Pope | 121 | 27121 | 1 | 0 | 2020 | 9999 |  |  | N | Solar | [13 empty] | 0 | 0 | 0 | 0 | [11 empty] | National Grid Renewables | 100 | National Grid Renewables | 100 | Non-regulated
Buttercup Solar, LLC | 64002_G_11629 | 64002 | G | 11629 |  | Solar PV |  | S_VACA | North Carolina | 37 | Duplin | 61 | 37061 | 5 | 0 | 2020 | 9999 |  |  | N | Solar | [13 empty] | 0 | 0 | 0 | 0 | [11 empty] | Sol Systems | 100 | Sol Systems | 100 | Non-regulated
Iron Star Wind Project | 64003_G_WTG1 | 64003 | G | WTG1 |  | Onshore Wind |  | SPP_N | Kansas | 20 | Ford | 57 | 20057 | 297.6 | 0 | 2021 | 9999 |  |  | N | Wind | [13 empty] | 0 | 0 | 0 | 0 | [11 empty] | Engie North America | 100 | Engie North America | 100 | Non-regulated
Interfaith Medical Center | 64004_G_EGB17 | 64004 | G | EGB17 |  | Combustion Turbine | IC Engine | NY_Z_J | New York | 36 | Kings | 47 | 36047 | 1.2 | 9905 | 2012 | 9999 |  |  | N | Natural Gas, Distillate Fuel Oil | [13 empty] | 1.6498 | 1.6498 | 1.6498 | 1.6498 | [11 empty] | Interfaith Medical Center | 100 | Interfaith Medical Center | 100 | Non-regulated
Toyota Long Beach Trigen | 64005_G_MMR-1 | 64005 | G | MMR-1 |  | Fuel Cell |  | WEC_LADW | California | 6 | Los Angeles | 37 | 06037 | 2.2 | 6469 | 2023 | 9999 |  |  | N | Natural Gas | [13 empty] | 0 | 0 | 0 | 0 | [11 empty] | Long Beach Trigen, LLC | 100 | Long Beach Trigen, LLC | 100 | Non-regulated
SulusSolar33 | 64006_G_SS33 | 64006 | G | SS33 |  | Solar PV |  | WECC_PNW | Oregon | 41 | Yamhill | 71 | 41071 | 3 | 0 | 2021 | 9999 |  |  | N | Solar | [13 empty] | 0 | 0 | 0 | 0 | [11 empty] | Adapture Renewables, Inc. | 100 | Adapture Renewables, Inc. | 100 | Non-regulated
SulusSolar28 | 64007_G_SS28 | 64007 | G | SS28 |  | Solar PV |  | WECC_PNW | Oregon | 41 | Yamhill | 71 | 41071 | 3 | 0 | 2020 | 9999 |  |  | N | Solar | [13 empty] | 0 | 0 | 0 | 0 | [11 empty] | Adapture Renewables, Inc. | 100 | Adapture Renewables, Inc. | 100 | Non-regulated
MilfordSolar OR | 64008_G_MS | 64008 | G | MS |  | Solar PV |  | WECC_PNW | Oregon | 41 | Washington | 67 | 41067 | 3 | 0 | 2021 | 9999 |  |  | N | Solar | [13 empty] | 0 | 0 | 0 | 0 | [11 empty] | Adapture Renewables, Inc. | 100 | Adapture Renewables, Inc. | 100 | Non-regulated
BristolSolar | 64009_G_BS | 64009 | G | BS |  | Solar PV |  | WECC_PNW | Oregon | 41 | Marion | 47 | 41047 | 3 | 0 | 2021 | 9999 |  |  | N | Solar | [13 empty] | 0 | 0 | 0 | 0 | [11 empty] | Adapture Renewables, Inc. | 100 | Adapture Renewables, Inc. | 100 | Non-regulated
Energix Hollyfield, LLC | 64010_G_ENX06 | 64010 | G | ENX06 |  | Solar PV |  | PJM_Dom | Virginia | 51 | King William | 101 | 51101 | 13 | 0 | 2021 | 9999 |  |  | N | Solar | [13 empty] | 0 | 0 | 0 | 0 | [11 empty] | Energix Hollyfield, LLC | 100 | Energix Hollyfield, LLC | 100 | Non-regulated
Bainbridge Solar | 64011_G_6359 | 64011 | G | 6359 |  | Solar PV |  | S_SOU | Georgia | 13 | Decatur | 87 | 13087 | 1 | 0 | 2019 | 9999 |  |  | N | Solar | [13 empty] | 0 | 0 | 0 | 0 | [11 empty] | Bainbridge Solar, LLC | 100 | Bainbridge Solar, LLC | 100 | Non-regulated
Energix Nokesville, LLC | 64012_G_ENX07 | 64012 | G | ENX07 |  | Solar PV |  | PJM_Dom | Virginia | 51 | Prince William | 153 | 51153 | 20 | 0 | 2022 | 9999 |  |  | N | Solar | [13 empty] | 0 | 0 | 0 | 0 | [11 empty] | Energix Nokesville, LLC | 100 | Energix Nokesville, LLC | 100 | Non-regulated
Somonauk Road Solar 1 | 64013_G_6344 | 64013 | G | 6344 |  | Solar PV |  | PJM_COMD | Illinois | 17 | DeKalb | 37 | 17037 | 2 | 0 | 2021 | 9999 |  |  | N | Solar | [13 empty] | 0 | 0 | 0 | 0 | [11 empty] | Somonauk Road Solar 1, LLC | 100 | Somonauk Road Solar 1, LLC | 100 | Non-regulated
28 Livermore Hill Road Solar | 64014_G_7405 | 64014 | G | 7405 |  | Solar PV |  | NENGREST | Massachusetts | 25 | Worcester | 27 | 25027 | 5 | 0 | 2020 | 9999 |  |  | N | Solar | [13 empty] | 0 | 0 | 0 | 0 | [11 empty] | 28 Livermore Hill Road Solar, LLC | 100 | 28 Livermore Hill Road Solar, LLC | 100 | Non-regulated
Energix Buckingham, LLC | 64015_G_ENX05 | 64015 | G | ENX05 |  | Solar PV |  | PJM_Dom | Virginia | 51 | Buckingham | 29 | 51029 | 20 | 0 | 2021 | 9999 |  |  | N | Solar | [13 empty] | 0 | 0 | 0 | 0 | [11 empty] | Energix Buckingham, LLC | 100 | Energix Buckingham, LLC | 100 | Non-regulated
Edwardsville Solar II | 64016_G_6777 | 64016 | G | 6777 |  | Solar PV |  | MIS_IL | Illinois | 17 | Madison | 119 | 17119 | 2 | 0 | 2021 | 9999 |  |  | N | Solar | [13 empty] | 0 | 0 | 0 | 0 | [11 empty] | Edwardsville Solar II, LLC | 100 | Edwardsville Solar II, LLC | 100 | Non-regulated
Brick Church Solar | 64017_G_7405 | 64017 | G | 7405 |  | Solar PV |  | NY_Z_F | New York | 36 | Rensselaer | 83 | 36083 | 4 | 0 | 2019 | 9999 |  |  | N | Solar | [13 empty] | 0 | 0 | 0 | 0 | [11 empty] | Brick Church Solar 1, LLC | 100 | Brick Church Solar 1, LLC | 100 | Non-regulated
Route 76 Boone Solar 1 | 64018_G_7724 | 64018 | G | 7724 |  | Solar PV |  | PJM_COMD | Illinois | 17 | Boone | 7 | 17007 | 2 | 0 | 2020 | 9999 |  |  | N | Solar | [13 empty] | 0 | 0 | 0 | 0 | [11 empty] | Route 76 Boone Solar 1, LLC | 100 | Route 76 Boone Solar 1, LLC | 100 | Non-regulated
Altavista Solar | 64019_G_ATLA | 64019 | G | ATLA |  | Solar PV |  | PJM_West | Virginia | 51 | Campbell | 31 | 51031 | 80 | 0 | 2021 | 9999 |  |  | N | Solar | [13 empty] | 0 | 0 | 0 | 0 | [11 empty] | Altavista Solar, LLC | 100 | Altavista Solar, LLC | 100 | Non-regulated
Elephant Butte | 6402_G_1 | 6402 | G | 1 |  | Hydro |  | WECC_NM | New Mexico | 35 | Sierra | 51 | 35051 | 9.3 | 0 | 1940 | 9999 |  |  | N | Hydro | [13 empty] | 0 | 0 | 0 | 0 | [11 empty] | U S Bureau of Reclamation | 100 | U S Bureau of Reclamation | 100 | Regulated
Elephant Butte | 6402_G_2 | 6402 | G | 2 |  | Hydro |  | WECC_NM | New Mexico | 35 | Sierra | 51 | 35051 | 9.3 | 0 | 1940 | 9999 |  |  | N | Hydro | [13 empty] | 0 | 0 | 0 | 0 | [11 empty] | U S Bureau of Reclamation | 100 | U S Bureau of Reclamation | 100 | Regulated
Elephant Butte | 6402_G_3 | 6402 | G | 3 |  | Hydro |  | WECC_NM | New Mexico | 35 | Sierra | 51 | 35051 | 9.3 | 0 | 1940 | 9999 |  |  | N | Hydro | [13 empty] | 0 | 0 | 0 | 0 | [11 empty] | U S Bureau of Reclamation | 100 | U S Bureau of Reclamation | 100 | Regulated
West Riverside Energy Center | 64020_G_CTG3 | 64020 | G | CTG3 |  | Combined Cycle |  | MIS_WUMS | Wisconsin | 55 | Rock | 105 | 55105 | 223.6 | 7050 | 2020 | 9999 |  |  | N | Natural Gas |  |  |  | DLNB | SCR | [8 empty] | 0.011 | 0.011 | 0.011 | 0.011 | [11 empty] | Hanwha Q Cells USA Corp | 100 | Hanwha Group | 100 | Regulated
West Riverside Energy Center | 64020_G_CTG4 | 64020 | G | CTG4 |  | Combined Cycle |  | MIS_WUMS | Wisconsin | 55 | Rock | 105 | 55105 | 222 | 7050 | 2020 | 9999 |  |  | N | Natural Gas |  |  |  | DLNB | SCR | [8 empty] | 0.011 | 0.011 | 0.011 | 0.011 | [11 empty] | Hanwha Q Cells USA Corp | 100 | Hanwha Group | 100 | Regulated
West Riverside Energy Center | 64020_G_PV1 | 64020 | G | PV1 |  | Solar PV |  | MIS_WUMS | Wisconsin | 55 | Rock | 105 | 55105 | 4.4 | 0 | 2021 | 9999 |  |  | N | Solar | [13 empty] | 0 | 0 | 0 | 0 | [11 empty] | Wisconsin Power & Light Co | 91 | Wisconsin Power & Light Co | 91 | Regulated
West Riverside Energy Center | 64020_G_STG2 | 64020 | G | STG2 |  | Combined Cycle |  | MIS_WUMS | Wisconsin | 55 | Rock | 105 | 55105 | 254.9 | 7050 | 2020 | 9999 | other |  | N | Natural Gas |  |  |  | LNB | SCR | [8 empty] | 0.011 | 0.011 | 0.011 | 0.011 | [11 empty] | Hanwha Q Cells USA Corp | 100 | Hanwha Group | 100 | Regulated
Alden Solar CSG LLC | 64021_G_225 | 64021 | G | 225 |  | Solar PV |  | WECC_CO | Colorado | 8 | Weld | 123 | 08123 | 1.6 | 0 | 2020 | 9999 |  |  | N | Solar | [13 empty] | 0 | 0 | 0 | 0 | [11 empty] | Greenbacker Renewable Energy Corporation | 100 | Greenbacker Renewable Energy Corporation | 100 | Non-regulated
SulusSolar22 | 64022_G_SS22 | 64022 | G | SS22 |  | Solar PV |  | WECC_PNW | Oregon | 41 | Marion | 47 | 41047 | 3 | 0 | 2021 | 9999 |  |  | N | Solar | [13 empty] | 0 | 0 | 0 | 0 | [11 empty] | Adapture Renewables, Inc. | 100 | Adapture Renewables, Inc. | 100 | Non-regulated
10 Finderne Avenue Solar, LLC | 64023_G_246 | 64023 | G | 246 |  | Solar PV |  | PJM_EMAC | New Jersey | 34 | Somerset | 35 | 34035 | 2.3 | 0 | 2017 | 9999 |  |  | N | Solar | [13 empty] | 0 | 0 | 0 | 0 | [11 empty] | Greenbacker Renewable Energy Corporation | 100 | Greenbacker Renewable Energy Corporation | 100 | Non-regulated
Monte Vista Solar 2 CSG, LLC | 64024_G_262 | 64024 | G | 262 |  | Solar PV |  | WECC_CO | Colorado | 8 | Rio Grande | 105 | 08105 | 1.6 | 0 | 2020 | 9999 |  |  | N | Solar | [13 empty] | 0 | 0 | 0 | 0 | [11 empty] | Greenbacker Renewable Energy Corporation | 100 | Greenbacker Renewable Energy Corporation | 100 | Non-regulated
101 Carnegie Center Solar, LLC | 64025_G_297 | 64025 | G | 297 |  | Solar PV |  | PJM_EMAC | New Jersey | 34 | Mercer | 21 | 34021 | 1.2 | 0 | 2020 | 9999 |  |  | N | Solar | [13 empty] | 0 | 0 | 0 | 0 | [11 empty] | Greenbacker Renewable Energy Corporation | 100 | Greenbacker Renewable Energy Corporation | 100 | Non-regulated
ANSON Solar Center, LLC | 64026_G_SF1 | 64026 | G | SF1 |  | Solar PV |  | ERC_WEST | Texas | 48 | Jones | 253 | 48253 | 200 | 0 | 2021 | 9999 |  |  | N | Solar | [13 empty] | 0 | 0 | 0 | 0 | [11 empty] | Engie North America | 100 | Engie North America | 100 | Non-regulated
SB Water Reclamation Fuel Cell | 64027_G_MB19 | 64027 | G | MB19 |  | Fuel Cell |  | WECC_SCE | California | 6 | San Bernardino | 71 | 06071 | 1.4 | 6469 | 2021 | 9999 |  |  | Y | Natural Gas | [13 empty] | 0 | 0 | 0 | 0 | [11 empty] | San Bernardino Fuel Cell, LLC | 100 | San Bernardino Fuel Cell, LLC | 100 | Non-regulated
San Diego - EMDF at San Diego | 64028_G_EMDF | 64028 | G | EMDF |  | Solar PV |  | WEC_SDGE | California | 6 | San Diego | 73 | 06073 | 2.9 | 0 | 2021 | 9999 |  |  | N | Solar | [13 empty] | 0 | 0 | 0 | 0 | [11 empty] | California PV Energy 3, LLC | 100 | California PV Energy 3, LLC | 100 | Non-regulated
Bauer Solar CSG | 64029_G_TC3 | 64029 | G | TC3 |  | Solar PV |  | MIS_MNWI | Minnesota | 27 | Stearns | 145 | 27145 | 0.9 | 0 | 2021 | 9999 |  |  | N | Solar | [13 empty] | 0 | 0 | 0 | 0 | [11 empty] | Bauer Community Solar LLC | 100 | Bauer Community Solar LLC | 100 | Non-regulated
Green Springs | 6403_G_1 | 6403 | G | 1 |  | Hydro |  | WECC_PNW | Oregon | 41 | Jackson | 29 | 41029 | 17.2 | 0 | 1960 | 9999 |  |  | N | Hydro | [13 empty] | 0 | 0 | 0 | 0 | [11 empty] | U S Bureau of Reclamation | 100 | U S Bureau of Reclamation | 100 | Regulated
Kenmare - Sullivan Community College | 64030_G_GEN1 | 64030 | G | GEN1 |  | Solar PV |  | NY_Z_G-I | New York | 36 | Sullivan | 105 | 36105 | 2 | 0 | 2015 | 9999 |  |  | N | Solar | [13 empty] | 0 | 0 | 0 | 0 | [11 empty] | Sullivan Solar Garden, LLC | 100 | Sullivan Solar Garden, LLC | 100 | Non-regulated
Fremont CO 1, LLC | 64031_G_228 | 64031 | G | 228 |  | Solar PV |  | WECC_CO | Colorado | 8 | Fremont | 43 | 08043 | 1.8 | 0 | 2020 | 9999 |  |  | N | Solar | [13 empty] | 0 | 0 | 0 | 0 | [11 empty] | Greenbacker Renewable Energy Corporation | 100 | Greenbacker Renewable Energy Corporation | 100 | Non-regulated
MTSUN | 64032_G_MTSUN | 64032 | G | MTSUN |  | Solar PV |  | WECC_MT | Montana | 30 | Yellowstone | 111 | 30111 | 80 | 0 | 2023 | 9999 |  |  | N | Solar | [13 empty] | 0 | 0 | 0 | 0 | [11 empty] | Greenbacker Renewable Energy Corporation | 100 | Greenbacker Renewable Energy Corporation | 100 | Non-regulated
GreenparkSolar | 64033_G_GS | 64033 | G | GS |  | Solar PV |  | WECC_PNW | Oregon | 41 | Marion | 47 | 41047 | 1.3 | 0 | 2020 | 9999 |  |  | N | Solar | [13 empty] | 0 | 0 | 0 | 0 | [11 empty] | Adapture Renewables, Inc. | 100 | Adapture Renewables, Inc. | 100 | Non-regulated
SulusSolar25 | 64034_G_SS25 | 64034 | G | SS25 |  | Solar PV |  | WECC_PNW | Oregon | 41 | Marion | 47 | 41047 | 2.2 | 0 | 2020 | 9999 |  |  | N | Solar | [13 empty] | 0 | 0 | 0 | 0 | [11 empty] | Adapture Renewables, Inc. | 100 | Adapture Renewables, Inc. | 100 | Non-regulated
Powatan Road Solar | 64035_G_POWTN | 64035 | G | POWTN |  | Solar PV |  | S_VACA | North Carolina | 37 | Johnston | 101 | 37101 | 2 | 0 | 2020 | 9999 |  |  | N | Solar | [13 empty] | 0 | 0 | 0 | 0 | [11 empty] | Red Toad Powatan Phase 2 LLC | 100 | Red Toad Powatan Phase 2 LLC | 100 | Non-regulated
SunEast Manchester Solar Project | 64037_G_Q#913 | 64037 | G | Q#913 |  | Solar PV |  | NY_Z_C&E | New York | 36 | Ontario | 69 | 36069 | 20 | 0 | 2024 | 9999 |  |  | N | Solar | [13 empty] | 0 | 0 | 0 | 0 | [11 empty] | SunEast Manchester Solar LLC | 100 | SunEast Manchester Solar LLC | 100 | Non-regulated
Deer Creek (UT) | 6404_G_1 | 6404 | G | 1 |  | Hydro |  | WECC_UT | Utah | 49 | Wasatch | 51 | 49051 | 2.7 | 0 | 1958 | 9999 |  |  | N | Hydro | [13 empty] | 0 | 0 | 0 | 0 | [11 empty] | U S Bureau of Reclamation | 100 | U S Bureau of Reclamation | 100 | Regulated
Deer Creek (UT) | 6404_G_2 | 6404 | G | 2 |  | Hydro |  | WECC_UT | Utah | 49 | Wasatch | 51 | 49051 | 2.7 | 0 | 1958 | 9999 |  |  | N | Hydro | [13 empty] | 0 | 0 | 0 | 0 | [11 empty] | U S Bureau of Reclamation | 100 | U S Bureau of Reclamation | 100 | Regulated
Apple Canyon Lake Solar | 64040_G_1 | 64040 | G | 1 |  | Solar PV |  | PJM_COMD | Illinois | 17 | Jo Daviess | 85 | 17085 | 1.2 | 0 | 2020 | 9999 |  |  | N | Solar | [13 empty] | 0 | 0 | 0 | 0 | [11 empty] | ACM Solar, LLC. | 100 | ACM Solar, LLC. | 100 | Non-regulated
Wappinger 9D Solar | 64041_G_4683 | 64041 | G | 4683 |  | Solar PV |  | NY_Z_G-I | New York | 36 | Dutchess | 27 | 36027 | 2 | 0 | 2019 | 9999 |  |  | N | Solar | [13 empty] | 0 | 0 | 0 | 0 | [11 empty] | Wappinger 9D Solar, LLC | 100 | Wappinger 9D Solar, LLC | 100 | Non-regulated
Montague Road Solar | 64042_G_3958 | 64042 | G | 3958 |  | Solar PV |  | NENGREST | Massachusetts | 25 | Hampshire | 15 | 25015 | 3.6 | 0 | 2019 | 9999 |  |  | N | Solar | [13 empty] | 0 | 0 | 0 | 0 | [11 empty] | Montague Road Solar, LLC | 100 | Montague Road Solar, LLC | 100 | Non-regulated
Olney Solar II CSG | 64043_G_6778 | 64043 | G | 6778 |  | Solar PV |  | MIS_IL | Illinois | 17 | Richland | 159 | 17159 | 2 | 0 | 2021 | 9999 |  |  | N | Solar | [13 empty] | 0 | 0 | 0 | 0 | [11 empty] | Olney Solar II, LLC | 100 | Olney Solar II, LLC | 100 | Non-regulated
Off Airport Road - West | 64044_G_7141 | 64044 | G | 7141 |  | Solar PV |  | NY_Z_G-I | New York | 36 | Ulster | 111 | 36111 | 4 | 0 | 2019 | 9999 |  |  | N | Solar | [13 empty] | 0 | 0 | 0 | 0 | [11 empty] | Off Airport Road - West, LLC | 100 | Off Airport Road - West, LLC | 100 | Non-regulated
Fitchburg Renewables | 64045_G_4648 | 64045 | G | 4648 |  | Solar PV |  | NENGREST | Massachusetts | 25 | Worcester | 27 | 25027 | 4 | 0 | 2020 | 9999 |  |  | N | Solar | [13 empty] | 0 | 0 | 0 | 0 | [11 empty] | Fitchburg Renewables, LLC | 100 | Fitchburg Renewables, LLC | 100 | Non-regulated
6140 Route 209 - North | 64046_G_7140 | 64046 | G | 7140 |  | Solar PV |  | NY_Z_G-I | New York | 36 | Ulster | 111 | 36111 | 4 | 0 | 2019 | 9999 |  |  | N | Solar | [13 empty] | 0 | 0 | 0 | 0 | [11 empty] | 6140 Route 209 - North, LLC | 100 | 6140 Route 209 - North, LLC | 100 | Non-regulated
Caddo Wind | 64047_G_46002 | 64047 | G | 46002 |  | Onshore Wind |  | SPP_WEST | Oklahoma | 40 | Caddo | 15 | 40015 | 303.6 | 0 | 2022 | 9999 |  |  | N | Wind | [13 empty] | 0 | 0 | 0 | 0 | [11 empty] | Allete Clean Energy | 100 | Allete Clean Energy | 100 | Non-regulated
SulusSolar29 | 64048_G_SS29 | 64048 | G | SS29 |  | Solar PV |  | WECC_PNW | Oregon | 41 | Clackamas | 5 | 41005 | 2.6 | 0 | 2020 | 9999 |  |  | N | Solar | [13 empty] | 0 | 0 | 0 | 0 | [11 empty] | Adapture Renewables, Inc. | 100 | Adapture Renewables, Inc. | 100 | Non-regulated
San Diego - NCRC at Vista | 64049_G_NCRC | 64049 | G | NCRC |  | Solar PV |  | WEC_SDGE | California | 6 | San Diego | 73 | 06073 | 1.8 | 0 | 2021 | 9999 |  |  | N | Solar | [13 empty] | 0 | 0 | 0 | 0 | [11 empty] | California PV Energy 3, LLC | 100 | California PV Energy 3, LLC | 100 | Non-regulated
Flaming Gorge | 6405_G_1 | 6405 | G | 1 |  | Hydro |  | WECC_UT | Utah | 49 | Daggett | 9 | 49009 | 50.6 | 0 | 1963 | 9999 |  |  | N | Hydro | [13 empty] | 0 | 0 | 0 | 0 | [11 empty] | U S Bureau of Reclamation | 100 | U S Bureau of Reclamation | 100 | Regulated
Flaming Gorge | 6405_G_2 | 6405 | G | 2 |  | Hydro |  | WECC_UT | Utah | 49 | Daggett | 9 | 49009 | 50.6 | 0 | 1963 | 9999 |  |  | N | Hydro | [13 empty] | 0 | 0 | 0 | 0 | [11 empty] | U S Bureau of Reclamation | 100 | U S Bureau of Reclamation | 100 | Regulated
Flaming Gorge | 6405_G_3 | 6405 | G | 3 |  | Hydro |  | WECC_UT | Utah | 49 | Daggett | 9 | 49009 | 50.6 | 0 | 1964 | 9999 |  |  | N | Hydro | [13 empty] | 0 | 0 | 0 | 0 | [11 empty] | U S Bureau of Reclamation | 100 | U S Bureau of Reclamation | 100 | Regulated
Fort Bragg - Camp Mackall PV BESS System | 64050_G_CMABS | 64050 | G | CMABS |  | Energy Storage |  | S_VACA | North Carolina | 37 | Richmond | 153 | 37153 | 2 | 0 | 2023 | 9999 |  |  | N | Energy Storage | [13 empty] | 0 | 0 | 0 | 0 | [11 empty] | US Army Fort Bragg | 100 | US Army Fort Bragg | 100 | Non-regulated
Fort Bragg - Camp Mackall PV BESS System | 64050_G_CMAPV | 64050 | G | CMAPV |  | Solar PV |  | S_VACA | North Carolina | 37 | Richmond | 153 | 37153 | 1 | 0 | 2023 | 9999 |  |  | N | Solar | [13 empty] | 0 | 0 | 0 | 0 | [11 empty] | US Army Fort Bragg | 100 | US Army Fort Bragg | 100 | Non-regulated
Orchard Windfarm 2, LLC | 64051_G_OCHW2 | 64051 | G | OCHW2 |  | Onshore Wind |  | WECC_PNW | Oregon | 41 | Morrow | 49 | 41049 | 10 | 0 | 2020 | 9999 |  |  | N | Wind | [13 empty] | 0 | 0 | 0 | 0 | [11 empty] | Orchard Windfarm, LLC | 100 | Orchard Windfarm, LLC | 100 | Non-regulated
Orchard Windfarm 3, LLC | 64052_G_OCHW3 | 64052 | G | OCHW3 |  | Onshore Wind |  | WECC_PNW | Oregon | 41 | Morrow | 49 | 41049 | 10 | 0 | 2020 | 9999 |  |  | N | Wind | [13 empty] | 0 | 0 | 0 | 0 | [11 empty] | Orchard Windfarm, LLC | 100 | Orchard Windfarm, LLC | 100 | Non-regulated
Orchard Windfarm 4, LLC | 64053_G_OCHW4 | 64053 | G | OCHW4 |  | Onshore Wind |  | WECC_PNW | Oregon | 41 | Morrow | 49 | 41049 | 10 | 0 | 2020 | 9999 |  |  | N | Wind | [13 empty] | 0 | 0 | 0 | 0 | [11 empty] | Orchard Windfarm, LLC | 100 | Orchard Windfarm, LLC | 100 | Non-regulated
Clines Corners Wind Farm LLC | 64054_G_1 | 64054 | G | 1 |  | Onshore Wind |  | WECC_NM | New Mexico | 35 | Torrance | 57 | 35057 | 325 | 0 | 2021 | 9999 |  |  | N | Wind | [13 empty] | 0 | 0 | 0 | 0 | [11 empty] | Pattern Operators LP | 100 | Pattern Operators LP | 100 | Non-regulated
Wonderful Orchards - New Columbia | 64055_G_WOC | 64055 | G | WOC |  | Solar PV |  | WEC_CALN | California | 6 | Madera | 39 | 06039 | 5 | 0 | 2020 | 9999 |  |  | N | Solar | [13 empty] | 0 | 0 | 0 | 0 | [11 empty] | DG California Solar LLC | 100 | DG California Solar LLC | 100 | Non-regulated
T Luhman CSG | 64056_G_TLU01 | 64056 | G | TLU01 |  | Solar PV |  | MIS_MNWI | Minnesota | 27 | Goodhue | 49 | 27049 | 1 | 0 | 2021 | 9999 |  |  | N | Solar | [13 empty] | 0 | 0 | 0 | 0 | [11 empty] | Madison Energy Holdings LLC | 100 | Madison Energy Holdings LLC | 100 | Non-regulated
Wheatridge 1 | 64057_G_WND | 64057 | G | WND |  | Onshore Wind |  | WECC_PNW | Oregon | 41 | Morrow | 49 | 41049 | 100 | 0 | 2020 | 9999 |  |  | N | Wind | [13 empty] | 0 | 0 | 0 | 0 | [11 empty] | Portland General Electric Co | 100 | Portland General Electric Co | 100 | Regulated
2662 Freeport Solar 1 CSG | 64058_G_FREE | 64058 | G | FREE |  | Solar PV |  | PJM_COMD | Illinois | 17 | Stephenson | 177 | 17177 | 2 | 0 | 2020 | 9999 |  |  | N | Solar | [13 empty] | 0 | 0 | 0 | 0 | [11 empty] | 2662 Freeport Solar 1, LLC | 100 | 2662 Freeport Solar 1, LLC | 100 | Non-regulated
Whiteside Solar 1 CSG | 64059_G_WSIDE | 64059 | G | WSIDE |  | Solar PV |  | PJM_COMD | Illinois | 17 | Whiteside | 195 | 17195 | 2 | 0 | 2020 | 9999 |  |  | N | Solar | [13 empty] | 0 | 0 | 0 | 0 | [11 empty] | Whiteside Solar 1, LLC | 100 | Whiteside Solar 1, LLC | 100 | Non-regulated
Chandler | 6406_G_1 | 6406 | G | 1 |  | Hydro |  | WECC_PNW | Washington | 53 | Benton | 5 | 53005 | 6 | 0 | 1956 | 9999 |  |  | N | Hydro | [13 empty] | 0 | 0 | 0 | 0 | [11 empty] | U S Bureau of Reclamation | 100 | U S Bureau of Reclamation | 100 | Regulated
Chandler | 6406_G_2 | 6406 | G | 2 |  | Hydro |  | WECC_PNW | Washington | 53 | Benton | 5 | 53005 | 6 | 0 | 1956 | 9999 |  |  | N | Hydro | [13 empty] | 0 | 0 | 0 | 0 | [11 empty] | U S Bureau of Reclamation | 100 | U S Bureau of Reclamation | 100 | Regulated
SELCO Community Solar | 64060_G_SELCO | 64060 | G | SELCO |  | Solar PV |  | NENGREST | Massachusetts | 25 | Worcester | 27 | 25027 | 3 | 0 | 2018 | 9999 |  |  | N | Solar | [13 empty] | 0 | 0 | 0 | 0 | [11 empty] | Massachusetts Mun Wholes Electric Co | 100 | Massachusetts Mun Wholes Electric Co | 100 | Regulated
Hecate Energy West Newberry, LLC | 64061_G_HEWNB | 64061 | G | HEWNB |  | Solar PV |  | S_VACA | South Carolina | 45 | Newberry | 71 | 45071 | 3.5 | 0 | 2021 | 9999 |  |  | N | Solar | [13 empty] | 0 | 0 | 0 | 0 | [11 empty] | Hecate Energy West Newberry, LLC | 100 | Hecate Energy West Newberry, LLC | 100 | Non-regulated
Palmyra PV - BD Solar Palmyra LLC | 64062_G_PALPV | 64062 | G | PALPV |  | Solar PV |  | NENG_ME | Maine | 23 | Somerset | 25 | 23025 | 5 | 0 | 2022 | 9999 |  |  | N | Solar | [13 empty] | 0 | 0 | 0 | 0 | [11 empty] | BD Solar Palmyra LLC | 100 | BD Solar Palmyra LLC | 100 | Non-regulated
Shaftsbury Solar | 64064_G_SHAFT | 64064 | G | SHAFT |  | Solar PV |  | NENGREST | Vermont | 50 | Bennington | 3 | 50003 | 20 | 0 | 2024 | 9999 |  |  | N | Solar | [13 empty] | 0 | 0 | 0 | 0 | [11 empty] | Freepoint Commodities LLC | 100 | Freepoint Commodities LLC | 100 | Non-regulated
Duran Mesa LLC | 64065_G_1 | 64065 | G | 1 |  | Onshore Wind |  | WECC_NM | New Mexico | 35 | Lincoln | 27 | 35027 | 105 | 0 | 2021 | 9999 |  |  | N | Wind | [13 empty] | 0 | 0 | 0 | 0 | [11 empty] | Pattern Operators LP | 100 | Pattern Operators LP | 100 | Non-regulated
Tecolote Wind LLC | 64066_G_1 | 64066 | G | 1 |  | Onshore Wind |  | WECC_NM | New Mexico | 35 | Lincoln | 27 | 35027 | 272 | 0 | 2021 | 9999 |  |  | N | Wind | [13 empty] | 0 | 0 | 0 | 0 | [11 empty] | Pattern Operators LP | 100 | Pattern Operators LP | 100 | Non-regulated
Auburn PV - BD Solar Auburn LLC | 64067_G_AUBPV | 64067 | G | AUBPV |  | Solar PV |  | NENG_ME | Maine | 23 | Androscoggin | 1 | 23001 | 5 | 0 | 2028 | 9999 |  |  | N | Solar | [13 empty] | 0 | 0 | 0 | 0 | [11 empty] | BD Solar Auburn LLC | 100 | BD Solar Auburn LLC | 100 | Non-regulated
BD Solar Hancock LLC | 64068_G_HANPV | 64068 | G | HANPV |  | Solar PV |  | NENG_ME | Maine | 23 | Hancock | 9 | 23009 | 7 | 0 | 2022 | 9999 |  |  | N | Solar | [13 empty] | 0 | 0 | 0 | 0 | [11 empty] | BD Solar Hancock LLC | 100 | BD Solar Hancock LLC | 100 | Non-regulated
Winslow PV - BD Solar 2 LLC | 64069_G_WINPV | 64069 | G | WINPV |  | Solar PV |  | NENG_ME | Maine | 23 | Kennebec | 11 | 23011 | 7 | 0 | 2022 | 9999 |  |  | N | Solar | [13 empty] | 0 | 0 | 0 | 0 | [11 empty] | BD Solar 2 LLC | 100 | BD Solar 2 LLC | 100 | Non-regulated
Roza | 6407_G_1 | 6407 | G | 1 |  | Hydro |  | WECC_PNW | Washington | 53 | Yakima | 77 | 53077 | 12.9 | 0 | 1958 | 9999 |  |  | N | Hydro | [13 empty] | 0 | 0 | 0 | 0 | [11 empty] | U S Bureau of Reclamation | 100 | U S Bureau of Reclamation | 100 | Regulated
BD Solar Ellsworth LLC | 64070_G_ELLPV | 64070 | G | ELLPV |  | Solar PV |  | NENG_ME | Maine | 23 | Hancock | 9 | 23009 | 7 | 0 | 2022 | 9999 |  |  | N | Solar | [13 empty] | 0 | 0 | 0 | 0 | [11 empty] | BD Solar Hancock North LLC | 100 | BD Solar Hancock North LLC | 100 | Non-regulated
Lewiston Jn PV - BD Solar Lewiston Jn LLC | 64071_G_LJNPV | 64071 | G | LJNPV |  | Solar PV |  | NENG_ME | Maine | 23 | Androscoggin | 1 | 23001 | 5 | 0 | 2028 | 9999 |  |  | N | Solar | [13 empty] | 0 | 0 | 0 | 0 | [11 empty] | BD Solar Lewiston Junction LLC | 100 | BD Solar Lewiston Junction LLC | 100 | Non-regulated
Camp Ripley Solar | 64072_G_CR1 | 64072 | G | CR1 |  | Solar PV |  | MIS_MNWI | Minnesota | 27 | Morrison | 97 | 27097 | 10.8 | 0 | 2016 | 9999 |  |  | N | Solar | [13 empty] | 0 | 0 | 0 | 0 | [11 empty] | Farm Credit Leasing Services Corporation | 100 | Farm Credit Leasing Services Corporation | 100 | Regulated
Great Bear Solar, LLC | 64073_G_GBS | 64073 | G | GBS |  | Solar PV |  | PJM_West | Ohio | 39 | Van Wert | 161 | 39161 | 46 | 0 | 2025 | 9999 |  |  | N | Solar | [13 empty] | 0 | 0 | 0 | 0 | [11 empty] | Avangrid Renewables LLC | 100 | Avangrid Renewables LLC | 100 | Non-regulated
Cimarron Bend III | 64074_G_3 | 64074 | G | 3 |  | Onshore Wind |  | SPP_N | Kansas | 20 | Clark | 25 | 20025 | 198.8 | 0 | 2021 | 9999 |  |  | N | Wind | [13 empty] | 0 | 0 | 0 | 0 | [11 empty] | Enel Kansas, LLC | 100 | Enel Kansas, LLC | 100 | Non-regulated
Taygete II Energy Project | 64075_G_TAYG2 | 64075 | G | TAYG2 |  | Solar PV |  | ERC_WEST | Texas | 48 | Pecos | 371 | 48371 | 203.8 | 0 | 2023 | 9999 |  |  | N | Solar | [13 empty] | 0 | 0 | 0 | 0 | [11 empty] | West Texas Solar Project II LLC | 100 | West Texas Solar Project II LLC | 100 | Non-regulated
Route 66 Energy Center, LLC | 64076_G_RTE66 | 64076 | G | RTE66 |  | Solar PV |  | WECC_NM | New Mexico | 35 | Cibola | 6 | 35006 | 49.5 | 0 | 2022 | 9999 |  |  | N | Solar | [13 empty] | 0 | 0 | 0 | 0 | [11 empty] | Route 66 Energy Center, LLC | 100 | Route 66 Energy Center, LLC | 100 | Non-regulated
Hecate Energy Albany County 1 | 64077_G_ALBNY | 64077 | G | ALBNY |  | Solar PV |  | NY_Z_F | New York | 36 | Albany | 1 | 36001 | 20 | 0 | 2023 | 9999 |  |  | N | Solar | [13 empty] | 0 | 0 | 0 | 0 | [11 empty] | Greenbacker Renewable Energy Corporation | 100 | Greenbacker Renewable Energy Corporation | 100 | Non-regulated
Pittsfield Solar LLC | 64078_G_PSLLC | 64078 | G | PSLLC |  | Solar PV |  | NENG_ME | Maine | 23 | Somerset | 25 | 23025 | 9.9 | 0 | 2017 | 9999 |  |  | N | Solar | [13 empty] | 0 | 0 | 0 | 0 | [11 empty] | Pittsfiled Solar LLC | 100 | Pittsfiled Solar LLC | 100 | Non-regulated
CatanSolar | 64079_G_CS | 64079 | G | CS |  | Solar PV |  | ERC_REST | Texas | 48 | Karnes | 255 | 48255 | 10 | 0 | 2020 | 9999 |  |  | N | Solar | [13 empty] | 0 | 0 | 0 | 0 | [11 empty] | Adapture Renewables, Inc. | 100 | Adapture Renewables, Inc. | 100 | Non-regulated
Heart Mountain | 6408_G_1 | 6408 | G | 1 |  | Hydro |  | WECC_WY | Wyoming | 56 | Park | 29 | 56029 | 5 | 0 | 1948 | 9999 |  |  | N | Hydro | [13 empty] | 0 | 0 | 0 | 0 | [11 empty] | U S Bureau of Reclamation | 100 | U S Bureau of Reclamation | 100 | Regulated
Dane County Airport Solar | 64080_G_1 | 64080 | G | 1 |  | Solar PV |  | MIS_WUMS | Wisconsin | 55 | Dane | 25 | 55025 | 10.8 | 0 | 2020 | 9999 |  |  | N | Solar | [13 empty] | 0 | 0 | 0 | 0 | [11 empty] | Madison Gas & Electric Co | 100 | Madison Gas & Electric Co | 100 | Regulated
Sunflower County | 64081_G_SUNFL | 64081 | G | SUNFL |  | Solar PV |  | MIS_MS | Mississippi | 28 | Sunflower | 133 | 28133 | 100 | 0 | 2022 | 9999 |  |  | N | Solar | [13 empty] | 0 | 0 | 0 | 0 | [11 empty] | Sunflower County Solar Project, LLC | 100 | Sunflower County Solar Project, LLC | 100 | Regulated
Ocean Wind | 64082_G_OCW01 | 64082 | G | OCW01 |  | Offshore Wind |  | PJM_EMAC | New Jersey | 34 | Ocean | 29 | 34029 | 1100 | 0 | 2024 | 9999 |  |  | N | Wind | [13 empty] | 0 | 0 | 0 | 0 | [11 empty] | Orsted North America Inc. | 75 | Orsted North America Inc. | 75 | Non-regulated
Skipjack Wind Farm | 64083_G_SJW01 | 64083 | G | SJW01 |  | Offshore Wind |  | PJM_EMAC | Maryland | 24 | Worcester | 47 | 24047 | 120 | 0 | 2026 | 9999 |  |  | N | Wind | [13 empty] | 0 | 0 | 0 | 0 | [11 empty] | Skipjack Offshore Energy, LLC | 100 | Skipjack Offshore Energy, LLC | 100 | Non-regulated
Blanchard Road 1 Community Solar | 64084_G_BR1CS | 64084 | G | BR1CS |  | Solar PV |  | NY_Z_C&E | New York | 36 | Jefferson | 45 | 36045 | 5 | 0 | 2019 | 9999 |  |  | N | Solar | [13 empty] | 0 | 0 | 0 | 0 | [11 empty] | OYA Blanchard Road LLC | 100 | OYA Blanchard Road LLC | 100 | Non-regulated
Blanchard Road 1 Community Solar | 64084_G_BR1S | 64084 | G | BR1S |  | Energy Storage |  | NY_Z_C&E | New York | 36 | Jefferson | 45 | 36045 | 5 | 0 | 2019 | 9999 |  |  | N | Energy Storage | [11 empty] | 0 |  | 0 | 0 | 0 | 0 | [11 empty] | OYA Blanchard Road LLC | 100 | OYA Blanchard Road LLC | 100 | Non-regulated
North Providence | 64085_G_CPRI2 | 64085 | G | CPRI2 |  | Solar PV |  | NENGREST | Rhode Island | 44 | Providence | 7 | 44007 | 2 | 0 | 2018 | 9999 |  |  | N | Solar | [13 empty] | 0 | 0 | 0 | 0 | [11 empty] | Captona Partners Solar I Finco LLC | 100 | Captona Partners Solar I Finco LLC | 100 | Non-regulated
Norge Solar Farm | 64086_G_NORG | 64086 | G | NORG |  | Solar PV |  | PJM_Dom | Virginia | 51 | James City | 95 | 51095 | 20 | 0 | 2023 | 9999 |  |  | N | Solar | [13 empty] | 0 | 0 | 0 | 0 | [11 empty] | Dominion Energy Inc. | 100 | Dominion Energy Inc. | 100 | Regulated
Blanchard Road 2 Community Solar | 64087_G_BR2CS | 64087 | G | BR2CS |  | Solar PV |  | NY_Z_C&E | New York | 36 | Jefferson | 45 | 36045 | 5 | 0 | 2019 | 9999 |  |  | N | Solar | [13 empty] | 0 | 0 | 0 | 0 | [11 empty] | OYA Blanchard Road 2 LLC | 100 | OYA Blanchard Road 2 LLC | 100 | Non-regulated
Blanchard Road 2 Community Solar | 64087_G_BR2S | 64087 | G | BR2S |  | Energy Storage |  | NY_Z_C&E | New York | 36 | Jefferson | 45 | 36045 | 5 | 0 | 2019 | 9999 |  |  | N | Energy Storage | [11 empty] | 0 |  | 0 | 0 | 0 | 0 | [11 empty] | OYA Blanchard Road 2 LLC | 100 | OYA Blanchard Road 2 LLC | 100 | Non-regulated
Alta Farms II Wind Project, LLC | 64088_G_WT2 | 64088 | G | WT2 |  | Onshore Wind |  | MIS_IL | Illinois | 17 | DeWitt | 39 | 17039 | 200.5 | 0 | 2023 | 9999 |  |  | N | Wind | [13 empty] | 0 | 0 | 0 | 0 | [11 empty] | Alta Farms II Wind Project, LLC | 100 | Alta Farms II Wind Project, LLC | 100 | Non-regulated
Ignacio Grid Energy Storage System | 64089_G_IGN01 | 64089 | G | IGN01 |  | Energy Storage |  | ERC_REST | Texas | 48 | Hidalgo | 215 | 48215 | 100 | 0 | 2023 | 9999 |  |  | N | Energy Storage | [13 empty] | 0 | 0 | 0 | 0 | [11 empty] | Ignacio Grid, LLC | 100 | Ignacio Grid, LLC | 100 | Non-regulated
Alcova | 6409_G_1 | 6409 | G | 1 |  | Hydro |  | WECC_WY | Wyoming | 56 | Natrona | 25 | 56025 | 20.7 | 0 | 1955 | 9999 |  |  | N | Hydro | [13 empty] | 0 | 0 | 0 | 0 | [11 empty] | U S Bureau of Reclamation | 100 | U S Bureau of Reclamation | 100 | Regulated
Alcova | 6409_G_2 | 6409 | G | 2 |  | Hydro |  | WECC_WY | Wyoming | 56 | Natrona | 25 | 56025 | 20.7 | 0 | 1955 | 9999 |  |  | N | Hydro | [13 empty] | 0 | 0 | 0 | 0 | [11 empty] | U S Bureau of Reclamation | 100 | U S Bureau of Reclamation | 100 | Regulated
NYS Rte 12 Community Solar | 64090_G_NR12S | 64090 | G | NR12S |  | Energy Storage |  | NY_Z_C&E | New York | 36 | Jefferson | 45 | 36045 | 5 | 0 | 2019 | 9999 |  |  | N | Energy Storage | [11 empty] | 0 |  | 0 | 0 | 0 | 0 | [11 empty] | OYA NYS Rte 12 LLC | 100 | OYA NYS Rte 12 LLC | 100 | Non-regulated
NYS Rte 12 Community Solar | 64090_G_NYR12 | 64090 | G | NYR12 |  | Solar PV |  | NY_Z_C&E | New York | 36 | Jefferson | 45 | 36045 | 5 | 0 | 2019 | 9999 |  |  | N | Solar | [13 empty] | 0 | 0 | 0 | 0 | [11 empty] | OYA NYS Rte 12 LLC | 100 | OYA NYS Rte 12 LLC | 100 | Non-regulated
Moore Road Community Solar | 64091_G_MROCS | 64091 | G | MROCS |  | Solar PV |  | NY_Z_A | New York | 36 | Niagara | 63 | 36063 | 5 | 0 | 2019 | 9999 |  |  | N | Solar | [13 empty] | 0 | 0 | 0 | 0 | [11 empty] | OYA 2643 Moore Road LLC | 100 | OYA 2643 Moore Road LLC | 100 | Non-regulated
Great Lakes Seaway Community Solar | 64092_G_GLSCS | 64092 | G | GLSCS |  | Solar PV |  | NY_Z_C&E | New York | 36 | Jefferson | 45 | 36045 | 5 | 0 | 2019 | 9999 |  |  | N | Solar | [13 empty] | 0 | 0 | 0 | 0 | [11 empty] | OYA Great Lakes Seaway LLC | 100 | OYA Great Lakes Seaway LLC | 100 | Non-regulated
Great Lakes Seaway Community Solar | 64092_G_GLSS | 64092 | G | GLSS |  | Energy Storage |  | NY_Z_C&E | New York | 36 | Jefferson | 45 | 36045 | 5 | 0 | 2019 | 9999 |  |  | N | Energy Storage | [11 empty] | 0 |  | 0 | 0 | 0 | 0 | [11 empty] | OYA Great Lakes Seaway LLC | 100 | OYA Great Lakes Seaway LLC | 100 | Non-regulated
Montross Solar | 64093_G_MOSO | 64093 | G | MOSO |  | Solar PV |  | PJM_Dom | Virginia | 51 | Westmoreland | 193 | 51193 | 20 | 0 | 2018 | 9999 |  |  | N | Solar | [13 empty] | 0 | 0 | 0 | 0 | [11 empty] | Dominion Energy Inc. | 100 | Dominion Energy Inc. | 100 | Regulated
Samuel Mickle School | 64096_G_248 | 64096 | G | 248 |  | Solar PV |  | PJM_EMAC | New Jersey | 34 | Gloucester | 15 | 34015 | 1.1 | 0 | 2017 | 9999 |  |  | N | Solar | [13 empty] | 0 | 0 | 0 | 0 | [11 empty] | Greenbacker Renewable Energy Corporation | 100 | Greenbacker Renewable Energy Corporation | 100 | Non-regulated
Electric City Solar | 64097_G_232 | 64097 | G | 232 |  | Solar PV |  | PJM_West | Michigan | 26 | St Joseph | 149 | 26149 | 15 | 0 | 2020 | 9999 |  |  | N | Solar | [13 empty] | 0 | 0 | 0 | 0 | [11 empty] | Greenbacker Renewable Energy Corporation | 100 | Greenbacker Renewable Energy Corporation | 100 | Non-regulated
Tesla Reno GigaFactory | 64098_G_1 | 64098 | G | 1 |  | Solar PV |  | WECC_NNV | Nevada | 32 | Storey | 29 | 32029 | 0.4 | 0 | 2019 | 9999 |  |  | N | Solar | [13 empty] | 0 | 0 | 0 | 0 | [11 empty] | Tesla Inc. | 100 | Tesla Inc. | 100 | Non-regulated
Tesla Reno GigaFactory | 64098_G_2 | 64098 | G | 2 |  | Solar PV |  | WECC_NNV | Nevada | 32 | Storey | 29 | 32029 | 0.5 | 0 | 2019 | 9999 |  |  | N | Solar | [13 empty] | 0 | 0 | 0 | 0 | [11 empty] | Tesla Inc. | 100 | Tesla Inc. | 100 | Non-regulated
Tesla Reno GigaFactory | 64098_G_3 | 64098 | G | 3 |  | Solar PV |  | WECC_NNV | Nevada | 32 | Storey | 29 | 32029 | 1 | 0 | 2023 | 9999 |  |  | N | Solar | [13 empty] | 0 | 0 | 0 | 0 | [11 empty] | Tesla Inc. | 100 | Tesla Inc. | 100 | Non-regulated
Tesla Reno GigaFactory | 64098_G_5 | 64098 | G | 5 |  | Solar PV |  | WECC_NNV | Nevada | 32 | Storey | 29 | 32029 | 0.9 | 0 | 2021 | 9999 |  |  | N | Solar | [13 empty] | 0 | 0 | 0 | 0 | [11 empty] | Tesla Inc. | 100 | Tesla Inc. | 100 | Non-regulated
Tesla Reno GigaFactory | 64098_G_RA | 64098 | G | RA |  | Solar PV |  | WECC_NNV | Nevada | 32 | Storey | 29 | 32029 | 1.1 | 0 | 2022 | 9999 |  |  | N | Solar | [11 empty] | 0 |  | 0 | 0 | 0 | 0 | [11 empty] | Tesla Inc. | 100 | Tesla Inc. | 100 | Non-regulated
Tesla Reno GigaFactory | 64098_G_RB | 64098 | G | RB |  | Solar PV |  | WECC_NNV | Nevada | 32 | Storey | 29 | 32029 | 1.8 | 0 | 2022 | 9999 |  |  | N | Solar | [11 empty] | 0 |  | 0 | 0 | 0 | 0 | [11 empty] | Tesla Inc. | 100 | Tesla Inc. | 100 | Non-regulated
Tesla Reno GigaFactory | 64098_G_RC | 64098 | G | RC |  | Solar PV |  | WECC_NNV | Nevada | 32 | Storey | 29 | 32029 | 2 | 0 | 2022 | 9999 |  |  | N | Solar | [11 empty] | 0 |  | 0 | 0 | 0 | 0 | [11 empty] | Tesla Inc. | 100 | Tesla Inc. | 100 | Non-regulated
Tweite Community Solar LLC | 64099_G_TWEIT | 64099 | G | TWEIT |  | Solar PV |  | MIS_MNWI | Minnesota | 27 | Olmsted | 109 | 27109 | 1 | 0 | 2020 | 9999 |  |  | N | Solar | [13 empty] | 0 | 0 | 0 | 0 | [11 empty] | Tweite Community Solar LLC | 100 | Tweite Community Solar LLC | 100 | Non-regulated
Gulf Clean Energy Center | 641_G_8A | 641 | G | 8A |  | Combustion Turbine |  | S_SOU | Florida | 12 | Escambia | 33 | 12033 | 236 | 9905 | 2021 | 9999 |  |  | N | Natural Gas | [13 empty] | 0.04943 | 0.04943 | 0.04943 | 0.04943 | [11 empty] | Florida Power & Light Co | 100 | Florida Power & Light Co | 100 | Regulated
Gulf Clean Energy Center | 641_G_8B | 641 | G | 8B |  | Combustion Turbine |  | S_SOU | Florida | 12 | Escambia | 33 | 12033 | 236 | 9905 | 2021 | 9999 |  |  | N | Natural Gas | [13 empty] | 0.04943 | 0.04943 | 0.04943 | 0.04943 | [11 empty] | Florida Power & Light Co | 100 | Florida Power & Light Co | 100 | Regulated
Gulf Clean Energy Center | 641_G_8C | 641 | G | 8C |  | Combustion Turbine |  | S_SOU | Florida | 12 | Escambia | 33 | 12033 | 231.1 | 9905 | 2021 | 9999 |  |  | N | Natural Gas | [13 empty] | 0.04943 | 0.04943 | 0.04943 | 0.04943 | [11 empty] | Florida Power & Light Co | 100 | Florida Power & Light Co | 100 | Regulated
Gulf Clean Energy Center | 641_G_8D | 641 | G | 8D |  | Combustion Turbine |  | S_SOU | Florida | 12 | Escambia | 33 | 12033 | 231.1 | 9905 | 2021 | 9999 |  |  | N | Natural Gas | [13 empty] | 0.04943 | 0.04943 | 0.04943 | 0.04943 | [11 empty] | Florida Power & Light Co | 100 | Florida Power & Light Co | 100 | Regulated
Falcon Dam & Power | 6410_G_1 | 6410 | G | 1 |  | Hydro |  | ERC_REST | Texas | 48 | Starr | 427 | 48427 | 10.5 | 0 | 1954 | 9999 |  |  | N | Hydro | [13 empty] | 0 | 0 | 0 | 0 | [11 empty] | International Boundary & Water Commission | 100 | Intl Boundary & Water Commission | 100 | Regulated
Falcon Dam & Power | 6410_G_2 | 6410 | G | 2 |  | Hydro |  | ERC_REST | Texas | 48 | Starr | 427 | 48427 | 10 | 0 | 1954 | 9999 |  |  | N | Hydro | [13 empty] | 0 | 0 | 0 | 0 | [11 empty] | International Boundary & Water Commission | 100 | Intl Boundary & Water Commission | 100 | Regulated
Falcon Dam & Power | 6410_G_3 | 6410 | G | 3 |  | Hydro |  | ERC_REST | Texas | 48 | Starr | 427 | 48427 | 10 | 0 | 1954 | 9999 |  |  | N | Hydro | [13 empty] | 0 | 0 | 0 | 0 | [11 empty] | International Boundary & Water Commission | 100 | Intl Boundary & Water Commission | 100 | Regulated
Morgan Solar 4, LLC CSG | 64100_G_MORG | 64100 | G | MORG |  | Solar PV |  | MIS_IL | Illinois | 17 | Morgan | 137 | 17137 | 2 | 0 | 2020 | 9999 |  |  | N | Solar | [13 empty] | 0 | 0 | 0 | 0 | [11 empty] | Morgan Solar 4, LLC | 100 | Morgan Solar 4, LLC | 100 | Non-regulated
Mid-River PA, LLC (ABE4) | 64101_G_259 | 64101 | G | 259 |  | Solar PV |  | PJM_WMAC | Pennsylvania | 42 | Northampton | 95 | 42095 | 3 | 0 | 2020 | 9999 |  |  | N | Solar | [13 empty] | 0 | 0 | 0 | 0 | [11 empty] | Greenbacker Renewable Energy Corporation | 100 | Greenbacker Renewable Energy Corporation | 100 | Non-regulated
GE 19th Hole | 64102_G_GE19H | 64102 | G | GE19H |  | Solar PV |  | NY_Z_F | New York | 36 | Fulton | 35 | 36035 | 7.7 | 0 | 2018 | 9999 |  |  | N | Solar | [13 empty] | 0 | 0 | 0 | 0 | [11 empty] | DG New York Solar, LLC | 100 | DG New York Solar, LLC | 100 | Non-regulated
Desert Harvest II LLC | 64103_G_DH002 | 64103 | G | DH002 |  | Solar PV |  | WECC_SCE | California | 6 | Riverside | 65 | 06065 | 70 | 0 | 2020 | 9999 |  |  | N | Solar | [13 empty] | 0 | 0 | 0 | 0 | [11 empty] | Desert Harvest II LLC | 100 | Desert Harvest II LLC | 100 | Non-regulated
Desert Harvest II LLC | 64103_G_DH003 | 64103 | G | DH003 |  | Energy Storage |  | WECC_SCE | California | 6 | Riverside | 65 | 06065 | 35 | 0 | 2021 | 9999 |  |  | N | Energy Storage | [13 empty] | 0 | 0 | 0 | 0 | [11 empty] | Desert Harvest II LLC | 100 | Desert Harvest II LLC | 100 | Non-regulated
Maverick Solar 4, LLC | 64104_G_MAV02 | 64104 | G | MAV02 |  | Solar PV |  | WECC_SCE | California | 6 | Riverside | 65 | 06065 | 100 | 0 | 2020 | 9999 |  |  | N | Solar | [13 empty] | 0 | 0 | 0 | 0 | [11 empty] | Maverick Solar 4, LLC | 100 | Maverick Solar 4, LLC | 100 | Non-regulated
Maverick Solar 6, LLC | 64105_G_MAV03 | 64105 | G | MAV03 |  | Solar PV |  | WECC_SCE | California | 6 | Riverside | 65 | 06065 | 100 | 0 | 2021 | 9999 |  |  | N | Solar | [13 empty] | 0 | 0 | 0 | 0 | [11 empty] | Maverick Solar 6, LLC | 100 | Maverick Solar 6, LLC | 100 | Non-regulated
Maverick Solar 6, LLC | 64105_G_MAV04 | 64105 | G | MAV04 |  | Energy Storage |  | WECC_SCE | California | 6 | Riverside | 65 | 06065 | 50 | 0 | 2022 | 9999 |  |  | N | Energy Storage | [13 empty] | 0 | 0 | 0 | 0 | [11 empty] | Maverick Solar 6, LLC | 100 | Maverick Solar 6, LLC | 100 | Non-regulated
Maverick Solar 7, LLC | 64106_G_MAV05 | 64106 | G | MAV05 |  | Solar PV |  | WECC_SCE | California | 6 | Riverside | 65 | 06065 | 132 | 0 | 2021 | 9999 |  |  | N | Solar | [13 empty] | 0 | 0 | 0 | 0 | [11 empty] | Maverick Solar 7, LLC | 100 | Maverick Solar 7, LLC | 100 | Non-regulated
Canton | 64107_G_CPMA1 | 64107 | G | CPMA1 |  | Solar PV |  | NENGREST | Massachusetts | 25 | Norfolk | 21 | 25021 | 5 | 0 | 2012 | 9999 |  |  | N | Solar | [13 empty] | 0 | 0 | 0 | 0 | [11 empty] | Captona Partners Solar I Finco LLC | 100 | Captona Partners Solar I Finco LLC | 100 | Non-regulated
Gold Meadow Farms | 64108_G_CPRI7 | 64108 | G | CPRI7 |  | Solar PV |  | NENGREST | Rhode Island | 44 | Kent | 3 | 44003 | 16.2 | 0 | 2019 | 9999 |  |  | N | Solar | [13 empty] | 0 | 0 | 0 | 0 | [11 empty] | Captona Partners Solar I Finco LLC | 100 | Captona Partners Solar I Finco LLC | 100 | Non-regulated
Ravenbrook | 64109_G_CPMA2 | 64109 | G | CPMA2 |  | Solar PV |  | NENGREST | Massachusetts | 25 | Plymouth | 23 | 25023 | 5 | 0 | 2013 | 9999 |  |  | N | Solar | [13 empty] | 0 | 0 | 0 | 0 | [11 empty] | Captona Partners Solar I Finco LLC | 100 | Captona Partners Solar I Finco LLC | 100 | Non-regulated
Hudson | 64110_G_CPMA6 | 64110 | G | CPMA6 |  | Solar PV |  | NENGREST | Massachusetts | 25 | Middlesex | 17 | 25017 | 5 | 0 | 2017 | 9999 |  |  | N | Solar | [13 empty] | 0 | 0 | 0 | 0 | [11 empty] | Captona Partners Solar I Finco LLC | 100 | Captona Partners Solar I Finco LLC | 100 | Non-regulated
A Street 2 | 64111_G_CPRI5 | 64111 | G | CPRI5 |  | Solar PV |  | NENGREST | Rhode Island | 44 | Providence | 7 | 44007 | 1.6 | 0 | 2018 | 9999 |  |  | N | Solar | [13 empty] | 0 | 0 | 0 | 0 | [11 empty] | Captona Partners Solar I Finco LLC | 100 | Captona Partners Solar I Finco LLC | 100 | Non-regulated
Berkley | 64112_G_CPMA3 | 64112 | G | CPMA3 |  | Solar PV |  | NENGREST | Massachusetts | 25 | Bristol | 5 | 25005 | 3 | 0 | 2017 | 9999 |  |  | N | Solar | [13 empty] | 0 | 0 | 0 | 0 | [11 empty] | Captona Partners Solar I Finco LLC | 100 | Captona Partners Solar I Finco LLC | 100 | Non-regulated
Kilvert | 64113_G_CPRI1 | 64113 | G | CPRI1 |  | Solar PV |  | NENGREST | Rhode Island | 44 | Kent | 3 | 44003 | 4.7 | 0 | 2018 | 9999 |  |  | N | Solar | [13 empty] | 0 | 0 | 0 | 0 | [11 empty] | Captona Partners Solar I Finco LLC | 100 | Captona Partners Solar I Finco LLC | 100 | Non-regulated
A Street 1 | 64114_G_CPRI4 | 64114 | G | CPRI4 |  | Solar PV |  | NENGREST | Rhode Island | 44 | Providence | 7 | 44007 | 1.2 | 0 | 2018 | 9999 |  |  | N | Solar | [13 empty] | 0 | 0 | 0 | 0 | [11 empty] | Captona Partners Solar I Finco LLC | 100 | Captona Partners Solar I Finco LLC | 100 | Non-regulated
Carver | 64115_G_CPMA4 | 64115 | G | CPMA4 |  | Solar PV |  | NENGREST | Massachusetts | 25 | Plymouth | 23 | 25023 | 1.5 | 0 | 2017 | 9999 |  |  | N | Solar | [13 empty] | 0 | 0 | 0 | 0 | [11 empty] | Captona Partners Solar I Finco LLC | 100 | Captona Partners Solar I Finco LLC | 100 | Non-regulated
Plainfield Pike | 64116_G_CPRI6 | 64116 | G | CPRI6 |  | Solar PV |  | NENGREST | Rhode Island | 44 | Providence | 7 | 44007 | 2 | 0 | 2019 | 9999 |  |  | N | Solar | [13 empty] | 0 | 0 | 0 | 0 | [11 empty] | Captona Partners Solar I Finco LLC | 100 | Captona Partners Solar I Finco LLC | 100 | Non-regulated
Meadowlark Solar | 64117_G_MLS01 | 64117 | G | MLS01 |  | Solar PV |  | S_VACA | North Carolina | 37 | Harnett | 85 | 37085 | 4.9 | 0 | 2018 | 9999 |  |  | N | Solar | [13 empty] | 0 | 0 | 0 | 0 | [11 empty] | Meadowlark Solar, LLC | 100 | Meadowlark Solar, LLC | 100 | Non-regulated
Nash 97 Solar 2 | 64118_G_N97S2 | 64118 | G | N97S2 |  | Solar PV |  | S_VACA | North Carolina | 37 | Nash | 127 | 37127 | 4.9 | 0 | 2018 | 9999 |  |  | N | Solar | [13 empty] | 0 | 0 | 0 | 0 | [11 empty] | Nash 97 Solar 2, LLC | 100 | Nash 97 Solar 2, LLC | 100 | Non-regulated
Nickelson Solar 2 | 64119_G_NS2 | 64119 | G | NS2 |  | Solar PV |  | S_VACA | North Carolina | 37 | Duplin | 61 | 37061 | 4.9 | 0 | 2018 | 9999 |  |  | N | Solar | [13 empty] | 0 | 0 | 0 | 0 | [11 empty] | Nickelson Solar 2, LLC | 100 | Nickelson Solar 2, LLC | 100 | Non-regulated
Chicopee | 64120_G_CPMA5 | 64120 | G | CPMA5 |  | Solar PV |  | NENGREST | Massachusetts | 25 | Hampden | 13 | 25013 | 2 | 0 | 2017 | 9999 |  |  | N | Solar | [13 empty] | 0 | 0 | 0 | 0 | [11 empty] | Captona Partners Solar I Finco LLC | 100 | Captona Partners Solar I Finco LLC | 100 | Non-regulated
Siler City Solar 2 | 64121_G_SCS2 | 64121 | G | SCS2 |  | Solar PV |  | S_VACA | North Carolina | 37 | Chatham | 37 | 37037 | 4.9 | 0 | 2018 | 9999 |  |  | N | Solar | [13 empty] | 0 | 0 | 0 | 0 | [11 empty] | Siler City Solar 2, LLC | 100 | Siler City Solar 2, LLC | 100 | Non-regulated
Marlow Solar, LLC CSG | 64122_G_MARL | 64122 | G | MARL |  | Solar PV |  | MIS_IL | Illinois | 17 | Jefferson | 81 | 17081 | 2 | 0 | 2020 | 9999 |  |  | N | Solar | [13 empty] | 0 | 0 | 0 | 0 | [11 empty] | Marlow Solar, LLC | 100 | Marlow Solar, LLC | 100 | Non-regulated
James W. Broderick Hydropower Plant | 64123_G_GEN35 | 64123 | G | GEN35 |  | Hydro |  | WECC_CO | Colorado | 8 | Pueblo | 101 | 08101 | 3.3 | 0 | 2019 | 9999 |  |  | N | Hydro | [13 empty] | 0 | 0 | 0 | 0 | [11 empty] | Southeastern Colorado Water Conservancy District | 100 | Southeastern Colorado Water Conservancy District | 100 | Non-regulated
James W. Broderick Hydropower Plant | 64123_G_GEN40 | 64123 | G | GEN40 |  | Hydro |  | WECC_CO | Colorado | 8 | Pueblo | 101 | 08101 | 3.8 | 0 | 2019 | 9999 |  |  | N | Hydro | [13 empty] | 0 | 0 | 0 | 0 | [11 empty] | Southeastern Colorado Water Conservancy District | 100 | Southeastern Colorado Water Conservancy District | 100 | Non-regulated
IGS Stockton DG CSG | 64124_G_BREW | 64124 | G | BREW |  | Solar PV |  | PJM_COMD | Illinois | 17 | Jo Daviess | 85 | 17085 | 1.9 | 0 | 2020 | 9999 |  |  | N | Solar | [13 empty] | 0 | 0 | 0 | 0 | [11 empty] | IGS Stockton DG, LLC | 100 | IGS Stockton DG, LLC | 100 | Non-regulated
IGS Stockton DG CSG | 64124_G_BREW2 | 64124 | G | BREW2 |  | Solar PV |  | PJM_COMD | Illinois | 17 | Jo Daviess | 85 | 17085 | 1.9 | 0 | 2020 | 9999 |  |  | N | Solar | [13 empty] | 0 | 0 | 0 | 0 | [11 empty] | IGS Stockton DG, LLC | 100 | IGS Stockton DG, LLC | 100 | Non-regulated
Podunque Road CSG | 64125_G_TWNSD | 64125 | G | TWNSD |  | Solar PV |  | NY_Z_B | New York | 36 | Allegany | 3 | 36003 | 5 | 0 | 2021 | 9999 |  |  | N | Solar | [13 empty] | 0 | 0 | 0 | 0 | [11 empty] | KSI II Consolidated, LLC | 100 | KSI II Consolidated, LLC | 100 | Non-regulated
County Road 16 | 64126_G_ORNGE | 64126 | G | ORNGE |  | Solar PV |  | NY_Z_C&E | New York | 36 | Schuyler | 97 | 36097 | 2 | 0 | 2020 | 9999 |  |  | N | Solar | [13 empty] | 0 | 0 | 0 | 0 | [11 empty] | KSI II Consolidated, LLC | 100 | KSI II Consolidated, LLC | 100 | Non-regulated
Townsend Road(CSG) | 64127_G_PODNQ | 64127 | G | PODNQ |  | Solar PV |  | NY_Z_C&E | New York | 36 | Schuyler | 97 | 36097 | 3.7 | 0 | 2021 | 9999 |  |  | N | Solar | [13 empty] | 0 | 0 | 0 | 0 | [11 empty] | KSI II Consolidated, LLC | 100 | KSI II Consolidated, LLC | 100 | Non-regulated
Ware Palmer Road Solar LLC CSG | 64128_G_WPRB | 64128 | G | WPRB |  | Energy Storage |  | NENGREST | Massachusetts | 25 | Hampshire | 15 | 25015 | 2 | 0 | 2021 | 9999 |  |  | N | Energy Storage | [13 empty] | 0 | 0 | 0 | 0 | [11 empty] | Ware Palmer Road Solar LLC | 100 | Ware Palmer Road Solar LLC | 100 | Non-regulated
Ware Palmer Road Solar LLC CSG | 64128_G_WPRS | 64128 | G | WPRS |  | Solar PV |  | NENGREST | Massachusetts | 25 | Hampshire | 15 | 25015 | 3 | 0 | 2021 | 9999 |  |  | N | Solar | [13 empty] | 0 | 0 | 0 | 0 | [11 empty] | Ware Palmer Road Solar LLC | 100 | Ware Palmer Road Solar LLC | 100 | Non-regulated
East Brookfield Adams Road Solar LLC CSG | 64129_G_EBARB | 64129 | G | EBARB |  | Energy Storage |  | NENGREST | Massachusetts | 25 | Worcester | 27 | 25027 | 3.1 | 0 | 2021 | 9999 |  |  | N | Energy Storage | [13 empty] | 0 | 0 | 0 | 0 | [11 empty] | East Brookfield Adams Road Solar LLC | 100 | East Brookfield Adams Road Solar LLC | 100 | Non-regulated
East Brookfield Adams Road Solar LLC CSG | 64129_G_EBARS | 64129 | G | EBARS |  | Solar PV |  | NENGREST | Massachusetts | 25 | Worcester | 27 | 25027 | 5 | 0 | 2021 | 9999 |  |  | N | Solar | [13 empty] | 0 | 0 | 0 | 0 | [11 empty] | East Brookfield Adams Road Solar LLC | 100 | East Brookfield Adams Road Solar LLC | 100 | Non-regulated
Sam Rayburn Dam | 6413_G_1 | 6413 | G | 1 |  | Hydro |  | MIS_WOTA | Texas | 48 | Jasper | 241 | 48241 | 26 | 0 | 1965 | 9999 |  |  | N | Hydro | [13 empty] | 0 | 0 | 0 | 0 | [11 empty] | USACE Fort Worth District | 100 | U S Army Corps of Engineers | 100 | Regulated
Sam Rayburn Dam | 6413_G_2 | 6413 | G | 2 |  | Hydro |  | MIS_WOTA | Texas | 48 | Jasper | 241 | 48241 | 26 | 0 | 1965 | 9999 |  |  | N | Hydro | [13 empty] | 0 | 0 | 0 | 0 | [11 empty] | USACE Fort Worth District | 100 | U S Army Corps of Engineers | 100 | Regulated
REG Juhl Glenville Wind, LLC | 64130_G_RJGW | 64130 | G | RJGW |  | Onshore Wind |  | MIS_MNWI | Minnesota | 27 | Freeborn | 47 | 27047 | 2.5 | 0 | 2020 | 9999 |  |  | N | Wind | [13 empty] | 0 | 0 | 0 | 0 | [11 empty] | REG Juhl Glenville Wind, LLC | 100 | REG Juhl Glenville Wind, LLC | 100 | Non-regulated
Forest Grove - Dodd | 64131_G_ESS1 | 64131 | G | ESS1 |  | Energy Storage |  | ERC_REST | Texas | 48 | Henderson | 213 | 48213 | 100 | 0 | 2024 | 9999 |  |  | N | Energy Storage | [13 empty] | 0 | 0 | 0 | 0 | [11 empty] | Vistra Zero LLC | 100 | Vistra Zero LLC | 100 | Non-regulated
Forest Grove - Dodd | 64131_G_FGPV1 | 64131 | G | FGPV1 |  | Solar PV |  | ERC_REST | Texas | 48 | Henderson | 213 | 48213 | 400 | 0 | 2024 | 9999 |  |  | N | Solar | [13 empty] | 0 | 0 | 0 | 0 | [11 empty] | Vistra Zero LLC | 100 | Vistra Zero LLC | 100 | Non-regulated
Oak Hill - Dry Creek | 64132_G_PV1 | 64132 | G | PV1 |  | Solar PV |  | ERC_REST | Texas | 48 | Rusk | 401 | 48401 | 390 | 0 | 2024 | 9999 |  |  | N | Solar | [13 empty] | 0 | 0 | 0 | 0 | [11 empty] | Vistra Zero LLC | 100 | Vistra Zero LLC | 100 | Non-regulated
Old 300 Solar Center, LLC | 64133_G_2222 | 64133 | G | 2222 |  | Solar PV |  | ERC_REST | Texas | 48 | Fort Bend | 157 | 48157 | 430 | 0 | 2023 | 9999 |  |  | N | Solar | [13 empty] | 0 | 0 | 0 | 0 | [11 empty] | Old 300 Solar Center, LLC | 100 | Old 300 Solar Center, LLC | 100 | Non-regulated
Lily Pond Solar, LLC | 64134_G_ENX09 | 64134 | G | ENX09 |  | Solar PV |  | PJM_Dom | Virginia | 51 | Dinwiddie | 53 | 51053 | 80 | 0 | 2024 | 9999 |  |  | N | Solar | [13 empty] | 0 | 0 | 0 | 0 | [11 empty] | Lily Pond Solar, LLC | 100 | Lily Pond Solar, LLC | 100 | Non-regulated
Grassfield Solar | 64135_G_GFSO | 64135 | G | GFSO |  | Solar PV |  | PJM_Dom | Virginia | 51 | Chesapeake City | 550 | 51550 | 20 | 0 | 2022 | 9999 |  |  | N | Solar | [13 empty] | 0 | 0 | 0 | 0 | [11 empty] | Dominion Energy Inc. | 100 | Dominion Energy Inc. | 100 | Regulated
Sycamore Solar | 64136_G_SYSO | 64136 | G | SYSO |  | Solar PV |  | PJM_Dom | Virginia | 51 | Pittsylvania | 143 | 51143 | 42 | 0 | 2023 | 9999 |  |  | N | Solar | [13 empty] | 0 | 0 | 0 | 0 | [11 empty] | Dominion Energy Inc. | 100 | Dominion Energy Inc. | 100 | Regulated
Kenmare - Mansfield Branch Street | 64137_G_GEN1 | 64137 | G | GEN1 |  | Solar PV |  | NENGREST | Massachusetts | 25 | Bristol | 5 | 25005 | 1.5 | 0 | 2017 | 9999 |  |  | N | Solar | [13 empty] | 0 | 0 | 0 | 0 | [11 empty] | Branch Street Solar Partners, LLC | 100 | Branch Street Solar Partners, LLC | 100 | Non-regulated
Irish Creek Wind | 64138_G_ICW1 | 64138 | G | ICW1 |  | Onshore Wind |  | SPP_N | Kansas | 20 | Marshall | 117 | 20117 | 300.6 | 0 | 2021 | 9999 |  |  | N | Wind | [13 empty] | 0 | 0 | 0 | 0 | [11 empty] | Irish Creek Wind, LLC | 100 | Irish Creek Wind, LLC | 100 | Non-regulated
Haystack Wind Project, LLC | 64139_G_4444 | 64139 | G | 4444 |  | Onshore Wind |  | SPP_NEBR | Nebraska | 31 | Wayne | 179 | 31179 | 298 | 0 | 2022 | 9999 |  |  | N | Wind | [13 empty] | 0 | 0 | 0 | 0 | [11 empty] | Haystack Wind Project, LLC | 100 | Haystack Wind Project, LLC | 100 | Non-regulated
Whitney | 6414_G_1 | 6414 | G | 1 |  | Hydro |  | ERC_REST | Texas | 48 | Bosque | 35 | 48035 | 21 | 0 | 1953 | 9999 |  |  | N | Hydro | [13 empty] | 0 | 0 | 0 | 0 | [11 empty] | USACE Fort Worth District | 100 | U S Army Corps of Engineers | 100 | Regulated
Whitney | 6414_G_2 | 6414 | G | 2 |  | Hydro |  | ERC_REST | Texas | 48 | Bosque | 35 | 48035 | 21 | 0 | 1953 | 9999 |  |  | N | Hydro | [13 empty] | 0 | 0 | 0 | 0 | [11 empty] | USACE Fort Worth District | 100 | U S Army Corps of Engineers | 100 | Regulated
BWC Stony Brook, LLC Hybrid | 64140_G_BESS | 64140 | G | BESS |  | Energy Storage |  | NENGREST | Massachusetts | 25 | Middlesex | 17 | 25017 | 0.7 | 0 | 2021 | 9999 |  |  | N | Energy Storage | [13 empty] | 0 | 0 | 0 | 0 | [11 empty] | AES Distributed Energy | 100 | AES Distributed Energy | 100 | Non-regulated
BWC Stony Brook, LLC Hybrid | 64140_G_BSBPV | 64140 | G | BSBPV |  | Solar PV |  | NENGREST | Massachusetts | 25 | Middlesex | 17 | 25017 | 1.6 | 0 | 2021 | 9999 |  |  | N | Solar | [13 empty] | 0 | 0 | 0 | 0 | [11 empty] | AES Distributed Energy | 100 | AES Distributed Energy | 100 | Non-regulated
Still Water Power | 64141_G_4 | 64141 | G | 4 |  | Non-Fossil Waste |  | WEC_CALN | California | 6 | Kings | 31 | 06031 | 1 | 13500 | 2020 | 9999 |  |  | N | Non-Fossil Waste | [13 empty] | 0 | 0 | 0 | 0 | [11 empty] | Still Water Power LLC | 100 | Still Water Power LLC | 100 | Non-regulated
LabCorp Engine | 64142_G_LCG | 64142 | G | LCG |  | Combustion Turbine | IC Engine | PJM_EMAC | New Jersey | 34 | Somerset | 35 | 34035 | 3.2 | 9905 | 2019 | 9999 |  |  | N | Natural Gas | [13 empty] | 1.061 | 1.061 | 1.061 | 1.061 | [11 empty] | AEP Onsite Partners, LLC | 100 | AEP Onsite Partners, LLC | 100 | Non-regulated
Bloom-Altice Fuel Cell | 64143_G_BLA | 64143 | G | BLA |  | Fuel Cell |  | NY_Z_K | New York | 36 | Nassau | 59 | 36059 | 2 | 6469 | 2020 | 9999 |  |  | N | Natural Gas | [13 empty] | 0 | 0 | 0 | 0 | [11 empty] | AEP Onsite Partners, LLC | 100 | AEP Onsite Partners, LLC | 100 | Non-regulated
Harts Mill Solar, LLC | 64144_G_HMS01 | 64144 | G | HMS01 |  | Solar PV |  | S_VACA | North Carolina | 37 | Edgecombe | 65 | 37065 | 80 | 0 | 2020 | 9999 |  |  | N | Solar | [13 empty] | 0 | 0 | 0 | 0 | [11 empty] | Harts Mills Solar, LLC | 100 | Harts Mills Solar, LLC | 100 | Non-regulated
Bay Trail Solar Power Plant | 64145_G_PV1 | 64145 | G | PV1 |  | Solar PV |  | FRCC | Florida | 12 | Citrus | 17 | 12017 | 74.9 | 0 | 2022 | 9999 |  |  | N | Solar | [13 empty] | 0 | 0 | 0 | 0 | [11 empty] | Duke Energy Florida, LLC | 100 | Duke Energy Florida, LLC | 100 | Regulated
Sandy Creek Solar Power Plant | 64146_G_PV1 | 64146 | G | PV1 |  | Solar PV |  | S_SOU | Florida | 12 | Bay | 5 | 12005 | 74.9 | 0 | 2022 | 9999 |  |  | N | Solar | [13 empty] | 0 | 0 | 0 | 0 | [11 empty] | Duke Energy Florida, LLC | 100 | Duke Energy Florida, LLC | 100 | Regulated
ZPD-PT Solar Project 2017-038 Hybrid LLC | 64147_G_DRAES | 64147 | G | DRAES |  | Energy Storage |  | NENGREST | Massachusetts | 25 | Worcester | 27 | 25027 | 3.5 | 0 | 2021 | 9999 |  |  | N | Energy Storage | [13 empty] | 0 | 0 | 0 | 0 | [11 empty] | AES Distributed Energy | 100 | AES Distributed Energy | 100 | Non-regulated
ZPD-PT Solar Project 2017-038 Hybrid LLC | 64147_G_DRAPV | 64147 | G | DRAPV |  | Solar PV |  | NENGREST | Massachusetts | 25 | Worcester | 27 | 25027 | 5 | 0 | 2021 | 9999 |  |  | N | Solar | [13 empty] | 0 | 0 | 0 | 0 | [11 empty] | AES Distributed Energy | 100 | AES Distributed Energy | 100 | Non-regulated
Fish Springs | 64148_G_FISH | 64148 | G | FISH |  | Solar PV |  | WECC_NNV | Nevada | 32 | Washoe | 31 | 32031 | 100 | 0 | 2022 | 9999 |  |  | N | Solar | [13 empty] | 0 | 0 | 0 | 0 | [11 empty] | Fish Springs Ranch Solar, LLC | 100 | Fish Springs Ranch Solar, LLC | 100 | Non-regulated
Fish Springs | 64148_G_FISHB | 64148 | G | FISHB |  | Energy Storage |  | WECC_NNV | Nevada | 32 | Washoe | 31 | 32031 | 25 | 0 | 2022 | 9999 |  |  | N | Energy Storage | [13 empty] | 0 | 0 | 0 | 0 | [11 empty] | Fish Springs Ranch Solar, LLC | 100 | Fish Springs Ranch Solar, LLC | 100 | Non-regulated
Western Trail Wind, LLC | 64149_G_WTW | 64149 | G | WTW |  | Onshore Wind |  | ERC_WEST | Texas | 48 | Wilbarger | 487 | 48487 | 366.6 | 0 | 2022 | 9999 |  |  | N | Wind | [13 empty] | 0 | 0 | 0 | 0 | [11 empty] | Orsted Onshore North America | 100 | Orsted Onshore North America | 100 | Non-regulated
Broken Bow Dam | 6415_G_1 | 6415 | G | 1 |  | Hydro |  | SPP_WEST | Oklahoma | 40 | McCurtain | 89 | 40089 | 57.5 | 0 | 1970 | 9999 |  |  | N | Hydro | [13 empty] | 0 | 0 | 0 | 0 | [11 empty] | USACE Tulsa District | 100 | U S Army Corps of Engineers | 100 | Regulated
Broken Bow Dam | 6415_G_2 | 6415 | G | 2 |  | Hydro |  | SPP_WEST | Oklahoma | 40 | McCurtain | 89 | 40089 | 57.5 | 0 | 1970 | 9999 |  |  | N | Hydro | [13 empty] | 0 | 0 | 0 | 0 | [11 empty] | USACE Tulsa District | 100 | U S Army Corps of Engineers | 100 | Regulated
Lancaster Solar GA | 64150_G_LANCR | 64150 | G | LANCR |  | Solar PV |  | S_SOU | Georgia | 13 | Randolph | 243 | 13243 | 80 | 0 | 2021 | 9999 |  |  | N | Solar | [13 empty] | 0 | 0 | 0 | 0 | [11 empty] | Lancaster Solar GA, LLC | 100 | Lancaster Solar GA, LLC | 100 | Non-regulated
SR Perry | 64151_G_PERRY | 64151 | G | PERRY |  | Solar PV |  | S_SOU | Georgia | 13 | Houston | 153 | 13153 | 68 | 0 | 2021 | 9999 |  |  | N | Solar | [13 empty] | 0 | 0 | 0 | 0 | [11 empty] | SR Perry, LLC | 100 | SR Perry, LLC | 100 | Non-regulated
SR Rattlesnake | 64152_G_SNAKE | 64152 | G | SNAKE |  | Solar PV |  | WECC_CO | Colorado | 8 | Weld | 123 | 08123 | 6 | 0 | 2020 | 9999 |  |  | N | Solar | [13 empty] | 0 | 0 | 0 | 0 | [11 empty] | SR Rattlesnake, LLC | 100 | SR Rattlesnake, LLC | 100 | Non-regulated
Novel Novak Solar LLC CSG | 64153_G_NOVAK | 64153 | G | NOVAK |  | Solar PV |  | MIS_MNWI | Minnesota | 27 | Benton | 9 | 27009 | 1 | 0 | 2021 | 9999 |  |  | N | Solar | [13 empty] | 0 | 0 | 0 | 0 | [11 empty] | REA Investments, LLC | 100 | REA Investments, LLC | 100 | Non-regulated
Novel Shelly Solar LLC (CSG) | 64154_G_SHLLY | 64154 | G | SHLLY |  | Solar PV |  | MIS_MNWI | Minnesota | 27 | Lyon | 83 | 27083 | 1 | 0 | 2022 | 9999 |  |  | N | Solar | [13 empty] | 0 | 0 | 0 | 0 | [11 empty] | REA Investments, LLC | 100 | REA Investments, LLC | 100 | Non-regulated
Bryant Road Solar | 64155_G_2001 | 64155 | G | 2001 |  | Solar PV |  | S_VACA | South Carolina | 45 | Spartanburg | 83 | 45083 | 2 | 0 | 2023 | 9999 |  |  | N | Solar | [13 empty] | 0 | 0 | 0 | 0 | [11 empty] | JSD Flatwood PV-1, LLC | 100 | JSD Flatwood PV-1, LLC | 100 | Non-regulated
Clyde Peaking Engine | 64157_G_CPG | 64157 | G | CPG |  | Combustion Turbine | IC Engine | PJM_ATSI | Ohio | 39 | Sandusky | 143 | 39143 | 10 | 9905 | 2020 | 9999 |  |  | N | Natural Gas | [13 empty] | 0.011 | 0.011 | 0.011 | 0.011 | [11 empty] | AEP Onsite Partners, LLC | 100 | AEP Onsite Partners, LLC | 100 | Non-regulated
Mechanicsville Solar | 64158_G_MECH | 64158 | G | MECH |  | Solar PV |  | PJM_Dom | Virginia | 51 | Hanover | 85 | 51085 | 25 | 0 | 2020 | 9999 |  |  | N | Solar | [13 empty] | 0 | 0 | 0 | 0 | [11 empty] | Mechanicsville Solar, LLC | 100 | Mechanicsville Solar, LLC | 100 | Non-regulated
Morgan Solar 2, LLC CSG | 64159_G_MRG2 | 64159 | G | MRG2 |  | Solar PV |  | MIS_IL | Illinois | 17 | Morgan | 137 | 17137 | 2 | 0 | 2020 | 9999 |  |  | N | Solar | [13 empty] | 0 | 0 | 0 | 0 | [11 empty] | Morgan Solar 2, LLC | 100 | Morgan Solar 2, LLC | 100 | Non-regulated
Denison | 6416_G_1 | 6416 | G | 1 |  | Hydro |  | ERC_REST | Texas | 48 | Grayson | 181 | 48181 | 50 | 0 | 1945 | 9999 |  |  | N | Hydro | [13 empty] | 0 | 0 | 0 | 0 | [11 empty] | USACE Tulsa District | 100 | U S Army Corps of Engineers | 100 | Regulated
Denison | 6416_G_2 | 6416 | G | 2 |  | Hydro |  | ERC_REST | Texas | 48 | Grayson | 181 | 48181 | 50 | 0 | 1949 | 9999 |  |  | N | Hydro | [13 empty] | 0 | 0 | 0 | 0 | [11 empty] | USACE Tulsa District | 100 | U S Army Corps of Engineers | 100 | Regulated
SR North Stonington | 64160_G_STONE | 64160 | G | STONE |  | Solar PV |  | NENG_CT | Connecticut | 9 | New London | 11 | 09011 | 9.9 | 0 | 2023 | 9999 |  |  | N | Solar | [13 empty] | 0 | 0 | 0 | 0 | [11 empty] | SR North Stonington, LLC | 100 | SR North Stonington, LLC | 100 | Non-regulated
SR Litchfield | 64161_G_LITCH | 64161 | G | LITCH |  | Solar PV |  | NENG_CT | Connecticut | 9 | Litchfield | 5 | 09005 | 19.8 | 0 | 2023 | 9999 |  |  | N | Solar | [13 empty] | 0 | 0 | 0 | 0 | [11 empty] | SR Litchfield, LLC | 100 | SR Litchfield, LLC | 100 | Non-regulated
Newton Rumford Landfill | 64162_G_7759A | 64162 | G | 7759A |  | Solar PV |  | NENGREST | Massachusetts | 25 | Middlesex | 17 | 25017 | 1.7 | 0 | 2017 | 9999 |  |  | N | Solar | [13 empty] | 0 | 0 | 0 | 0 | [11 empty] | Newton Municipal Solar LLC - Rumford | 100 | Newton Municipal Solar LLC - Rumford | 100 | Non-regulated
Hecate Energy Cider Solar LLC | 64163_G_11111 | 64163 | G | 11111 |  | Solar PV |  | NY_Z_B | New York | 36 | Genesee | 37 | 36037 | 500 | 0 | 2025 | 9999 |  |  | N | Solar | [13 empty] | 0 | 0 | 0 | 0 | [11 empty] | Hecate Energy Cider Solar LLC | 100 | Hecate Energy Cider Solar LLC | 100 | Non-regulated
Azure Sky Wind Project, LLC Hybrid | 64164_G_ASWBE | 64164 | G | ASWBE |  | Energy Storage |  | ERC_WEST | Texas | 48 | Throckmorton | 447 | 48447 | 120 | 0 | 2023 | 9999 |  |  | N | Energy Storage | [13 empty] | 0 | 0 | 0 | 0 | [11 empty] | Azure Sky Wind Project, LLC | 100 | Azure Sky Wind Project, LLC | 100 | Non-regulated
Azure Sky Wind Project, LLC Hybrid | 64164_G_ASWWT | 64164 | G | ASWWT |  | Onshore Wind |  | ERC_WEST | Texas | 48 | Throckmorton | 447 | 48447 | 350.2 | 0 | 2023 | 9999 |  |  | N | Wind | [13 empty] | 0 | 0 | 0 | 0 | [11 empty] | Azure Sky Wind Project, LLC | 100 | Azure Sky Wind Project, LLC | 100 | Non-regulated
Priddy Wind Project | 64165_G_WTG1 | 64165 | G | WTG1 |  | Onshore Wind |  | ERC_REST | Texas | 48 | Mills | 333 | 48333 | 302.4 | 0 | 2022 | 9999 |  |  | N | Wind | [13 empty] | 0 | 0 | 0 | 0 | [11 empty] | Engie North America | 100 | Engie North America | 100 | Non-regulated
Hunters Cove Solar | 64166_G_GEN | 64166 | G | GEN |  | Solar PV |  | S_VACA | North Carolina | 37 | Rutherford | 161 | 37161 | 50 | 0 | 2024 | 9999 |  |  | N | Solar | [13 empty] | 0 | 0 | 0 | 0 | [11 empty] | Hunters Cove Solar LLC | 100 | Hunters Cove Solar LLC | 100 | Non-regulated
Hornet Solar | 64167_G_GEN | 64167 | G | GEN |  | Solar PV |  | S_VACA | North Carolina | 37 | Gaston | 71 | 37071 | 75 | 0 | 2024 | 9999 |  |  | N | Solar | [13 empty] | 0 | 0 | 0 | 0 | [11 empty] | Hornet Solar LLC | 100 | Hornet Solar LLC | 100 | Non-regulated
Bear Branch Solar | 64168_G_GEN | 64168 | G | GEN |  | Solar PV |  | S_VACA | North Carolina | 37 | Stokes | 169 | 37169 | 35 | 0 | 2024 | 9999 |  |  | N | Solar | [13 empty] | 0 | 0 | 0 | 0 | [11 empty] | Bear Branch Solar LLC | 100 | Bear Branch Solar LLC | 100 | Non-regulated
Albemarle Beach Solar | 64169_G_BEACH | 64169 | G | BEACH |  | Solar PV |  | PJM_Dom | North Carolina | 37 | Washington | 187 | 37187 | 80 | 0 | 2020 | 9999 |  |  | N | Solar | [13 empty] | 0 | 0 | 0 | 0 | [11 empty] | Albemarle Beach Solar, LLC | 100 | Albemarle Beach Solar, LLC | 100 | Non-regulated
Center Hill | 6417_G_1 | 6417 | G | 1 |  | Hydro |  | S_C_TVA | Tennessee | 47 | DeKalb | 41 | 47041 | 52 | 0 | 1950 | 9999 |  |  | N | Hydro | [13 empty] | 0 | 0 | 0 | 0 | [11 empty] | USACE Nashville District | 100 | U S Army Corps of Engineers | 100 | Regulated
Center Hill | 6417_G_2 | 6417 | G | 2 |  | Hydro |  | S_C_TVA | Tennessee | 47 | DeKalb | 41 | 47041 | 50 | 0 | 1951 | 9999 |  |  | N | Hydro | [13 empty] | 0 | 0 | 0 | 0 | [11 empty] | USACE Nashville District | 100 | U S Army Corps of Engineers | 100 | Regulated
Center Hill | 6417_G_3 | 6417 | G | 3 |  | Hydro |  | S_C_TVA | Tennessee | 47 | DeKalb | 41 | 47041 | 52 | 0 | 1951 | 9999 |  |  | N | Hydro | [13 empty] | 0 | 0 | 0 | 0 | [11 empty] | USACE Nashville District | 100 | U S Army Corps of Engineers | 100 | Regulated
BWC Muddy Brook, LLC Hybrid | 64170_G_MBES | 64170 | G | MBES |  | Energy Storage |  | NENGREST | Massachusetts | 25 | Worcester | 27 | 25027 | 0.9 | 0 | 2021 | 9999 |  |  | N | Energy Storage | [13 empty] | 0 | 0 | 0 | 0 | [11 empty] | AES Distributed Energy | 100 | AES Distributed Energy | 100 | Non-regulated
BWC Muddy Brook, LLC Hybrid | 64170_G_MBPV | 64170 | G | MBPV |  | Solar PV |  | NENGREST | Massachusetts | 25 | Worcester | 27 | 25027 | 1 | 0 | 2021 | 9999 |  |  | N | Solar | [13 empty] | 0 | 0 | 0 | 0 | [11 empty] | AES Distributed Energy | 100 | AES Distributed Energy | 100 | Non-regulated
Rockhaven Wind Project, LLC | 64172_G_RHWWT | 64172 | G | RHWWT |  | Onshore Wind |  | SPP_WEST | Oklahoma | 40 | Garvin | 49 | 40049 | 140 | 0 | 2021 | 9999 |  |  | N | Wind | [13 empty] | 0 | 0 | 0 | 0 | [11 empty] | Rockhaven Wind Project, LLC | 100 | Rockhaven Wind Project, LLC | 100 | Non-regulated
Lotus | 64173_G_1305 | 64173 | G | 1305 |  | Solar PV |  | S_VACA | North Carolina | 37 | Guilford | 81 | 37081 | 4 | 0 | 2014 | 9999 |  |  | N | Solar | [13 empty] | 0 | 0 | 0 | 0 | [11 empty] | Cypress Creek Renewables | 100 | Cypress Creek Renewables | 100 | Non-regulated
Big Boy | 64174_G_1303 | 64174 | G | 1303 |  | Solar PV |  | S_VACA | North Carolina | 37 | Guilford | 81 | 37081 | 3 | 0 | 2014 | 9999 |  |  | N | Solar | [13 empty] | 0 | 0 | 0 | 0 | [11 empty] | Cypress Creek Renewables | 100 | Cypress Creek Renewables | 100 | Non-regulated
Beth | 64175_G_1302 | 64175 | G | 1302 |  | Solar PV |  | S_VACA | North Carolina | 37 | Guilford | 81 | 37081 | 5 | 0 | 2014 | 9999 |  |  | N | Solar | [13 empty] | 0 | 0 | 0 | 0 | [11 empty] | Cypress Creek Renewables | 100 | Cypress Creek Renewables | 100 | Non-regulated
Charlie | 64176_G_1304 | 64176 | G | 1304 |  | Solar PV |  | S_VACA | North Carolina | 37 | Guilford | 81 | 37081 | 4 | 0 | 2014 | 9999 |  |  | N | Solar | [13 empty] | 0 | 0 | 0 | 0 | [11 empty] | Cypress Creek Renewables | 100 | Cypress Creek Renewables | 100 | Non-regulated
CED Manchester Wind | 64177_G_MANW | 64177 | G | MANW |  | Onshore Wind |  | MIS_IA | Iowa | 19 | Delaware | 55 | 19055 | 7.9 | 0 | 2022 | 9999 |  |  | N | Wind | [13 empty] | 0 | 0 | 0 | 0 | [11 empty] | Consolidated Edison Development Inc. | 100 | Consolidated Edison Development Inc. | 100 | Non-regulated
CED Centerville Wind | 64178_G_CENTW | 64178 | G | CENTW |  | Onshore Wind |  | MIS_IA | Iowa | 19 | Appanoose | 7 | 19007 | 7.9 | 0 | 2021 | 9999 |  |  | N | Wind | [13 empty] | 0 | 0 | 0 | 0 | [11 empty] | Consolidated Edison Development Inc. | 100 | Consolidated Edison Development Inc. | 100 | Non-regulated
IA - City of Ames - Airport Road | 64179_G_17000 | 64179 | G | 17000 |  | Solar PV |  | MIS_MIDA | Iowa | 19 | Story | 169 | 19169 | 2 | 0 | 2020 | 9999 |  |  | N | Solar | [13 empty] | 0 | 0 | 0 | 0 | [11 empty] | Forefront Power, LLC | 100 | Forefront Power, LLC | 100 | Non-regulated
Cheatham | 6418_G_1 | 6418 | G | 1 |  | Hydro |  | S_C_TVA | Tennessee | 47 | Dickson | 43 | 47043 | 13.8 | 0 | 1958 | 9999 |  |  | N | Hydro | [13 empty] | 0 | 0 | 0 | 0 | [11 empty] | USACE Nashville District | 100 | U S Army Corps of Engineers | 100 | Regulated
Cheatham | 6418_G_2 | 6418 | G | 2 |  | Hydro |  | S_C_TVA | Tennessee | 47 | Dickson | 43 | 47043 | 13.8 | 0 | 1958 | 9999 |  |  | N | Hydro | [13 empty] | 0 | 0 | 0 | 0 | [11 empty] | USACE Nashville District | 100 | U S Army Corps of Engineers | 100 | Regulated
Cheatham | 6418_G_3 | 6418 | G | 3 |  | Hydro |  | S_C_TVA | Tennessee | 47 | Dickson | 43 | 47043 | 13.8 | 0 | 1958 | 9999 |  |  | N | Hydro | [13 empty] | 0 | 0 | 0 | 0 | [11 empty] | USACE Nashville District | 100 | U S Army Corps of Engineers | 100 | Regulated
MD - CS - Potomac Edison Co - GA29 TPE | 64180_G_19002 | 64180 | G | 19002 |  | Solar PV |  | PJM_AP | Maryland | 24 | Garrett | 23 | 24023 | 2 | 0 | 2021 | 9999 |  |  | N | Solar | [13 empty] | 0 | 0 | 0 | 0 | [11 empty] | Forefront Power, LLC | 100 | Forefront Power, LLC | 100 | Non-regulated
BWC Lake Lashaway, LLC Hybrid | 64182_G_DRAES | 64182 | G | DRAES |  | Energy Storage |  | NENGREST | Massachusetts | 25 | Worcester | 27 | 25027 | 3.7 | 0 | 2021 | 9999 |  |  | N | Energy Storage | [13 empty] | 0 | 0 | 0 | 0 | [11 empty] | AES Distributed Energy | 100 | AES Distributed Energy | 100 | Non-regulated
BWC Lake Lashaway, LLC Hybrid | 64182_G_DRAPV | 64182 | G | DRAPV |  | Solar PV |  | NENGREST | Massachusetts | 25 | Worcester | 27 | 25027 | 4.2 | 0 | 2021 | 9999 |  |  | N | Solar | [13 empty] | 0 | 0 | 0 | 0 | [11 empty] | AES Distributed Energy | 100 | AES Distributed Energy | 100 | Non-regulated
Independence Wind Farm | 64183_G_IWE | 64183 | G | IWE |  | Onshore Wind |  | MIS_IA | Iowa | 19 | Delaware | 55 | 19055 | 54 | 0 | 2021 | 9999 |  |  | N | Wind | [13 empty] | 0 | 0 | 0 | 0 | [11 empty] | Independence Wind Energy LLC | 100 | Independence Wind Energy LLC | 100 | Non-regulated
ZPD-PT Solar Project 2017-044 LLC CSG | 64184_G_DRAPV | 64184 | G | DRAPV |  | Solar PV |  | NENGREST | Massachusetts | 25 | Worcester | 27 | 25027 | 1 | 0 | 2021 | 9999 |  |  | N | Solar | [13 empty] | 0 | 0 | 0 | 0 | [11 empty] | AES Distributed Energy | 100 | AES Distributed Energy | 100 | Non-regulated
ZPD-PT Solar Project 2017-023 LLC Hybrid CSG | 64185_G_DRAES | 64185 | G | DRAES |  | Energy Storage |  | NENGREST | Massachusetts | 25 | Worcester | 27 | 25027 | 1.9 | 0 | 2021 | 9999 |  |  | N | Energy Storage | [13 empty] | 0 | 0 | 0 | 0 | [11 empty] | AES Distributed Energy | 100 | AES Distributed Energy | 100 | Non-regulated
ZPD-PT Solar Project 2017-023 LLC Hybrid CSG | 64185_G_DRAPV | 64185 | G | DRAPV |  | Solar PV |  | NENGREST | Massachusetts | 25 | Worcester | 27 | 25027 | 2.8 | 0 | 2021 | 9999 |  |  | N | Solar | [13 empty] | 0 | 0 | 0 | 0 | [11 empty] | AES Distributed Energy | 100 | AES Distributed Energy | 100 | Non-regulated
Graphite Solar I | 64186_G_394 | 64186 | G | 394 |  | Solar PV |  | WECC_UT | Utah | 49 | Carbon | 7 | 49007 | 80 | 0 | 2022 | 9999 |  |  | N | Solar | [13 empty] | 0 | 0 | 0 | 0 | [11 empty] | Greenbacker Renewable Energy Corporation | 100 | Greenbacker Renewable Energy Corporation | 100 | Non-regulated
ZPD-PT Solar Project 2017-021 LLC Hybrid CSG | 64187_G_DRAES | 64187 | G | DRAES |  | Energy Storage |  | NENGREST | Massachusetts | 25 | Hampden | 13 | 25013 | 1 | 0 | 2021 | 9999 |  |  | N | Energy Storage | [13 empty] | 0 | 0 | 0 | 0 | [11 empty] | AES Distributed Energy | 100 | AES Distributed Energy | 100 | Non-regulated
ZPD-PT Solar Project 2017-021 LLC Hybrid CSG | 64187_G_DRAPV | 64187 | G | DRAPV |  | Solar PV |  | NENGREST | Massachusetts | 25 | Hampden | 13 | 25013 | 1 | 0 | 2021 | 9999 |  |  | N | Solar | [13 empty] | 0 | 0 | 0 | 0 | [11 empty] | AES Distributed Energy | 100 | AES Distributed Energy | 100 | Non-regulated
Shepherd's Run Solar | 64188_G_PV | 64188 | G | PV |  | Solar PV |  | NY_Z_F | New York | 36 | Columbia | 21 | 36021 | 60 | 0 | 2025 | 9999 |  |  | N | Solar | [13 empty] | 0 | 0 | 0 | 0 | [11 empty] | Shepherd's Run Solar | 100 | Shepherd's Run Solar | 100 | Non-regulated
Apex Solar | 64189_G_RSNAK | 64189 | G | RSNAK |  | Solar PV |  | WECC_MT | Montana | 30 | Beaverhead | 1 | 30001 | 80 | 0 | 2023 | 9999 |  |  | N | Solar | [13 empty] | 0 | 0 | 0 | 0 | [11 empty] | CRE-Apex Montana LLC | 100 | CRE-Apex Montana LLC | 100 | Non-regulated
Eufaula Dam | 6419_G_1 | 6419 | G | 1 |  | Hydro |  | SPP_WEST | Oklahoma | 40 | Haskell | 61 | 40061 | 34.5 | 0 | 1964 | 9999 |  |  | N | Hydro | [13 empty] | 0 | 0 | 0 | 0 | [11 empty] | USACE Tulsa District | 100 | U S Army Corps of Engineers | 100 | Regulated
Eufaula Dam | 6419_G_2 | 6419 | G | 2 |  | Hydro |  | SPP_WEST | Oklahoma | 40 | Haskell | 61 | 40061 | 34.5 | 0 | 1964 | 9999 |  |  | N | Hydro | [13 empty] | 0 | 0 | 0 | 0 | [11 empty] | USACE Tulsa District | 100 | U S Army Corps of Engineers | 100 | Regulated
Eufaula Dam | 6419_G_3 | 6419 | G | 3 |  | Hydro |  | SPP_WEST | Oklahoma | 40 | Haskell | 61 | 40061 | 34.5 | 0 | 1964 | 9999 |  |  | N | Hydro | [13 empty] | 0 | 0 | 0 | 0 | [11 empty] | USACE Tulsa District | 100 | U S Army Corps of Engineers | 100 | Regulated
SR Lumpkin | 64191_G_LUMP | 64191 | G | LUMP |  | Solar PV |  | S_SOU | Georgia | 13 | Stewart | 259 | 13259 | 100 | 0 | 2021 | 9999 |  |  | N | Solar | [13 empty] | 0 | 0 | 0 | 0 | [11 empty] | SR Lumpkin, LLC | 100 | SR Lumpkin, LLC | 100 | Non-regulated
Bo Biggs Solar | 64192_G_BB08 | 64192 | G | BB08 |  | Solar PV |  | S_VACA | North Carolina | 37 | Robeson | 155 | 37155 | 4.9 | 0 | 2018 | 9999 |  |  | N | Solar | [13 empty] | 0 | 0 | 0 | 0 | [11 empty] | Bo Biggs Solar, LLC | 100 | Bo Biggs Solar, LLC | 100 | Non-regulated
Moore Solar | 64193_G_MR01 | 64193 | G | MR01 |  | Solar PV |  | S_VACA | North Carolina | 37 | Rockingham | 157 | 37157 | 5 | 0 | 2018 | 9999 |  |  | N | Solar | [13 empty] | 0 | 0 | 0 | 0 | [11 empty] | Moore Solar, LLC | 100 | Moore Solar, LLC | 100 | Non-regulated
510 Carnegie Center | 64194_G_313 | 64194 | G | 313 |  | Solar PV |  | PJM_EMAC | New Jersey | 34 | Mercer | 21 | 34021 | 1.4 | 0 | 2019 | 9999 |  |  | N | Solar | [13 empty] | 0 | 0 | 0 | 0 | [11 empty] | Greenbacker Renewable Energy Corporation | 100 | Greenbacker Renewable Energy Corporation | 100 | Non-regulated
701 Carnegie Center | 64195_G_313 | 64195 | G | 313 |  | Solar PV |  | PJM_EMAC | New Jersey | 34 | Mercer | 21 | 34021 | 1.1 | 0 | 2019 | 9999 |  |  | N | Solar | [13 empty] | 0 | 0 | 0 | 0 | [11 empty] | Greenbacker Renewable Energy Corporation | 100 | Greenbacker Renewable Energy Corporation | 100 | Non-regulated
Assembly Solar III | 64196_G_AS3 | 64196 | G | AS3 |  | Solar PV |  | MIS_LMI | Michigan | 26 | Shiawassee | 155 | 26155 | 79 | 0 | 2022 | 9999 |  |  | N | Solar | [13 empty] | 0 | 0 | 0 | 0 | [11 empty] | Assembly Solar III, LLC | 100 | Assembly Solar III, LLC | 100 | Non-regulated
Fifth Standard Solar PV, LLC (Hybrid) | 64197_G_FTHSB | 64197 | G | FTHSB |  | Energy Storage |  | WEC_CALN | California | 6 | Fresno | 19 | 06019 | 117 | 0 | 2023 | 9999 |  |  | N | Energy Storage | [13 empty] | 0 | 0 | 0 | 0 | [11 empty] | RWE Renewables Americas, LLC | 100 | RWE Renewables Americas, LLC | 100 | Non-regulated
Fifth Standard Solar PV, LLC (Hybrid) | 64197_G_FTHSS | 64197 | G | FTHSS |  | Solar PV |  | WEC_CALN | California | 6 | Fresno | 19 | 06019 | 150 | 0 | 2023 | 9999 |  |  | N | Solar | [13 empty] | 0 | 0 | 0 | 0 | [11 empty] | RWE Renewables Americas, LLC | 100 | RWE Renewables Americas, LLC | 100 | Non-regulated
Horn Rapids Solar, Storage and Training | 64198_G_HRBE | 64198 | G | HRBE |  | Energy Storage |  | WECC_PNW | Washington | 53 | Benton | 5 | 53005 | 1 | 0 | 2020 | 9999 |  |  | N | Energy Storage | [13 empty] | 0 | 0 | 0 | 0 | [11 empty] | Energy Northwest | 100 | Energy Northwest | 100 | Regulated
Horn Rapids Solar, Storage and Training | 64198_G_HRPV | 64198 | G | HRPV |  | Solar PV |  | WECC_PNW | Washington | 53 | Benton | 5 | 53005 | 3.2 | 0 | 2020 | 9999 |  |  | N | Solar | [13 empty] | 0 | 0 | 0 | 0 | [11 empty] | Tucci Energy Services | 100 | Tucci Energy Services | 100 | Regulated
Jack's Solar Garden | 64200_G_JSG | 64200 | G | JSG |  | Solar PV |  | WECC_CO | Colorado | 8 | Boulder | 13 | 08013 | 1 | 0 | 2020 | 9999 |  |  | N | Solar | [13 empty] | 0 | 0 | 0 | 0 | [11 empty] | Jack's Solar Garden | 100 | Jack's Solar Garden | 100 | Non-regulated
McDonough Solar 1, LLC CSG | 64201_G_MC1B | 64201 | G | MC1B |  | Solar PV |  | MIS_IL | Illinois | 17 | McDonough | 109 | 17109 | 2 | 0 | 2020 | 9999 |  |  | N | Solar | [13 empty] | 0 | 0 | 0 | 0 | [11 empty] | McDonough Solar 1, LLC | 100 | McDonough Solar 1, LLC | 100 | Non-regulated
McDonough Solar 1, LLC CSG | 64201_G_MCDH | 64201 | G | MCDH |  | Solar PV |  | MIS_IL | Illinois | 17 | McDonough | 109 | 17109 | 2 | 0 | 2020 | 9999 |  |  | N | Solar | [13 empty] | 0 | 0 | 0 | 0 | [11 empty] | McDonough Solar 1, LLC | 100 | McDonough Solar 1, LLC | 100 | Non-regulated
Big Star Solar, LLC (Hybrid) | 64202_G_BGSTB | 64202 | G | BGSTB |  | Energy Storage |  | ERC_REST | Texas | 48 | Bastrop | 21 | 48021 | 80 | 0 | 2023 | 9999 |  |  | N | Energy Storage | [13 empty] | 0 | 0 | 0 | 0 | [11 empty] | RWE Renewables Americas, LLC | 100 | RWE Renewables Americas, LLC | 100 | Non-regulated
Big Star Solar, LLC (Hybrid) | 64202_G_BGSTS | 64202 | G | BGSTS |  | Solar PV |  | ERC_REST | Texas | 48 | Bastrop | 21 | 48021 | 200 | 0 | 2023 | 9999 |  |  | N | Solar | [13 empty] | 0 | 0 | 0 | 0 | [11 empty] | RWE Renewables Americas, LLC | 100 | RWE Renewables Americas, LLC | 100 | Non-regulated
Elara Solar | 64204_G_ELARA | 64204 | G | ELARA |  | Solar PV |  | ERC_REST | Texas | 48 | Frio | 163 | 48163 | 130 | 0 | 2021 | 9999 |  |  | N | Solar | [13 empty] | 0 | 0 | 0 | 0 | [11 empty] | Elara Energy Project, LLC | 100 | Elara Energy Project, LLC | 100 | Non-regulated
Crane Battery Energy Storage System | 64207_G_ES1 | 64207 | G | ES1 |  | Energy Storage |  | MIS_INKY | Indiana | 18 | Martin | 101 | 18101 | 5 | 0 | 2020 | 9999 |  |  | N | Energy Storage | [13 empty] | 0 | 0 | 0 | 0 | [11 empty] | Duke Energy Indiana, LLC | 100 | Duke Energy Indiana, LLC | 100 | Regulated
Red Antelope Solar & Energy Storage Farm | 64208_G_30PNA | 64208 | G | 30PNA |  | Solar PV |  | WECC_AZ | Arizona | 4 | Coconino | 5 | 04005 | 400 | 0 | 2024 | 9999 |  |  | N | Solar | [13 empty] | 0 | 0 | 0 | 0 | [11 empty] | 302PN 8me LLC | 100 | 302PN 8me LLC | 100 | Non-regulated
Red Antelope Solar & Energy Storage Farm | 64208_G_30PNB | 64208 | G | 30PNB |  | Energy Storage |  | WECC_AZ | Arizona | 4 | Coconino | 5 | 04005 | 300 | 0 | 2024 | 9999 |  |  | N | Energy Storage | [13 empty] | 0 | 0 | 0 | 0 | [11 empty] | 302PN 8me LLC | 100 | 302PN 8me LLC | 100 | Non-regulated
Bellefield 2 Solar & Energy Storage Farm | 64209_G_26SBA | 64209 | G | 26SBA |  | Solar PV |  | WECC_SCE | California | 6 | Kern | 29 | 06029 | 500 | 0 | 2026 | 9999 |  |  | N | Solar | [13 empty] | 0 | 0 | 0 | 0 | [11 empty] | 26SB 8me LLC | 100 | 26SB 8me LLC | 100 | Non-regulated
Bellefield 2 Solar & Energy Storage Farm | 64209_G_26SBB | 64209 | G | 26SBB |  | Energy Storage |  | WECC_SCE | California | 6 | Kern | 29 | 06029 | 500 | 0 | 2026 | 9999 |  |  | N | Energy Storage | [13 empty] | 0 | 0 | 0 | 0 | [11 empty] | 26SB 8me LLC | 100 | 26SB 8me LLC | 100 | Non-regulated
Lemolo 2 | 6421_G_1 | 6421 | G | 1 |  | Hydro |  | WECC_PNW | Oregon | 41 | Douglas | 19 | 41019 | 38.5 | 0 | 1956 | 9999 |  |  | N | Hydro | [13 empty] | 0 | 0 | 0 | 0 | [11 empty] | PacifiCorp | 100 | Berkshire Hathaway Inc | 100 | Regulated
Bellefield Solar and Energy Storage Farm | 64210_G_50LWA | 64210 | G | 50LWA |  | Solar PV |  | WECC_SCE | California | 6 | Kern | 29 | 06029 | 500 | 0 | 2025 | 9999 |  |  | N | Solar | [13 empty] | 0 | 0 | 0 | 0 | [11 empty] | 50LW 8me LLC | 100 | 50LW 8me LLC | 100 | Non-regulated
Bellefield Solar and Energy Storage Farm | 64210_G_50LWB | 64210 | G | 50LWB |  | Energy Storage |  | WECC_SCE | California | 6 | Kern | 29 | 06029 | 500 | 0 | 2025 | 9999 |  |  | N | Energy Storage | [13 empty] | 0 | 0 | 0 | 0 | [11 empty] | 50LW 8me LLC | 100 | 50LW 8me LLC | 100 | Non-regulated
Baxley | 64211_G_BAXLY | 64211 | G | BAXLY |  | Solar PV |  | S_SOU | Georgia | 13 | Appling | 1 | 13001 | 25 | 0 | 2020 | 9999 |  |  | N | Solar | [13 empty] | 0 | 0 | 0 | 0 | [11 empty] | SR Baxley, LLC | 100 | SR Baxley, LLC | 100 | Non-regulated
Pike Solar Hybrid | 64212_G_CO465 | 64212 | G | CO465 |  | Solar PV |  | WECC_CO | Colorado | 8 | El Paso | 41 | 08041 | 175 | 0 | 2023 | 9999 |  |  | N | Solar | [13 empty] | 0 | 0 | 0 | 0 | [11 empty] | Pike Solar, LLC | 100 | Pike Solar, LLC | 100 | Non-regulated
Auburn Solar Project | 64213_G_AUB | 64213 | G | AUB |  | Solar PV |  | NENGREST | Massachusetts | 25 | Worcester | 27 | 25027 | 4.9 | 0 | 2022 | 9999 |  |  | N | Solar | [13 empty] | 0 | 0 | 0 | 0 | [11 empty] | Agilitas Energy, LLC | 100 | Agilitas Energy, LLC | 100 | Non-regulated
Auburn Solar Project | 64213_G_BEAUB | 64213 | G | BEAUB |  | Energy Storage |  | NENGREST | Massachusetts | 25 | Worcester | 27 | 25027 | 3.8 | 0 | 2022 | 9999 |  |  | N | Energy Storage | [13 empty] | 0 | 0 | 0 | 0 | [11 empty] | Agilitas Energy, LLC | 100 | Agilitas Energy, LLC | 100 | Non-regulated
Aratina Solar Center 2 | 64215_G_45MGA | 64215 | G | 45MGA |  | Solar PV |  | WECC_SCE | California | 6 | Kern | 29 | 06029 | 200 | 0 | 2025 | 9999 |  |  | N | Solar | [13 empty] | 0 | 0 | 0 | 0 | [11 empty] | 45MG 8me LLC | 100 | 45MG 8me LLC | 100 | Non-regulated
Aratina Solar Center 2 | 64215_G_45MGB | 64215 | G | 45MGB |  | Energy Storage |  | WECC_SCE | California | 6 | Kern | 29 | 06029 | 200 | 0 | 2024 | 9999 |  |  | N | Energy Storage | [13 empty] | 0 | 0 | 0 | 0 | [11 empty] | 45MG 8me LLC | 100 | 45MG 8me LLC | 100 | Non-regulated
Rockmont Solar and Storage Project | 64216_G_201LC | 64216 | G | 201LC |  | Solar PV |  | WECC_NM | New Mexico | 35 | San Juan | 45 | 35045 | 100 | 0 | 2024 | 9999 |  |  | N | Solar | [13 empty] | 0 | 0 | 0 | 0 | [11 empty] | 201LC 8me LLC | 100 | 201LC 8me LLC | 100 | Non-regulated
Rockmont Solar and Storage Project | 64216_G_309SJ | 64216 | G | 309SJ |  | Energy Storage |  | WECC_NM | New Mexico | 35 | San Juan | 45 | 35045 | 30 | 0 | 2024 | 9999 |  |  | N | Energy Storage | [13 empty] | 0 | 0 | 0 | 0 | [11 empty] | 201LC 8me LLC | 100 | 201LC 8me LLC | 100 | Non-regulated
Blair Solar | 64217_G_BLAIR | 64217 | G | BLAIR |  | Solar PV |  | NENG_CT | Connecticut | 9 | Tolland | 13 | 09013 | 1 | 0 | 2021 | 9999 |  |  | N | Solar | [13 empty] | 0 | 0 | 0 | 0 | [11 empty] | Ecos Energy LLC | 100 | Ecos Energy LLC | 100 | Non-regulated
Madison Solar | 64218_G_MADIS | 64218 | G | MADIS |  | Solar PV |  | NENG_CT | Connecticut | 9 | Tolland | 13 | 09013 | 1 | 0 | 2021 | 9999 |  |  | N | Solar | [13 empty] | 0 | 0 | 0 | 0 | [11 empty] | Ecos Energy LLC | 100 | Ecos Energy LLC | 100 | Non-regulated
Few Solar | 64219_G_FEW | 64219 | G | FEW |  | Solar PV |  | NENG_CT | Connecticut | 9 | Tolland | 13 | 09013 | 1 | 0 | 2021 | 9999 |  |  | N | Solar | [13 empty] | 0 | 0 | 0 | 0 | [11 empty] | Ecos Energy LLC | 100 | Ecos Energy LLC | 100 | Non-regulated
Madison Dam | 6422_G_MAD5 | 6422 | G | MAD5 |  | Hydro |  | WECC_MT | Montana | 30 | Madison | 57 | 30057 | 4.1 | 0 | 2021 | 9999 |  |  | N | Hydro | [11 empty] | 0 |  | 0 | 0 | 0 | 0 | [11 empty] | NorthWestern Energy (MT Hydro) | 100 | NorthWestern Energy (MT Hydro) | 100 | Regulated
Madison Dam | 6422_G_MAD6 | 6422 | G | MAD6 |  | Hydro |  | WECC_MT | Montana | 30 | Madison | 57 | 30057 | 4.1 | 0 | 2021 | 9999 |  |  | N | Hydro | [11 empty] | 0 |  | 0 | 0 | 0 | 0 | [11 empty] | NorthWestern Energy (MT Hydro) | 100 | NorthWestern Energy (MT Hydro) | 100 | Regulated
Madison Dam | 6422_G_MAD7 | 6422 | G | MAD7 |  | Hydro |  | WECC_MT | Montana | 30 | Madison | 57 | 30057 | 4.1 | 0 | 2022 | 9999 |  |  | N | Hydro | [11 empty] | 0 |  | 0 | 0 | 0 | 0 | [11 empty] | NorthWestern Energy (MT Hydro) | 100 | NorthWestern Energy (MT Hydro) | 100 | Regulated
Madison Dam | 6422_G_MAD8 | 6422 | G | MAD8 |  | Hydro |  | WECC_MT | Montana | 30 | Madison | 57 | 30057 | 4.1 | 0 | 2022 | 9999 |  |  | N | Hydro | [11 empty] | 0 |  | 0 | 0 | 0 | 0 | [11 empty] | NorthWestern Energy (MT Hydro) | 100 | NorthWestern Energy (MT Hydro) | 100 | Regulated
Wonderful Orchards - Westside | 64220_G_WOC | 64220 | G | WOC |  | Solar PV |  | WECC_SCE | California | 6 | Kern | 29 | 06029 | 5 | 0 | 2021 | 9999 |  |  | N | Solar | [13 empty] | 0 | 0 | 0 | 0 | [11 empty] | DG Harvest Solar, LLC | 100 | DG Harvest Solar, LLC | 100 | Non-regulated
Wonderful Orchards - Belridge | 64221_G_WOC | 64221 | G | WOC |  | Solar PV |  | WECC_SCE | California | 6 | Kern | 29 | 06029 | 5 | 0 | 2020 | 9999 |  |  | N | Solar | [13 empty] | 0 | 0 | 0 | 0 | [11 empty] | DG California Solar LLC | 100 | DG California Solar LLC | 100 | Non-regulated
Burt County Solar Hybrid | 64222_G_1 | 64222 | G | 1 |  | Solar PV |  | SPP_NEBR | Nebraska | 31 | Burt | 21 | 31021 | 0.7 | 0 | 2021 | 9999 |  |  | N | Solar | [13 empty] | 0 | 0 | 0 | 0 | [11 empty] | BCSB, LLC | 100 | BCSB, LLC | 100 | Non-regulated
Burt County Solar Hybrid | 64222_G_2 | 64222 | G | 2 |  | Energy Storage |  | SPP_NEBR | Nebraska | 31 | Burt | 21 | 31021 | 0.7 | 0 | 2021 | 9999 |  |  | N | Energy Storage | [13 empty] | 0 | 0 | 0 | 0 | [11 empty] | BCSB, LLC | 100 | BCSB, LLC | 100 | Non-regulated
Dodge County Solar Hybrid | 64223_G_1 | 64223 | G | 1 |  | Solar PV |  | SPP_NEBR | Nebraska | 31 | Dodge | 53 | 31053 | 0.7 | 0 | 2021 | 9999 |  |  | N | Solar | [13 empty] | 0 | 0 | 0 | 0 | [11 empty] | BCSB, LLC | 100 | BCSB, LLC | 100 | Non-regulated
Dodge County Solar Hybrid | 64223_G_2 | 64223 | G | 2 |  | Energy Storage |  | SPP_NEBR | Nebraska | 31 | Dodge | 53 | 31053 | 0.7 | 0 | 2021 | 9999 |  |  | N | Energy Storage | [13 empty] | 0 | 0 | 0 | 0 | [11 empty] | BCSB, LLC | 100 | BCSB, LLC | 100 | Non-regulated
Dressor Plains Solar, LLC | 64224_G_DPS | 64224 | G | DPS |  | Solar PV |  | MIS_IL | Illinois | 17 | Fayette | 51 | 17051 | 99 | 0 | 2021 | 9999 |  |  | N | Solar | [13 empty] | 0 | 0 | 0 | 0 | [11 empty] | Dressor Plains Solar, LLC | 100 | Dressor Plains Solar, LLC | 100 | Non-regulated
Prosperity Solar Farm CSG | 64225_G_PROS1 | 64225 | G | PROS1 |  | Solar PV |  | SPP_N | Missouri | 29 | Jasper | 97 | 29097 | 2.3 | 0 | 2021 | 9999 |  |  | N | Solar | [13 empty] | 0 | 0 | 0 | 0 | [11 empty] | Empire District Electric Co | 100 | Empire District Electric Co | 100 | Regulated
Curry Solar | 64226_G_CURRY | 64226 | G | CURRY |  | Solar PV |  | S_SOU | Georgia | 13 | Tattnall | 267 | 13267 | 1.1 | 0 | 2015 | 9999 |  |  | N | Solar | [13 empty] | 0 | 0 | 0 | 0 | [11 empty] | Altus Power America Management, LLC | 100 | Altus Power America Management, LLC | 100 | Non-regulated
Alexis Solar, LLC | 64227_G_12001 | 64227 | G | 12001 |  | Solar PV |  | ERC_REST | Texas | 48 | Brooks | 47 | 48047 | 9.5 | 0 | 2019 | 9999 |  |  | N | Solar | [13 empty] | 0 | 0 | 0 | 0 | [11 empty] | Sol Systems | 100 | Sol Systems | 100 | Non-regulated
Blue Goose Solar CSG | 64228_G_BLGS | 64228 | G | BLGS |  | Solar PV |  | PJM_COMD | Illinois | 17 | Whiteside | 195 | 17195 | 2 | 0 | 2020 | 9999 |  |  | N | Solar | [13 empty] | 0 | 0 | 0 | 0 | [11 empty] | Blue Goose Solar | 100 | Blue Goose Solar | 100 | Non-regulated
Iroquois Solar 1B LLC CSG | 64229_G_IROQ | 64229 | G | IROQ |  | Solar PV |  | MIS_IL | Illinois | 17 | Iroquois | 75 | 17075 | 2 | 0 | 2020 | 9999 |  |  | N | Solar | [13 empty] | 0 | 0 | 0 | 0 | [11 empty] | Iroquois Solar 1B LLC | 100 | Iroquois Solar 1B LLC | 100 | Non-regulated
Indiana Crossroads Wind Farm LLC | 64230_G_GEN01 | 64230 | G | GEN01 |  | Onshore Wind |  | MIS_INKY | Indiana | 18 | White | 181 | 18181 | 302.4 | 0 | 2021 | 9999 |  |  | N | Wind | [13 empty] | 0 | 0 | 0 | 0 | [11 empty] | Indiana Crossroads Wind Farms LLC | 100 | Indiana Crossroads Wind Farms LLC | 100 | Non-regulated
Hadley 3 Solar (North) | 64231_G_09170 | 64231 | G | 09170 |  | Energy Storage |  | NENGREST | Massachusetts | 25 | Hampshire | 15 | 25015 | 1 | 0 | 2023 | 9999 |  |  | N | Energy Storage | [13 empty] | 0 | 0 | 0 | 0 | [11 empty] | Hadley 3 Solar, LLC (North) | 100 | Hadley 3 Solar, LLC (North) | 100 | Non-regulated
Hadley 3 Solar (North) | 64231_G_3093 | 64231 | G | 3093 |  | Solar PV |  | NENGREST | Massachusetts | 25 | Hampshire | 15 | 25015 | 3.9 | 0 | 2019 | 9999 |  |  | N | Solar | [13 empty] | 0 | 0 | 0 | 0 | [11 empty] | Hadley 3 Solar, LLC (North) | 100 | Hadley 3 Solar, LLC (North) | 100 | Non-regulated
Hadley 3 Solar (South) | 64232_G_6554 | 64232 | G | 6554 |  | Solar PV |  | NENGREST | Massachusetts | 25 | Hampshire | 15 | 25015 | 2 | 0 | 2019 | 9999 |  |  | N | Solar | [13 empty] | 0 | 0 | 0 | 0 | [11 empty] | Hadley 3 Solar, LLC (South) | 100 | Hadley 3 Solar, LLC (South) | 100 | Non-regulated
Hecate Energy Frye Solar LLC | 64233_G_80995 | 64233 | G | 80995 |  | Solar PV |  | ERC_PHDL | Texas | 48 | Swisher | 437 | 48437 | 500 | 0 | 2023 | 9999 |  |  | N | Solar | [13 empty] | 0 | 0 | 0 | 0 | [11 empty] | Hecate Energy Frye Solar LLC | 100 | Hecate Energy Frye Solar LLC | 100 | Non-regulated
Hecate Energy Harley Hand Solar LLC | 64234_G_19936 | 64234 | G | 19936 |  | Solar PV |  | ERC_WEST | Texas | 48 | Nolan | 353 | 48353 | 514 | 0 | 2025 | 9999 |  |  | N | Solar | [13 empty] | 0 | 0 | 0 | 0 | [11 empty] | Hecate Energy Harley Hand Solar LLC | 100 | Hecate Energy Harley Hand Solar LLC | 100 | Non-regulated
Swiftsure | 64235_G_SWFTS | 64235 | G | SWFTS |  | Energy Storage |  | NY_Z_J | New York | 36 | Richmond | 85 | 36085 | 650 | 0 | 2025 | 9999 |  |  | N | Energy Storage | [13 empty] | 0 | 0 | 0 | 0 | [11 empty] | Hecate Grid Swiftsure LLC | 100 | Hecate Grid Swiftsure LLC | 100 | Non-regulated
Clermont | 64236_G_CLRMT | 64236 | G | CLRMT |  | Energy Storage |  | NY_Z_K | New York | 36 | Nassau | 59 | 36059 | 100 | 0 | 2024 | 9999 |  |  | N | Energy Storage | [13 empty] | 0 | 0 | 0 | 0 | [11 empty] | Hecate Grid Clermont 1 LLC | 100 | Hecate Grid Clermont 1 LLC | 100 | Non-regulated
Solar Lee, LLC | 64237_G_002 | 64237 | G | 002 |  | Solar PV |  | S_VACA | North Carolina | 37 | Wayne | 191 | 37191 | 4.9 | 0 | 2021 | 9999 |  |  | N | Solar | [13 empty] | 0 | 0 | 0 | 0 | [11 empty] | TransAlta Corporation | 100 | TransAlta Corporation | 100 | Non-regulated
Acme Solar, LLC | 64238_G_018 | 64238 | G | 018 |  | Solar PV |  | S_VACA | North Carolina | 37 | Columbus | 47 | 37047 | 4.9 | 0 | 2021 | 9999 |  |  | N | Solar | [13 empty] | 0 | 0 | 0 | 0 | [11 empty] | TransAlta Corporation | 100 | TransAlta Corporation | 100 | Non-regulated
7V Solar Ranch | 64239_G_7V1 | 64239 | G | 7V1 |  | Solar PV |  | ERC_REST | Texas | 48 | Fayette | 149 | 48149 | 240 | 0 | 2024 | 9999 |  |  | N | Solar | [13 empty] | 0 | 0 | 0 | 0 | [11 empty] | 7V Solar Ranch, LLC | 100 | 7V Solar Ranch, LLC | 100 | Non-regulated
Chelan | 6424_G_A-1 | 6424 | G | A-1 |  | Hydro |  | WECC_PNW | Washington | 53 | Chelan | 7 | 53007 | 31.4 | 0 | 1927 | 9999 |  |  | N | Hydro | [13 empty] | 0 | 0 | 0 | 0 | [11 empty] | PUD No 1 of Chelan County | 100 | PUD No 1 of Chelan County | 100 | Regulated
Chelan | 6424_G_A-2 | 6424 | G | A-2 |  | Hydro |  | WECC_PNW | Washington | 53 | Chelan | 7 | 53007 | 30.7 | 0 | 1928 | 9999 |  |  | N | Hydro | [13 empty] | 0 | 0 | 0 | 0 | [11 empty] | PUD No 1 of Chelan County | 100 | PUD No 1 of Chelan County | 100 | Regulated
Maryland Bioenergy Center (Jessup) | 64241_G_CHP1 | 64241 | G | CHP1 |  | Combustion Turbine |  | PJM_SMAC | Maryland | 24 | Howard | 27 | 24027 | 1.1 | 9905 | 2022 | 9999 |  |  | Y | Natural Gas | [13 empty] | 0.011 | 0.011 | 0.011 | 0.011 | [11 empty] | Bioenergy DevCo | 100 | Bioenergy DevCo | 100 | Non-regulated
St. Cloud Hydro | 64242_G_GEN#1 | 64242 | G | GEN#1 |  | Hydro |  | MIS_MNWI | Minnesota | 27 | Stearns | 145 | 27145 | 4.3 | 0 | 1988 | 9999 |  |  | N | Hydro | [13 empty] | 0 | 0 | 0 | 0 | [11 empty] | St Cloud FL (City of) | 100 | St Cloud (City of) | 100 | Non-regulated
St. Cloud Hydro | 64242_G_GEN#2 | 64242 | G | GEN#2 |  | Hydro |  | MIS_MNWI | Minnesota | 27 | Stearns | 145 | 27145 | 4.3 | 0 | 1988 | 9999 |  |  | N | Hydro | [13 empty] | 0 | 0 | 0 | 0 | [11 empty] | St Cloud FL (City of) | 100 | St Cloud (City of) | 100 | Non-regulated
Sullivan B Community Solar LLC | 64243_G_SULL | 64243 | G | SULL |  | Solar PV |  | MIS_IL | Illinois | 17 | McDonough | 109 | 17109 | 2 | 0 | 2020 | 9999 |  |  | N | Solar | [13 empty] | 0 | 0 | 0 | 0 | [11 empty] | Sullivan B Community Solar LLC | 100 | Sullivan B Community Solar LLC | 100 | Non-regulated
Anderson 3 | 64244_G_SAND3 | 64244 | G | SAND3 |  | Solar PV |  | PJM_West | Indiana | 18 | Madison | 95 | 18095 | 8.7 | 0 | 2021 | 9999 |  |  | N | Solar | [13 empty] | 0 | 0 | 0 | 0 | [11 empty] | Anderson 3 Solar Array, LLC | 100 | Anderson 3 Solar Array, LLC | 100 | Regulated
Anderson 5 | 64245_G_SAND5 | 64245 | G | SAND5 |  | Solar PV |  | PJM_West | Indiana | 18 | Madison | 95 | 18095 | 3 | 0 | 2021 | 9999 |  |  | N | Solar | [13 empty] | 0 | 0 | 0 | 0 | [11 empty] | Anderson 5 Solar Array, LLC | 100 | Anderson 5 Solar Array, LLC | 100 | Regulated
Peru 2 | 64246_G_PERU2 | 64246 | G | PERU2 |  | Solar PV |  | MIS_INKY | Indiana | 18 | Miami | 103 | 18103 | 9.5 | 0 | 2021 | 9999 |  |  | N | Solar | [13 empty] | 0 | 0 | 0 | 0 | [11 empty] | Peru 2 Solar Array, LLC | 100 | Peru 2 Solar Array, LLC | 100 | Regulated
Richmond 5 | 64247_G_RICH5 | 64247 | G | RICH5 |  | Solar PV |  | PJM_West | Indiana | 18 | Wayne | 177 | 18177 | 9 | 0 | 2021 | 9999 |  |  | N | Solar | [13 empty] | 0 | 0 | 0 | 0 | [11 empty] | Richmond 5 Solar Array, LLC | 100 | Richmond 5 Solar Array, LLC | 100 | Regulated
Anderson 4 | 64248_G_SAND4 | 64248 | G | SAND4 |  | Solar PV |  | PJM_West | Indiana | 18 | Madison | 95 | 18095 | 7.8 | 0 | 2021 | 9999 |  |  | N | Solar | [13 empty] | 0 | 0 | 0 | 0 | [11 empty] | Anderson 4 Solar Array, LLC | 100 | Anderson 4 Solar Array, LLC | 100 | Regulated
Anderson 6 | 64249_G_SAND6 | 64249 | G | SAND6 |  | Solar PV |  | PJM_West | Indiana | 18 | Madison | 95 | 18095 | 6.8 | 0 | 2022 | 9999 |  |  | N | Solar | [13 empty] | 0 | 0 | 0 | 0 | [11 empty] | Indiana Municipal Power Agency | 100 | Indiana Municipal Power Agency | 100 | Regulated
Peru 3 | 64250_G_PERU3 | 64250 | G | PERU3 |  | Solar PV |  | MIS_INKY | Indiana | 18 | Miami | 103 | 18103 | 2.9 | 0 | 2022 | 9999 |  |  | N | Solar | [13 empty] | 0 | 0 | 0 | 0 | [11 empty] | Indiana Municipal Power Agency | 100 | Indiana Municipal Power Agency | 100 | Regulated
Pickford Solar | 64251_G_PICK1 | 64251 | G | PICK1 |  | Solar PV |  | MIS_WUMS | Michigan | 26 | Chippewa | 33 | 26033 | 6.9 | 0 | 2021 | 9999 |  |  | N | Solar | [13 empty] | 0 | 0 | 0 | 0 | [11 empty] | Craig J Tester | 50 | Craig J Tester | 50 | Non-regulated
Richmond 6 | 64252_G_RICH6 | 64252 | G | RICH6 |  | Solar PV |  | PJM_West | Indiana | 18 | Wayne | 177 | 18177 | 5.3 | 0 | 2023 | 9999 |  |  | N | Solar | [13 empty] | 0 | 0 | 0 | 0 | [11 empty] | Indiana Municipal Power Agency | 100 | Indiana Municipal Power Agency | 100 | Regulated
Mohawk Solar | 64253_G_S1 | 64253 | G | S1 |  | Solar PV |  | NY_Z_F | New York | 36 | Montgomery | 57 | 36057 | 90.5 | 0 | 2024 | 9999 |  |  | N | Solar | [13 empty] | 0 | 0 | 0 | 0 | [11 empty] | Avangrid Renewables LLC | 100 | Avangrid Renewables LLC | 100 | Non-regulated
Kent School Road Solar 1 | 64254_G_KENT | 64254 | G | KENT |  | Solar PV |  | PJM_COMD | Illinois | 17 | Stephenson | 177 | 17177 | 2 | 0 | 2020 | 9999 |  |  | N | Solar | [13 empty] | 0 | 0 | 0 | 0 | [11 empty] | Kent School Road Solar 1 | 100 | Kent School Road Solar 1 | 100 | Non-regulated
Vonore Battery Energy Storage System | 64255_G_VBESS | 64255 | G | VBESS |  | Energy Storage |  | S_C_TVA | Tennessee | 47 | Monroe | 123 | 47123 | 20 | 0 | 2023 | 9999 |  |  | N | Energy Storage | [13 empty] | 0 | 0 | 0 | 0 | [11 empty] | Tennessee Valley Authority | 100 | Tennessee Valley Authority | 100 | Regulated
Schulte 2 Community Solar | 64257_G_SCHU | 64257 | G | SCHU |  | Solar PV |  | PJM_COMD | Illinois | 17 | Marshall | 123 | 17123 | 2 | 0 | 2020 | 9999 |  |  | N | Solar | [13 empty] | 0 | 0 | 0 | 0 | [11 empty] | Schulte 2 Community Solar | 100 | Schulte 2 Community Solar | 100 | Non-regulated
AP Sunray LLC | 64258_G_OCISR | 64258 | G | OCISR |  | Solar PV |  | ERC_REST | Texas | 48 | Uvalde | 463 | 48463 | 200 | 0 | 2024 | 9999 |  |  | N | Solar | [13 empty] | 0 | 0 | 0 | 0 | [11 empty] | AP Sunray LLC | 100 | AP Sunray LLC | 100 | Non-regulated
BPL Crown Solar LLC | 64259_G_OCICR | 64259 | G | OCICR |  | Solar PV |  | ERC_REST | Texas | 48 | Falls | 145 | 48145 | 100 | 0 | 2023 | 9999 |  |  | N | Solar | [13 empty] | 0 | 0 | 0 | 0 | [11 empty] | BPL Crown Solar LLC | 100 | BPL Crown Solar LLC | 100 | Non-regulated
BPL Sol Solar LLC | 64260_G_OCISO | 64260 | G | OCISO |  | Solar PV |  | ERC_REST | Texas | 48 | Falls | 145 | 48145 | 100 | 0 | 2023 | 9999 |  |  | N | Solar | [13 empty] | 0 | 0 | 0 | 0 | [11 empty] | BPL Sol Solar LLC | 100 | BPL Sol Solar LLC | 100 | Non-regulated
Forrest City- Prison Site | 64261_G_361 | 64261 | G | 361 |  | Solar PV |  | MIS_AR | Arkansas | 5 | St Francis | 123 | 05123 | 1 | 0 | 2021 | 9999 |  |  | N | Solar | [13 empty] | 0 | 0 | 0 | 0 | [11 empty] | Greenbacker Renewable Energy Corporation | 100 | Greenbacker Renewable Energy Corporation | 100 | Non-regulated
Forrest City- Eldridge Road | 64262_G_453 | 64262 | G | 453 |  | Solar PV |  | MIS_AR | Arkansas | 5 | St Francis | 123 | 05123 | 1 | 0 | 2021 | 9999 |  |  | N | Solar | [13 empty] | 0 | 0 | 0 | 0 | [11 empty] | Greenbacker Renewable Energy Corporation | 100 | Greenbacker Renewable Energy Corporation | 100 | Non-regulated
Hot Springs 2020 | 64263_G_364 | 64263 | G | 364 |  | Solar PV |  | MIS_AR | Arkansas | 5 | Garland | 51 | 05051 | 1 | 0 | 2021 | 9999 |  |  | N | Solar | [13 empty] | 0 | 0 | 0 | 0 | [11 empty] | Greenbacker Renewable Energy Corporation | 100 | Greenbacker Renewable Energy Corporation | 100 | Non-regulated
Las Virgenes | 64264_G_298 | 64264 | G | 298 |  | Solar PV |  | WEC_LADW | California | 6 | Los Angeles | 37 | 06037 | 3 | 0 | 2020 | 9999 |  |  | N | Solar | [13 empty] | 0 | 0 | 0 | 0 | [11 empty] | Greenbacker Renewable Energy Corporation | 100 | Greenbacker Renewable Energy Corporation | 100 | Non-regulated
Rock Creek 2 CSG | 64265_G_263 | 64265 | G | 263 |  | Solar PV |  | WECC_CO | Colorado | 8 | Alamosa | 3 | 08003 | 1.6 | 0 | 2020 | 9999 |  |  | N | Solar | [13 empty] | 0 | 0 | 0 | 0 | [11 empty] | Greenbacker Renewable Energy Corporation | 100 | Greenbacker Renewable Energy Corporation | 100 | Non-regulated
Alamosa Solar South CSG | 64266_G_264 | 64266 | G | 264 |  | Solar PV |  | WECC_CO | Colorado | 8 | Alamosa | 3 | 08003 | 1.6 | 0 | 2021 | 9999 |  |  | N | Solar | [13 empty] | 0 | 0 | 0 | 0 | [11 empty] | Greenbacker Renewable Energy Corporation | 100 | Greenbacker Renewable Energy Corporation | 100 | Non-regulated
Valencia 2 | 64267_G_265 | 64267 | G | 265 |  | Solar PV |  | WECC_IID | California | 6 | Imperial | 25 | 06025 | 3 | 0 | 2020 | 9999 |  |  | N | Solar | [13 empty] | 0 | 0 | 0 | 0 | [11 empty] | Greenbacker Renewable Energy Corporation | 100 | Greenbacker Renewable Energy Corporation | 100 | Non-regulated
Lawrence Brook | 64268_G_280 | 64268 | G | 280 |  | Solar PV |  | NENGREST | Vermont | 50 | Lamoille | 15 | 50015 | 2.2 | 0 | 2020 | 9999 |  |  | N | Solar | [13 empty] | 0 | 0 | 0 | 0 | [11 empty] | ER Lawrence Brook Solar LLC | 100 | Encore Renewable Energy | 100 | Non-regulated
Kankakee Solar 4 LLC | 64269_G_KANK | 64269 | G | KANK |  | Solar PV |  | PJM_COMD | Illinois | 17 | Kankakee | 91 | 17091 | 2 | 0 | 2020 | 9999 |  |  | N | Solar | [13 empty] | 0 | 0 | 0 | 0 | [11 empty] | Kankakee Solar 4 LLC | 100 | Kankakee Solar 4 LLC | 100 | Non-regulated
ESCA-LL-COLTON, LLC | 64270_G_COLT1 | 64270 | G | COLT1 |  | Solar PV |  | WECC_SCE | California | 6 | San Bernardino | 71 | 06071 | 2.6 | 0 | 2021 | 9999 |  |  | N | Solar | [13 empty] | 0 | 0 | 0 | 0 | [11 empty] | Madison Energy Holdings LLC | 100 | Madison Energy Holdings LLC | 100 | Non-regulated
1051 Lucky Solar, LLC | 64271_G_018 | 64271 | G | 018 |  | Solar PV |  | S_VACA | North Carolina | 37 | Yadkin | 197 | 37197 | 3 | 0 | 2021 | 9999 |  |  | N | Solar | [13 empty] | 0 | 0 | 0 | 0 | [11 empty] | TransAlta Corporation | 100 | TransAlta Corporation | 100 | Non-regulated
Sweet Tea Solar, LLC | 64273_G_018 | 64273 | G | 018 |  | Solar PV |  | S_VACA | North Carolina | 37 | Craven | 49 | 37049 | 4.5 | 0 | 2021 | 9999 |  |  | N | Solar | [13 empty] | 0 | 0 | 0 | 0 | [11 empty] | TransAlta Corporation | 100 | TransAlta Corporation | 100 | Non-regulated
Bulloch Neville Farms | 64275_G_BNF | 64275 | G | BNF |  | Solar PV |  | S_SOU | Georgia | 13 | Bulloch | 31 | 13031 | 2.7 | 0 | 2020 | 9999 |  |  | N | Solar | [13 empty] | 0 | 0 | 0 | 0 | [11 empty] | Bulloch County GA S1, LLC | 100 | Bulloch County GA S1, LLC | 100 | Non-regulated
Franklin Milliken | 64276_G_FM | 64276 | G | FM |  | Solar PV |  | S_SOU | Georgia | 13 | Franklin | 119 | 13119 | 3 | 0 | 2020 | 9999 |  |  | N | Solar | [13 empty] | 0 | 0 | 0 | 0 | [11 empty] | Franklin County GA S1, LLC | 100 | Franklin County GA S1, LLC | 100 | Non-regulated
Greene Durham | 64277_G_GD | 64277 | G | GD |  | Solar PV |  | S_SOU | Georgia | 13 | Greene | 133 | 13133 | 3 | 0 | 2020 | 9999 |  |  | N | Solar | [13 empty] | 0 | 0 | 0 | 0 | [11 empty] | Greene County GA S1, LLC | 100 | Greene County GA S1, LLC | 100 | Non-regulated
Lowndes IDA | 64278_G_LIDA | 64278 | G | LIDA |  | Solar PV |  | S_SOU | Georgia | 13 | Lowndes | 185 | 13185 | 1.5 | 0 | 2020 | 9999 |  |  | N | Solar | [13 empty] | 0 | 0 | 0 | 0 | [11 empty] | Lowndes County GA S1, LLC | 100 | Lowndes County GA S1, LLC | 100 | Non-regulated
Lowndes Tycor Farms | 64279_G_LTF | 64279 | G | LTF |  | Solar PV |  | S_SOU | Georgia | 13 | Lowndes | 185 | 13185 | 2.3 | 0 | 2020 | 9999 |  |  | N | Solar | [13 empty] | 0 | 0 | 0 | 0 | [11 empty] | Lowndes County GA S2, LLC | 100 | Lowndes County GA S2, LLC | 100 | Non-regulated
Meriwether Jackson | 64280_G_MJ | 64280 | G | MJ |  | Solar PV |  | S_SOU | Georgia | 13 | Meriwether | 199 | 13199 | 3 | 0 | 2020 | 9999 |  |  | N | Solar | [13 empty] | 0 | 0 | 0 | 0 | [11 empty] | Meriwether County GA S1, LLC | 100 | Meriwether County GA S1, LLC | 100 | Non-regulated
Murray Treadwell Farms | 64281_G_MTF | 64281 | G | MTF |  | Solar PV |  | S_SOU | Georgia | 13 | Murray | 213 | 13213 | 3 | 0 | 2020 | 9999 |  |  | N | Solar | [13 empty] | 0 | 0 | 0 | 0 | [11 empty] | Murray County GA S1, LLC | 100 | Murray County GA S1, LLC | 100 | Non-regulated
Putnam Erickson | 64282_G_PE | 64282 | G | PE |  | Solar PV |  | S_SOU | Georgia | 13 | Putnam | 237 | 13237 | 2.7 | 0 | 2020 | 9999 |  |  | N | Solar | [13 empty] | 0 | 0 | 0 | 0 | [11 empty] | Putnam County GA S1, LLC | 100 | Putnam County GA S1, LLC | 100 | Non-regulated
Terrell Riles Stovall | 64283_G_TRS | 64283 | G | TRS |  | Solar PV |  | S_SOU | Georgia | 13 | Terrell | 273 | 13273 | 1.7 | 0 | 2020 | 9999 |  |  | N | Solar | [13 empty] | 0 | 0 | 0 | 0 | [11 empty] | Terrell County GA S1, LLC | 100 | Terrell County GA S1, LLC | 100 | Non-regulated
Troup RC50 II | 64284_G_TRC50 | 64284 | G | TRC50 |  | Solar PV |  | S_SOU | Georgia | 13 | Troup | 285 | 13285 | 1.5 | 0 | 2020 | 9999 |  |  | N | Solar | [13 empty] | 0 | 0 | 0 | 0 | [11 empty] | Troup County GA S1, LLC | 100 | Troup County GA S1, LLC | 100 | Non-regulated
Ware Avra I | 64285_G_WA1 | 64285 | G | WA1 |  | Solar PV |  | S_SOU | Georgia | 13 | Ware | 299 | 13299 | 3 | 0 | 2020 | 9999 |  |  | N | Solar | [13 empty] | 0 | 0 | 0 | 0 | [11 empty] | Ware County GA S1, LLC | 100 | Ware County GA S1, LLC | 100 | Non-regulated
Ware Avra II | 64286_G_WA2 | 64286 | G | WA2 |  | Solar PV |  | S_SOU | Georgia | 13 | Ware | 299 | 13299 | 1.9 | 0 | 2020 | 9999 |  |  | N | Solar | [13 empty] | 0 | 0 | 0 | 0 | [11 empty] | Ware County GA S2, LLC | 100 | Ware County GA S2, LLC | 100 | Non-regulated
Renewable Energy Center at BJH | 64288_G_RECBJ | 64288 | G | RECBJ |  | Solar PV |  | MIS_MO | Missouri | 29 | St Louis City | 510 | 29510 | 1.6 | 0 | 2019 | 9999 |  |  | N | Solar | [13 empty] | 0 | 0 | 0 | 0 | [11 empty] | Union Electric Co - (MO) | 100 | Union Electric Co - (MO) | 100 | Regulated
SE Athos II, LLC | 64290_G_IPAT2 | 64290 | G | IPAT2 |  | Solar PV |  | WECC_SCE | California | 6 | Riverside | 65 | 06065 | 200 | 0 | 2021 | 9999 |  |  | N | Solar | [13 empty] | 0 | 0 | 0 | 0 | [11 empty] | SE Athos II, LLC | 100 | SE Athos II, LLC | 100 | Non-regulated
Lincoln Medical and Mental Health Center | 64291_G_A1 | 64291 | G | A1 |  | Combustion Turbine | IC Engine | NY_Z_J | New York | 36 | Bronx | 5 | 36005 | 2 | 9905 | 2007 | 9999 |  |  | N | Distillate Fuel Oil | [13 empty] | 1.6498 | 1.6498 | 1.6498 | 1.6498 | [11 empty] | Lincoln Medical and Mental Health Center | 100 | Lincoln Medical and Mental Health Center | 100 | Non-regulated
Lincoln Medical and Mental Health Center | 64291_G_A2 | 64291 | G | A2 |  | Combustion Turbine | IC Engine | NY_Z_J | New York | 36 | Bronx | 5 | 36005 | 1 | 9905 | 1970 | 9999 |  |  | N | Distillate Fuel Oil | [13 empty] | 1.6498 | 1.6498 | 1.6498 | 1.6498 | [11 empty] | Lincoln Medical and Mental Health Center | 100 | Lincoln Medical and Mental Health Center | 100 | Non-regulated
Lincoln Medical and Mental Health Center | 64291_G_A3 | 64291 | G | A3 |  | Combustion Turbine | IC Engine | NY_Z_J | New York | 36 | Bronx | 5 | 36005 | 1 | 9905 | 1970 | 9999 |  |  | N | Distillate Fuel Oil | [13 empty] | 1.6498 | 1.6498 | 1.6498 | 1.6498 | [11 empty] | Lincoln Medical and Mental Health Center | 100 | Lincoln Medical and Mental Health Center | 100 | Non-regulated
Lincoln Medical and Mental Health Center | 64291_G_B1 | 64291 | G | B1 |  | Energy Storage |  | NY_Z_J | New York | 36 | Bronx | 5 | 36005 | 1 | 0 | 1970 | 9999 |  |  | N | Energy Storage | [13 empty] | 0 | 0 | 0 | 0 | [11 empty] | Lincoln Medical and Mental Health Center | 100 | Lincoln Medical and Mental Health Center | 100 | Non-regulated
Lincoln Medical and Mental Health Center | 64291_G_B2 | 64291 | G | B2 |  | Energy Storage |  | NY_Z_J | New York | 36 | Bronx | 5 | 36005 | 1 | 0 | 1970 | 9999 |  |  | N | Energy Storage | [13 empty] | 0 | 0 | 0 | 0 | [11 empty] | Lincoln Medical and Mental Health Center | 100 | Lincoln Medical and Mental Health Center | 100 | Non-regulated
Lincoln Medical and Mental Health Center | 64291_G_B3 | 64291 | G | B3 |  | Energy Storage |  | NY_Z_J | New York | 36 | Bronx | 5 | 36005 | 1 | 0 | 1998 | 9999 |  |  | N | Energy Storage | [13 empty] | 0 | 0 | 0 | 0 | [11 empty] | Lincoln Medical and Mental Health Center | 100 | Lincoln Medical and Mental Health Center | 100 | Non-regulated
Alvin | 64293_G_ALVIN | 64293 | G | ALVIN |  | Energy Storage |  | ERC_REST | Texas | 48 | Brazoria | 39 | 48039 | 9.9 | 0 | 2020 | 9999 |  |  | N | Energy Storage | [13 empty] | 0 | 0 | 0 | 0 | [11 empty] | Broad Reach Power | 100 | Broad Reach Power | 100 | Non-regulated
Odessa | 64294_G_ODSA | 64294 | G | ODSA |  | Energy Storage |  | ERC_WEST | Texas | 48 | Ector | 135 | 48135 | 9.9 | 0 | 2020 | 9999 |  |  | N | Energy Storage | [13 empty] | 0 | 0 | 0 | 0 | [11 empty] | Broad Reach Power | 100 | Broad Reach Power | 100 | Non-regulated
Angleton | 64295_G_ANGLE | 64295 | G | ANGLE |  | Energy Storage |  | ERC_REST | Texas | 48 | Brazoria | 39 | 48039 | 9.9 | 0 | 2020 | 9999 |  |  | N | Energy Storage | [13 empty] | 0 | 0 | 0 | 0 | [11 empty] | Broad Reach Power | 100 | Broad Reach Power | 100 | Non-regulated
Brazoria | 64296_G_BRAZ | 64296 | G | BRAZ |  | Energy Storage |  | ERC_REST | Texas | 48 | Brazoria | 39 | 48039 | 9.9 | 0 | 2020 | 9999 |  |  | N | Energy Storage | [13 empty] | 0 | 0 | 0 | 0 | [11 empty] | Broad Reach Power | 100 | Broad Reach Power | 100 | Non-regulated
Heights | 64297_G_H8S | 64297 | G | H8S |  | Energy Storage |  | ERC_REST | Texas | 48 | Galveston | 167 | 48167 | 9.9 | 0 | 2020 | 9999 |  |  | N | Energy Storage | [13 empty] | 0 | 0 | 0 | 0 | [11 empty] | Broad Reach Power | 100 | Broad Reach Power | 100 | Non-regulated
Magnolia TX | 64298_G_MANGO | 64298 | G | MANGO |  | Energy Storage |  | ERC_REST | Texas | 48 | Galveston | 167 | 48167 | 9.9 | 0 | 2020 | 9999 |  |  | N | Energy Storage | [13 empty] | 0 | 0 | 0 | 0 | [11 empty] | Broad Reach Power | 100 | Broad Reach Power | 100 | Non-regulated
Roger Williams - Melville at Portsmouth | 64299_G_MEL | 64299 | G | MEL |  | Solar PV |  | NENGREST | Rhode Island | 44 | Newport | 5 | 44005 | 3 | 0 | 2021 | 9999 |  |  | N | Solar | [13 empty] | 0 | 0 | 0 | 0 | [11 empty] | Luminace Solar Rhode Island, LLC | 100 | Luminace Solar Rhode Island, LLC | 100 | Non-regulated
Lansing Smith | 643_G_3A | 643 | G | 3A | 8284 | Combined Cycle |  | S_SOU | Florida | 12 | Bay | 5 | 12005 | 216.4 | 7213 | 2002 | 9999 |  |  | N | Natural Gas |  |  |  | DLNB | [8 empty] | 0.001 | 0.02921 | 0.02921 | 0.02921 | 0.02921 | [11 empty] | Gulf Power Co | 100 | NextEra Energy Inc | 100 | Regulated
Lansing Smith | 643_G_3B | 643 | G | 3B | 8286 | Combined Cycle |  | S_SOU | Florida | 12 | Bay | 5 | 12005 | 216.4 | 7213 | 2002 | 9999 |  |  | N | Natural Gas |  |  |  | DLNB | [8 empty] | 0.001 | 0.02921 | 0.02921 | 0.02921 | 0.02921 | [11 empty] | Gulf Power Co | 100 | NextEra Energy Inc | 100 | Regulated
Lansing Smith | 643_G_3S | 643 | G | 3S | 8284 | Combined Cycle |  | S_SOU | Florida | 12 | Bay | 5 | 12005 | 227.2 | 7213 | 2002 | 9999 |  |  | N | Natural Gas |  |  |  | LNB | [8 empty] | 0.001 | 0.02921 | 0.02921 | 0.02921 | 0.02921 | [11 empty] | Gulf Power Co | 100 | NextEra Energy Inc | 100 | Regulated
Lansing Smith | 643_G_CT1 | 643 | G | CT1 |  | Combustion Turbine |  | S_SOU | Florida | 12 | Bay | 5 | 12005 | 32 | 16940 | 1971 | 9999 |  |  | N | Distillate Fuel Oil | [12 empty] | 0.8 | 0.89192 | 0.89192 | 0.89192 | 0.89192 | [11 empty] | Gulf Power Co | 100 | NextEra Energy Inc | 100 | Regulated
Cedar Falls (WA) | 6430_G_5 | 6430 | G | 5 |  | Hydro |  | WECC_PNW | Washington | 53 | King | 33 | 53033 | 15 | 0 | 1921 | 9999 |  |  | N | Hydro | [13 empty] | 0 | 0 | 0 | 0 | [11 empty] | Seattle City Light | 100 | Seattle City Light | 100 | Regulated
Cedar Falls (WA) | 6430_G_6 | 6430 | G | 6 |  | Hydro |  | WECC_PNW | Washington | 53 | King | 33 | 53033 | 15 | 0 | 1929 | 9999 |  |  | N | Hydro | [13 empty] | 0 | 0 | 0 | 0 | [11 empty] | Seattle City Light | 100 | Seattle City Light | 100 | Regulated
Fort Drum Energy Center | 64300_G_FORTD | 64300 | G | FORTD |  | Solar PV |  | FRCC | Florida | 12 | Okeechobee | 93 | 12093 | 74.5 | 0 | 2021 | 9999 |  |  | N | Solar | [13 empty] | 0 | 0 | 0 | 0 | [11 empty] | Florida Power & Light Co | 100 | Florida Power & Light Co | 100 | Regulated
Willow Solar Energy Center | 64301_G_WILLO | 64301 | G | WILLO |  | Solar PV |  | FRCC | Florida | 12 | Manatee | 81 | 12081 | 74.5 | 0 | 2021 | 9999 |  |  | N | Solar | [13 empty] | 0 | 0 | 0 | 0 | [11 empty] | Florida Power & Light Co | 100 | Florida Power & Light Co | 100 | Regulated
Lafayette 2 - McHenry Franks 1 | 64302_G_GEN1 | 64302 | G | GEN1 |  | Solar PV |  | PJM_COMD | Illinois | 17 | McHenry | 111 | 17111 | 2 | 0 | 2020 | 9999 |  |  | N | Solar | [13 empty] | 0 | 0 | 0 | 0 | [11 empty] | McHenry Franks IL S1, LLC | 100 | McHenry Franks IL S1, LLC | 100 | Non-regulated
Lafayette 2 - McHenry Franks 2 | 64303_G_GEN1 | 64303 | G | GEN1 |  | Solar PV |  | PJM_COMD | Illinois | 17 | McHenry | 111 | 17111 | 2 | 0 | 2020 | 9999 |  |  | N | Solar | [13 empty] | 0 | 0 | 0 | 0 | [11 empty] | McHenry Franks IL S2, LLC | 100 | McHenry Franks IL S2, LLC | 100 | Non-regulated
Lafayette 2 - Kankakee Yonke | 64304_G_GEN1 | 64304 | G | GEN1 |  | Solar PV |  | PJM_COMD | Illinois | 17 | Kankakee | 91 | 17091 | 2 | 0 | 2020 | 9999 |  |  | N | Solar | [13 empty] | 0 | 0 | 0 | 0 | [11 empty] | Kankakee County IL S1, LLC | 100 | Kankakee County IL S1, LLC | 100 | Non-regulated
TCI France | 64305_G_TCL1 | 64305 | G | TCL1 |  | Solar PV |  | MIS_AMSO | Louisiana | 22 | Orleans | 71 | 22071 | 1.5 | 0 | 2019 | 9999 |  |  | N | Solar | [13 empty] | 0 | 0 | 0 | 0 | [11 empty] | Entergy New Orleans, LLC | 100 | Entergy New Orleans, LLC | 100 | Regulated
TCI Alvar | 64306_G_TCI2 | 64306 | G | TCI2 |  | Solar PV |  | MIS_AMSO | Louisiana | 22 | Orleans | 71 | 22071 | 1.9 | 0 | 2019 | 9999 |  |  | N | Solar | [13 empty] | 0 | 0 | 0 | 0 | [11 empty] | Entergy New Orleans, LLC | 100 | Entergy New Orleans, LLC | 100 | Regulated
New Orleans Solar Station | 64307_G_NOSS | 64307 | G | NOSS |  | Solar PV |  | MIS_AMSO | Louisiana | 22 | Orleans | 71 | 22071 | 20 | 0 | 2019 | 9999 |  |  | N | Solar | [13 empty] | 0 | 0 | 0 | 0 | [11 empty] | Entergy New Orleans, LLC | 100 | Entergy New Orleans, LLC | 100 | Regulated
Dissigno Healdsburg FPV, LLC | 64308_G_HLDBG | 64308 | G | HLDBG |  | Solar PV |  | WEC_CALN | California | 6 | Sonoma | 97 | 06097 | 3 | 0 | 2020 | 9999 |  |  | N | Solar | [13 empty] | 0 | 0 | 0 | 0 | [11 empty] | Kenwood Creek Holdings, LLC | 100 | Kenwood Creek Holdings, LLC | 100 | Non-regulated
Soldier Creek Wind | 64309_G_SCWKS | 64309 | G | SCWKS |  | Onshore Wind |  | SPP_N | Kansas | 20 | Nemaha | 131 | 20131 | 300 | 0 | 2020 | 9999 |  |  | N | Wind | [13 empty] | 0 | 0 | 0 | 0 | [11 empty] | Soldier Creek Wind LLC | 100 | Soldier Creek Wind LLC | 100 | Non-regulated
Gorge | 6431_G_21 | 6431 | G | 21 |  | Hydro |  | WECC_PNW | Washington | 53 | Whatcom | 73 | 53073 | 32 | 0 | 1924 | 9999 |  |  | N | Hydro | [13 empty] | 0 | 0 | 0 | 0 | [11 empty] | Seattle City Light | 100 | Seattle City Light | 100 | Regulated
Gorge | 6431_G_22 | 6431 | G | 22 |  | Hydro |  | WECC_PNW | Washington | 53 | Whatcom | 73 | 53073 | 32 | 0 | 1924 | 9999 |  |  | N | Hydro | [13 empty] | 0 | 0 | 0 | 0 | [11 empty] | Seattle City Light | 100 | Seattle City Light | 100 | Regulated
Gorge | 6431_G_23 | 6431 | G | 23 |  | Hydro |  | WECC_PNW | Washington | 53 | Whatcom | 73 | 53073 | 32 | 0 | 1929 | 9999 |  |  | N | Hydro | [13 empty] | 0 | 0 | 0 | 0 | [11 empty] | Seattle City Light | 100 | Seattle City Light | 100 | Regulated
Gorge | 6431_G_24 | 6431 | G | 24 |  | Hydro |  | WECC_PNW | Washington | 53 | Whatcom | 73 | 53073 | 97 | 0 | 1951 | 9999 |  |  | N | Hydro | [13 empty] | 0 | 0 | 0 | 0 | [11 empty] | Seattle City Light | 100 | Seattle City Light | 100 | Regulated
Corning Riverview (CSG) | 64310_G_CORN | 64310 | G | CORN |  | Solar PV |  | NY_Z_A | New York | 36 | Erie | 29 | 36029 | 5 | 0 | 2020 | 9999 |  |  | N | Solar | [13 empty] | 0 | 0 | 0 | 0 | [11 empty] | Corning Riverview Project | 100 | Corning Riverview Project | 100 | Non-regulated
Sun Farm VIII, LLC | 64311_G_SFS08 | 64311 | G | SFS08 |  | Solar PV |  | S_VACA | North Carolina | 37 | Nash | 127 | 37127 | 4 | 0 | 2020 | 9999 |  |  | N | Solar | [13 empty] | 0 | 0 | 0 | 0 | [11 empty] | Sun Farm VIII, LLC | 100 | Sun Farm VIII, LLC | 100 | Non-regulated
Bat Cave | 64312_G_BC | 64312 | G | BC |  | Energy Storage |  | ERC_REST | Texas | 48 | Mason | 319 | 48319 | 100 | 0 | 2021 | 9999 |  |  | N | Energy Storage | [13 empty] | 0 | 0 | 0 | 0 | [11 empty] | Broad Reach Power | 100 | Broad Reach Power | 100 | Non-regulated
Dickinson | 64314_G_DIKN | 64314 | G | DIKN |  | Energy Storage |  | ERC_REST | Texas | 48 | Galveston | 167 | 48167 | 9.9 | 0 | 2021 | 9999 |  |  | N | Energy Storage | [13 empty] | 0 | 0 | 0 | 0 | [11 empty] | Broad Reach Power | 100 | Broad Reach Power | 100 | Non-regulated
Loop 463 | 64315_G_LOOP | 64315 | G | LOOP |  | Energy Storage |  | ERC_REST | Texas | 48 | Victoria | 469 | 48469 | 9.9 | 0 | 2021 | 9999 |  |  | N | Energy Storage | [13 empty] | 0 | 0 | 0 | 0 | [11 empty] | Broad Reach Power | 100 | Broad Reach Power | 100 | Non-regulated
Lopeno | 64316_G_LOPE | 64316 | G | LOPE |  | Energy Storage |  | ERC_REST | Texas | 48 | Zapata | 505 | 48505 | 9.9 | 0 | 2022 | 9999 |  |  | N | Energy Storage | [13 empty] | 0 | 0 | 0 | 0 | [11 empty] | Broad Reach Power | 100 | Broad Reach Power | 100 | Non-regulated
North Fork TX | 64317_G_NF | 64317 | G | NF |  | Energy Storage |  | ERC_REST | Texas | 48 | Williamson | 491 | 48491 | 100 | 0 | 2021 | 9999 |  |  | N | Energy Storage | [13 empty] | 0 | 0 | 0 | 0 | [11 empty] | Broad Reach Power | 100 | Broad Reach Power | 100 | Non-regulated
Pueblo BA | 64318_G_PBL1 | 64318 | G | PBL1 |  | Energy Storage |  | ERC_REST | Texas | 48 | Maverick | 323 | 48323 | 9.9 | 0 | 2022 | 9999 |  |  | N | Energy Storage | [13 empty] | 0 | 0 | 0 | 0 | [11 empty] | Broad Reach Power | 100 | Broad Reach Power | 100 | Non-regulated
Pueblo BA | 64318_G_PBL2 | 64318 | G | PBL2 |  | Energy Storage |  | ERC_REST | Texas | 48 | Maverick | 323 | 48323 | 9.9 | 0 | 2022 | 9999 |  |  | N | Energy Storage | [13 empty] | 0 | 0 | 0 | 0 | [11 empty] | Broad Reach Power | 100 | Broad Reach Power | 100 | Non-regulated
Ranchtown | 64319_G_RANCH | 64319 | G | RANCH |  | Energy Storage |  | ERC_REST | Texas | 48 | Bexar | 29 | 48029 | 9.9 | 0 | 2021 | 9999 |  |  | N | Energy Storage | [13 empty] | 0 | 0 | 0 | 0 | [11 empty] | Broad Reach Power | 100 | Broad Reach Power | 100 | Non-regulated
Diablo | 6432_G_31 | 6432 | G | 31 |  | Hydro |  | WECC_PNW | Washington | 53 | Whatcom | 73 | 53073 | 90 | 0 | 1937 | 9999 |  |  | N | Hydro | [13 empty] | 0 | 0 | 0 | 0 | [11 empty] | Seattle City Light | 100 | Seattle City Light | 100 | Regulated
Diablo | 6432_G_32 | 6432 | G | 32 |  | Hydro |  | WECC_PNW | Washington | 53 | Whatcom | 73 | 53073 | 90 | 0 | 1936 | 9999 |  |  | N | Hydro | [13 empty] | 0 | 0 | 0 | 0 | [11 empty] | Seattle City Light | 100 | Seattle City Light | 100 | Regulated
Diablo | 6432_G_35 | 6432 | G | 35 |  | Hydro |  | WECC_PNW | Washington | 53 | Whatcom | 73 | 53073 | 1.2 | 0 | 1936 | 9999 |  |  | N | Hydro | [13 empty] | 0 | 0 | 0 | 0 | [11 empty] | Seattle City Light | 100 | Seattle City Light | 100 | Regulated
Diablo | 6432_G_36 | 6432 | G | 36 |  | Hydro |  | WECC_PNW | Washington | 53 | Whatcom | 73 | 53073 | 1.2 | 0 | 1936 | 9999 |  |  | N | Hydro | [13 empty] | 0 | 0 | 0 | 0 | [11 empty] | Seattle City Light | 100 | Seattle City Light | 100 | Regulated
Sweeny | 64321_G_SWNY | 64321 | G | SWNY |  | Energy Storage |  | ERC_REST | Texas | 48 | Brazoria | 39 | 48039 | 9.9 | 0 | 2021 | 9999 |  |  | N | Energy Storage | [13 empty] | 0 | 0 | 0 | 0 | [11 empty] | Broad Reach Power | 100 | Broad Reach Power | 100 | Non-regulated
Zapata | 64322_G_ZPT1 | 64322 | G | ZPT1 |  | Energy Storage |  | ERC_REST | Texas | 48 | Zapata | 505 | 48505 | 9.9 | 0 | 2022 | 9999 |  |  | N | Energy Storage | [13 empty] | 0 | 0 | 0 | 0 | [11 empty] | Broad Reach Power | 100 | Broad Reach Power | 100 | Non-regulated
Zapata | 64322_G_ZPT2 | 64322 | G | ZPT2 |  | Energy Storage |  | ERC_REST | Texas | 48 | Zapata | 505 | 48505 | 9.9 | 0 | 2022 | 9999 |  |  | N | Energy Storage | [13 empty] | 0 | 0 | 0 | 0 | [11 empty] | Broad Reach Power | 100 | Broad Reach Power | 100 | Non-regulated
Coachella Hills Wind | 64323_G_CHW | 64323 | G | CHW |  | Onshore Wind |  | WECC_SCE | California | 6 | Riverside | 65 | 06065 | 61.2 | 0 | 2021 | 9999 |  |  | N | Wind | [13 empty] | 0 | 0 | 0 | 0 | [11 empty] | Coachella Wind Holdings, LLC | 100 | Coachella Wind Holdings, LLC | 100 | Non-regulated
Prospero Solar II | 64325_G_PROSP | 64325 | G | PROSP |  | Solar PV |  | ERC_WEST | Texas | 48 | Andrews | 3 | 48003 | 250 | 0 | 2021 | 9999 |  |  | N | Solar | [13 empty] | 0 | 0 | 0 | 0 | [11 empty] | Longroad Energy Services LLC | 100 | Longroad Energy Services LLC | 100 | Non-regulated
Summit Winds | 64326_G_DYER | 64326 | G | DYER |  | Onshore Wind |  | WEC_CALN | California | 6 | Alameda | 1 | 06001 | 46.2 | 0 | 2021 | 9999 |  |  | N | Wind | [13 empty] | 0 | 0 | 0 | 0 | [11 empty] | Greenbacker Renewable Energy Corporation | 100 | Greenbacker Renewable Energy Corporation | 100 | Non-regulated
Summit Winds | 64326_G_FRICK | 64326 | G | FRICK |  | Onshore Wind |  | WEC_CALN | California | 6 | Alameda | 1 | 06001 | 10 | 0 | 2021 | 9999 |  |  | N | Wind | [13 empty] | 0 | 0 | 0 | 0 | [11 empty] | Greenbacker Renewable Energy Corporation | 100 | Greenbacker Renewable Energy Corporation | 100 | Non-regulated
EDF Ph1 Toms River | 64327_G_GEN1 | 64327 | G | GEN1 |  | Solar PV |  | PJM_EMAC | New Jersey | 34 | Ocean | 29 | 34029 | 21.3 | 0 | 2021 | 9999 |  |  | N | Solar | [13 empty] | 0 | 0 | 0 | 0 | [11 empty] | Toms River Merchant Solar, LLC | 100 | Toms River Merchant Solar, LLC | 100 | Non-regulated
AES Griggs Solar, LLC | 64328_G_GRIG | 64328 | G | GRIG |  | Solar PV |  | PJM_COMD | Illinois | 17 | Kankakee | 91 | 17091 | 2 | 0 | 2020 | 9999 |  |  | N | Solar | [13 empty] | 0 | 0 | 0 | 0 | [11 empty] | AES Griggs Solar, LLC | 100 | AES Griggs Solar, LLC | 100 | Non-regulated
IGS East Central, LLC | 64329_G_EAST | 64329 | G | EAST |  | Solar PV |  | PJM_COMD | Illinois | 17 | Will | 197 | 17197 | 2 | 0 | 2020 | 9999 |  |  | N | Solar | [13 empty] | 0 | 0 | 0 | 0 | [11 empty] | IGS East Central, LLC | 100 | IGS East Central, LLC | 100 | Non-regulated
Boundary | 6433_G_51 | 6433 | G | 51 |  | Hydro |  | WECC_PNW | Washington | 53 | Pend Oreille | 51 | 53051 | 180.5 | 0 | 1967 | 9999 |  |  | N | Hydro | [13 empty] | 0 | 0 | 0 | 0 | [11 empty] | Seattle City Light | 100 | Seattle City Light | 100 | Regulated
Boundary | 6433_G_52 | 6433 | G | 52 |  | Hydro |  | WECC_PNW | Washington | 53 | Pend Oreille | 51 | 53051 | 180.5 | 0 | 1967 | 9999 |  |  | N | Hydro | [13 empty] | 0 | 0 | 0 | 0 | [11 empty] | Seattle City Light | 100 | Seattle City Light | 100 | Regulated
Boundary | 6433_G_53 | 6433 | G | 53 |  | Hydro |  | WECC_PNW | Washington | 53 | Pend Oreille | 51 | 53051 | 158.4 | 0 | 1967 | 9999 |  |  | N | Hydro | [13 empty] | 0 | 0 | 0 | 0 | [11 empty] | Seattle City Light | 100 | Seattle City Light | 100 | Regulated
Boundary | 6433_G_54 | 6433 | G | 54 |  | Hydro |  | WECC_PNW | Washington | 53 | Pend Oreille | 51 | 53051 | 180.5 | 0 | 1967 | 9999 |  |  | N | Hydro | [13 empty] | 0 | 0 | 0 | 0 | [11 empty] | Seattle City Light | 100 | Seattle City Light | 100 | Regulated
Boundary | 6433_G_55 | 6433 | G | 55 |  | Hydro |  | WECC_PNW | Washington | 53 | Pend Oreille | 51 | 53051 | 232 | 0 | 1985 | 9999 |  |  | N | Hydro | [13 empty] | 0 | 0 | 0 | 0 | [11 empty] | Seattle City Light | 100 | Seattle City Light | 100 | Regulated
Boundary | 6433_G_56 | 6433 | G | 56 |  | Hydro |  | WECC_PNW | Washington | 53 | Pend Oreille | 51 | 53051 | 232 | 0 | 1986 | 9999 |  |  | N | Hydro | [13 empty] | 0 | 0 | 0 | 0 | [11 empty] | Seattle City Light | 100 | Seattle City Light | 100 | Regulated
SV CSG Lily Lake 2 LLC | 64330_G_LILY | 64330 | G | LILY |  | Solar PV |  | PJM_COMD | Illinois | 17 | Kane | 89 | 17089 | 2 | 0 | 2020 | 9999 |  |  | N | Solar | [13 empty] | 0 | 0 | 0 | 0 | [11 empty] | SV CSG Lily Lake 2 LLC | 100 | SV CSG Lily Lake 2 LLC | 100 | Non-regulated
Cedarville Road | 64331_G_LENA | 64331 | G | LENA |  | Solar PV |  | PJM_COMD | Illinois | 17 | Stephenson | 177 | 17177 | 2 | 0 | 2020 | 9999 |  |  | N | Solar | [13 empty] | 0 | 0 | 0 | 0 | [11 empty] | SRC P9 - Lena Solar, LLC | 100 | SRC P9 - Lena Solar, LLC | 100 | Non-regulated
Two Dot Wind Broadview East LLC | 64332_G_CHL2 | 64332 | G | CHL2 |  | Onshore Wind |  | WECC_MT | Montana | 30 | Yellowstone | 111 | 30111 | 1.6 | 0 | 2018 | 9999 |  |  | N | Wind | [13 empty] | 0 | 0 | 0 | 0 | [11 empty] | Two Dot Wind Broadview East LLC | 100 | Two Dot Wind Broadview East LLC | 100 | Non-regulated
WED Coventry Seven, LLC | 64333_G_WED7 | 64333 | G | WED7 |  | Solar PV |  | NENGREST | Rhode Island | 44 | Kent | 3 | 44003 | 3 | 0 | 2020 | 9999 |  |  | N | Solar | [13 empty] | 0 | 0 | 0 | 0 | [11 empty] | WED Coventry Seven, LLC | 100 | WED Coventry Seven, LLC | 100 | Non-regulated
GD Glocester White Oak I, LLC | 64334_G_GDWH | 64334 | G | GDWH |  | Solar PV |  | NENGREST | Rhode Island | 44 | Providence | 7 | 44007 | 1.8 | 0 | 2020 | 9999 |  |  | N | Solar | [13 empty] | 0 | 0 | 0 | 0 | [11 empty] | GD Glocester White Oak I, LLC | 100 | GD Glocester White Oak I, LLC | 100 | Non-regulated
Quitman II Solar | 64335_G_QUIT2 | 64335 | G | QUIT2 |  | Solar PV |  | S_SOU | Georgia | 13 | Brooks | 27 | 13027 | 150 | 0 | 2021 | 9999 |  |  | N | Solar | [13 empty] | 0 | 0 | 0 | 0 | [11 empty] | Quitman II Solar, LLC | 100 | Quitman II Solar, LLC | 100 | Non-regulated
Little Blue Wind Project, LLC | 64336_G_WFW | 64336 | G | WFW |  | Onshore Wind |  | SPP_NEBR | Nebraska | 31 | Webster | 181 | 31181 | 250.7 | 0 | 2021 | 9999 |  |  | N | Wind | [13 empty] | 0 | 0 | 0 | 0 | [11 empty] | Little Blue Wind Project, LLC | 100 | Little Blue Wind Project, LLC | 100 | Non-regulated
Farmington Solar | 64337_G_FNS | 64337 | G | FNS |  | Solar PV |  | NENG_ME | Maine | 23 | Franklin | 7 | 23007 | 77 | 0 | 2021 | 9999 |  |  | N | Solar | [13 empty] | 0 | 0 | 0 | 0 | [11 empty] | Farmington Solar, LLC | 100 | Farmington Solar, LLC | 100 | Non-regulated
Horizon Hill Wind Project | 64339_G_HHILL | 64339 | G | HHILL |  | Onshore Wind |  | SPP_WEST | Oklahoma | 40 | Logan | 83 | 40083 | 201.5 | 0 | 2023 | 9999 |  |  | N | Wind | [13 empty] | 0 | 0 | 0 | 0 | [11 empty] | Horizon Hill Wind, LLC | 100 | Horizon Hill Wind, LLC | 100 | Non-regulated
White Rock West Wind Project | 64340_G_WRW | 64340 | G | WRW |  | Onshore Wind |  | SPP_WEST | Oklahoma | 40 | Caddo | 15 | 40015 | 99.5 | 0 | 2023 | 9999 |  |  | N | Wind | [13 empty] | 0 | 0 | 0 | 0 | [11 empty] | White Rock Wind West, LLC | 100 | White Rock Wind West, LLC | 100 | Non-regulated
White Rock East Wind Project | 64341_G_WRE | 64341 | G | WRE |  | Onshore Wind |  | SPP_WEST | Oklahoma | 40 | Caddo | 15 | 40015 | 201.5 | 0 | 2023 | 9999 |  |  | N | Wind | [13 empty] | 0 | 0 | 0 | 0 | [11 empty] | White Rock Wind East, LLC | 100 | White Rock Wind East, LLC | 100 | Non-regulated
Badger Wind, LLC | 64342_G_5555 | 64342 | G | 5555 |  | Onshore Wind |  | MIS_MAPP | North Dakota | 38 | McIntosh | 51 | 38051 | 252 | 0 | 2025 | 9999 |  |  | N | Wind | [13 empty] | 0 | 0 | 0 | 0 | [11 empty] | Badger Wind , LLC | 100 | Badger Wind , LLC | 100 | Non-regulated
6685 Santa Barbara Ct | 64343_G_SBAR | 64343 | G | SBAR |  | Solar PV |  | PJM_SMAC | Maryland | 24 | Howard | 27 | 24027 | 1 | 0 | 2020 | 9999 |  |  | N | Solar | [13 empty] | 0 | 0 | 0 | 0 | [11 empty] | 6685 Santa Barbara Ct | 100 | 6685 Santa Barbara Ct | 100 | Non-regulated
Emerick Wind | 64344_G_9999 | 64344 | G | 9999 |  | Onshore Wind |  | SPP_NEBR | Nebraska | 31 | Madison | 119 | 31119 | 396.9 | 0 | 2024 | 9999 |  |  | N | Wind | [13 empty] | 0 | 0 | 0 | 0 | [11 empty] | Emerick Wind, LLC | 100 | Emerick Wind, LLC | 100 | Non-regulated
Highland Solar North | 64345_G_1112 | 64345 | G | 1112 |  | Solar PV |  | FRCC | Florida | 12 | Highlands | 55 | 12055 | 74.9 | 0 | 2024 | 9999 |  |  | N | Solar | [13 empty] | 0 | 0 | 0 | 0 | [11 empty] | Placid Solar, LLC | 100 | Placid Solar, LLC | 100 | Non-regulated
Highland Solar South | 64346_G_9999 | 64346 | G | 9999 |  | Solar PV |  | FRCC | Florida | 12 | Highlands | 55 | 12055 | 74.9 | 0 | 2024 | 9999 |  |  | N | Solar | [13 empty] | 0 | 0 | 0 | 0 | [11 empty] | Placid Solar, LLC | 100 | Placid Solar, LLC | 100 | Non-regulated
Mockingbird Solar Center | 64347_G_7777 | 64347 | G | 7777 |  | Solar PV |  | ERC_REST | Texas | 48 | Lamar | 277 | 48277 | 471 | 0 | 2024 | 9999 |  |  | N | Solar | [13 empty] | 0 | 0 | 0 | 0 | [11 empty] | Mockingbird Solar Center, LLC | 100 | Mockingbird Solar Center, LLC | 100 | Non-regulated
Orbit Bloom Fuel Cell | 64350_G_OBFC | 64350 | G | OBFC |  | Fuel Cell |  | NY_Z_K | New York | 36 | Suffolk | 103 | 36103 | 6 | 6469 | 2020 | 9999 |  |  | N | Natural Gas | [13 empty] | 0 | 0 | 0 | 0 | [11 empty] | DG Fuel Cell, LLC | 100 | DG Fuel Cell, LLC | 100 | Non-regulated
Amazon JFK8 Solar Project | 64351_G_JFK8 | 64351 | G | JFK8 |  | Solar PV |  | NY_Z_J | New York | 36 | Richmond | 85 | 36085 | 4.9 | 0 | 2021 | 9999 |  |  | N | Solar | [13 empty] | 0 | 0 | 0 | 0 | [11 empty] | Solar Star Prime 2 LLC | 100 | TOTAL SA | 100 | Non-regulated
Mtn Solar 6 LLC (CSG) | 64352_G_SC | 64352 | G | SC |  | Solar PV |  | WECC_CO | Colorado | 8 | Logan | 75 | 08075 | 2 | 0 | 2022 | 9999 |  |  | N | Solar | [13 empty] | 0 | 0 | 0 | 0 | [11 empty] | Nautilus Solar Solutions | 100 | Nautilus Solar Solutions | 100 | Non-regulated
NSE Camber Solar PS11 LLC (CSG) | 64353_G_SC | 64353 | G | SC |  | Solar PV |  | WECC_CO | Colorado | 8 | Logan | 75 | 08075 | 2 | 0 | 2022 | 9999 |  |  | N | Solar | [13 empty] | 0 | 0 | 0 | 0 | [11 empty] | Nautilus Solar Solutions | 100 | Nautilus Solar Solutions | 100 | Non-regulated
NSE Camber BH CSG 2, LLC | 64355_G_SC | 64355 | G | SC |  | Solar PV |  | WECC_CO | Colorado | 8 | Crowley | 25 | 08025 | 2 | 0 | 2021 | 9999 |  |  | N | Solar | [13 empty] | 0 | 0 | 0 | 0 | [11 empty] | Nautilus Solar Solutions | 100 | Nautilus Solar Solutions | 100 | Non-regulated
NSE Camber Solar PS13 LLC (CSG) | 64356_G_SC | 64356 | G | SC |  | Solar PV |  | WECC_CO | Colorado | 8 | Logan | 75 | 08075 | 2 | 0 | 2022 | 9999 |  |  | N | Solar | [13 empty] | 0 | 0 | 0 | 0 | [11 empty] | Nautilus Solar Solutions | 100 | Nautilus Solar Solutions | 100 | Non-regulated
NSE Camber Solar PS6 LLC CSG | 64357_G_SC | 64357 | G | SC |  | Solar PV |  | WECC_CO | Colorado | 8 | Weld | 123 | 08123 | 2 | 0 | 2022 | 9999 |  |  | N | Solar | [13 empty] | 0 | 0 | 0 | 0 | [11 empty] | Nautilus Solar Solutions | 100 | Nautilus Solar Solutions | 100 | Non-regulated
NSE Camber Solar PS5 LLC (CSG) | 64358_G_SC | 64358 | G | SC |  | Solar PV |  | WECC_CO | Colorado | 8 | Weld | 123 | 08123 | 2 | 0 | 2022 | 9999 |  |  | N | Solar | [13 empty] | 0 | 0 | 0 | 0 | [11 empty] | Nautilus Solar Solutions | 100 | Nautilus Solar Solutions | 100 | Non-regulated
Pivot Solar 12 LLC(CSG) | 64359_G_SC | 64359 | G | SC |  | Solar PV |  | WECC_CO | Colorado | 8 | Logan | 75 | 08075 | 1 | 0 | 2022 | 9999 |  |  | N | Solar | [13 empty] | 0 | 0 | 0 | 0 | [11 empty] | Nautilus Solar Solutions | 100 | Nautilus Solar Solutions | 100 | Non-regulated
American Goldfinch SCS ACY2 NJ, LLC | 64360_G_30001 | 64360 | G | 30001 |  | Solar PV |  | PJM_EMAC | New Jersey | 34 | Burlington | 5 | 34005 | 3.9 | 0 | 2020 | 9999 |  |  | N | Solar | [13 empty] | 0 | 0 | 0 | 0 | [11 empty] | Sol Systems | 100 | Sol Systems | 100 | Non-regulated
SCS American Bottoms 009885 Sauget, LLC | 64362_G_30004 | 64362 | G | 30004 |  | Solar PV |  | MIS_IL | Illinois | 17 | St Clair | 163 | 17163 | 1.8 | 0 | 2020 | 9999 |  |  | N | Solar | [13 empty] | 0 | 0 | 0 | 0 | [11 empty] | Sol Systems | 100 | Sol Systems | 100 | Non-regulated
ESA Boston Solar, LLC | 64363_G_30008 | 64363 | G | 30008 |  | Solar PV |  | S_VACA | North Carolina | 37 | Person | 145 | 37145 | 5 | 0 | 2020 | 9999 |  |  | N | Solar | [13 empty] | 0 | 0 | 0 | 0 | [11 empty] | Sol Systems | 100 | Sol Systems | 100 | Non-regulated
SCS Beltway 011754 Rock Falls, LLC | 64364_G_30005 | 64364 | G | 30005 |  | Solar PV |  | PJM_COMD | Illinois | 17 | Whiteside | 195 | 17195 | 1 | 0 | 2020 | 9999 |  |  | N | Solar | [13 empty] | 0 | 0 | 0 | 0 | [11 empty] | Sol Systems | 100 | Sol Systems | 100 | Non-regulated
Western Meadowlark Solar SCS NE 1, LLC | 64365_G_30003 | 64365 | G | 30003 |  | Solar PV |  | SPP_NEBR | Nebraska | 31 | Scotts Bluff | 157 | 31157 | 4.4 | 0 | 2020 | 9999 |  |  | N | Solar | [13 empty] | 0 | 0 | 0 | 0 | [11 empty] | Sol Systems | 100 | Sol Systems | 100 | Non-regulated
Trojan Solar, LLC | 64366_G_30007 | 64366 | G | 30007 |  | Solar PV |  | S_VACA | North Carolina | 37 | Columbus | 47 | 37047 | 5 | 0 | 2020 | 9999 |  |  | N | Solar | [13 empty] | 0 | 0 | 0 | 0 | [11 empty] | Sol Systems | 100 | Sol Systems | 100 | Non-regulated
Zuma Solar, LLC | 64367_G_30006 | 64367 | G | 30006 |  | Solar PV |  | S_VACA | North Carolina | 37 | Caswell | 33 | 37033 | 3 | 0 | 2020 | 9999 |  |  | N | Solar | [13 empty] | 0 | 0 | 0 | 0 | [11 empty] | Sol Systems | 100 | Sol Systems | 100 | Non-regulated
Plainfield Solar 1 | 64370_G_PLFD1 | 64370 | G | PLFD1 |  | Solar PV |  | NENG_CT | Connecticut | 9 | Windham | 15 | 09015 | 1 | 0 | 2020 | 9999 |  |  | N | Solar | [13 empty] | 0 | 0 | 0 | 0 | [11 empty] | Ecos Energy LLC | 100 | Ecos Energy LLC | 100 | Non-regulated
Cortlandville I Solar CSG | 64371_G_CORT1 | 64371 | G | CORT1 |  | Solar PV |  | NY_Z_C&E | New York | 36 | Cortland | 23 | 36023 | 5 | 0 | 2021 | 9999 |  |  | N | Solar | [13 empty] | 0 | 0 | 0 | 0 | [11 empty] | DG New York CS, LLC | 100 | DG New York CS, LLC | 100 | Non-regulated
Sangerfield Solar CSG | 64372_G_SNGFD | 64372 | G | SNGFD |  | Solar PV |  | NY_Z_C&E | New York | 36 | Oneida | 65 | 36065 | 5 | 0 | 2021 | 9999 |  |  | N | Solar | [13 empty] | 0 | 0 | 0 | 0 | [11 empty] | DG New York CS, LLC | 100 | DG New York CS, LLC | 100 | Non-regulated
Clay Solar CSG | 64373_G_CLAY1 | 64373 | G | CLAY1 |  | Solar PV |  | NY_Z_C&E | New York | 36 | Onondaga | 67 | 36067 | 5 | 0 | 2021 | 9999 |  |  | N | Solar | [13 empty] | 0 | 0 | 0 | 0 | [11 empty] | DG New York CS, LLC | 100 | DG New York CS, LLC | 100 | Non-regulated
Norwich Solar and Energy Storage CSG | 64374_G_NRWCB | 64374 | G | NRWCB |  | Energy Storage |  | NY_Z_C&E | New York | 36 | Chenango | 17 | 36017 | 5 | 0 | 2021 | 9999 |  |  | N | Energy Storage | [13 empty] | 0 | 0 | 0 | 0 | [11 empty] | DG New York CS, LLC | 100 | DG New York CS, LLC | 100 | Non-regulated
Norwich Solar and Energy Storage CSG | 64374_G_NRWCH | 64374 | G | NRWCH |  | Solar PV |  | NY_Z_C&E | New York | 36 | Chenango | 17 | 36017 | 5 | 0 | 2021 | 9999 |  |  | N | Solar | [13 empty] | 0 | 0 | 0 | 0 | [11 empty] | DG New York CS, LLC | 100 | DG New York CS, LLC | 100 | Non-regulated
Decorah Battery | 64375_G_BESS1 | 64375 | G | BESS1 |  | Energy Storage |  | MIS_IA | Iowa | 19 | Winneshiek | 191 | 19191 | 2.5 | 0 | 2021 | 9999 |  |  | N | Energy Storage | [13 empty] | 0 | 0 | 0 | 0 | [11 empty] | Interstate Power and Light Co | 100 | Interstate Power and Light Co | 100 | Regulated
Tranquillity ID | 64376_G_TRANQ | 64376 | G | TRANQ |  | Solar PV |  | WEC_CALN | California | 6 | Fresno | 19 | 06019 | 1.3 | 0 | 2018 | 9999 |  |  | N | Solar | [13 empty] | 0 | 0 | 0 | 0 | [11 empty] | Tranquillity Solar 1, LLC | 100 | Tranquillity Solar 1, LLC | 100 | Non-regulated
Milligan 1 Wind Farm | 64377_G_SG275 | 64377 | G | SG275 |  | Onshore Wind |  | SPP_NEBR | Nebraska | 31 | Saline | 151 | 31151 | 99 | 0 | 2020 | 9999 |  |  | N | Wind | [13 empty] | 0 | 0 | 0 | 0 | [11 empty] | Milligan 1 Wind, LLC | 100 | Milligan 1 Wind, LLC | 100 | Non-regulated
Milligan 1 Wind Farm | 64377_G_SG4.5 | 64377 | G | SG4.5 |  | Onshore Wind |  | SPP_NEBR | Nebraska | 31 | Saline | 151 | 31151 | 135 | 0 | 2021 | 9999 |  |  | N | Wind | [13 empty] | 0 | 0 | 0 | 0 | [11 empty] | Milligan 1 Wind, LLC | 100 | Milligan 1 Wind, LLC | 100 | Non-regulated
Milligan 1 Wind Farm | 64377_G_V110 | 64377 | G | V110 |  | Onshore Wind |  | SPP_NEBR | Nebraska | 31 | Saline | 151 | 31151 | 66 | 0 | 2020 | 9999 |  |  | N | Wind | [13 empty] | 0 | 0 | 0 | 0 | [11 empty] | Milligan 1 Wind, LLC | 100 | Milligan 1 Wind, LLC | 100 | Non-regulated
Ridgecrest | 64379_G_467 | 64379 | G | 467 |  | Solar PV |  | PJM_SMAC | District of Columbia | 11 | District of Columbia | 1 | 11001 | 1.7 | 0 | 2021 | 9999 |  |  | N | Solar | [13 empty] | 0 | 0 | 0 | 0 | [11 empty] | Greenbacker Renewable Energy Corporation | 100 | Greenbacker Renewable Energy Corporation | 100 | Non-regulated
Queens Creek | 6438_G_1 | 6438 | G | 1 |  | Hydro |  | S_VACA | North Carolina | 37 | Macon | 113 | 37113 | 1.4 | 0 | 1949 | 9999 |  |  | N | Hydro | [13 empty] | 0 | 0 | 0 | 0 | [11 empty] | Duke Energy Carolinas | 100 | Duke Energy Corp | 100 | Regulated
Cascades | 64380_G_464 | 64380 | G | 464 |  | Solar PV |  | PJM_EMAC | New Jersey | 34 | Middlesex | 23 | 34023 | 2 | 0 | 2021 | 9999 |  |  | N | Solar | [13 empty] | 0 | 0 | 0 | 0 | [11 empty] | Greenbacker Renewable Energy Corporation | 100 | Greenbacker Renewable Energy Corporation | 100 | Non-regulated
Glacier Sands Wind Power, LLC | 64381_G_GS001 | 64381 | G | GS001 |  | Onshore Wind |  | MIS_IL | Illinois | 17 | Mason | 125 | 17125 | 185 | 0 | 2021 | 9999 |  |  | N | Wind | [13 empty] | 0 | 0 | 0 | 0 | [11 empty] | Glacier Sands Wind Power, LLC | 100 | Glacier Sands Wind Power, LLC | 100 | Non-regulated
Braes Bayou Plant | 64383_G_CTG-1 | 64383 | G | CTG-1 |  | Combustion Turbine |  | ERC_REST | Texas | 48 | Fort Bend | 157 | 48157 | 44.5 | 9905 | 2022 | 9999 |  |  | N | Natural Gas |  |  |  |  | SCR | [8 empty] | 0.011 | 0.011 | 0.011 | 0.011 | [11 empty] | Braes Bayou Generating, LLC | 100 | Braes Bayou Generating, LLC | 100 | Non-regulated
Braes Bayou Plant | 64383_G_CTG-2 | 64383 | G | CTG-2 |  | Combustion Turbine |  | ERC_REST | Texas | 48 | Fort Bend | 157 | 48157 | 44.5 | 9905 | 2022 | 9999 |  |  | N | Natural Gas |  |  |  |  | SCR | [8 empty] | 0.011 | 0.011 | 0.011 | 0.011 | [11 empty] | Braes Bayou Generating, LLC | 100 | Braes Bayou Generating, LLC | 100 | Non-regulated
Braes Bayou Plant | 64383_G_CTG-3 | 64383 | G | CTG-3 |  | Combustion Turbine |  | ERC_REST | Texas | 48 | Fort Bend | 157 | 48157 | 44.5 | 9905 | 2022 | 9999 |  |  | N | Natural Gas |  |  |  |  | SCR | [8 empty] | 0.011 | 0.011 | 0.011 | 0.011 | [11 empty] | Braes Bayou Generating, LLC | 100 | Braes Bayou Generating, LLC | 100 | Non-regulated
Braes Bayou Plant | 64383_G_CTG-4 | 64383 | G | CTG-4 |  | Combustion Turbine |  | ERC_REST | Texas | 48 | Fort Bend | 157 | 48157 | 44.5 | 9905 | 2022 | 9999 |  |  | N | Natural Gas |  |  |  |  | SCR | [8 empty] | 0.011 | 0.011 | 0.011 | 0.011 | [11 empty] | Braes Bayou Generating, LLC | 100 | Braes Bayou Generating, LLC | 100 | Non-regulated
Braes Bayou Plant | 64383_G_CTG-5 | 64383 | G | CTG-5 |  | Combustion Turbine |  | ERC_REST | Texas | 48 | Fort Bend | 157 | 48157 | 44.5 | 9905 | 2022 | 9999 |  |  | N | Natural Gas |  |  |  |  | SCR | [8 empty] | 0.011 | 0.011 | 0.011 | 0.011 | [11 empty] | Braes Bayou Generating, LLC | 100 | Braes Bayou Generating, LLC | 100 | Non-regulated
Braes Bayou Plant | 64383_G_CTG-6 | 64383 | G | CTG-6 |  | Combustion Turbine |  | ERC_REST | Texas | 48 | Fort Bend | 157 | 48157 | 44.5 | 9905 | 2022 | 9999 |  |  | N | Natural Gas |  |  |  |  | SCR | [8 empty] | 0.011 | 0.011 | 0.011 | 0.011 | [11 empty] | Braes Bayou Generating, LLC | 100 | Braes Bayou Generating, LLC | 100 | Non-regulated
Braes Bayou Plant | 64383_G_CTG-7 | 64383 | G | CTG-7 |  | Combustion Turbine |  | ERC_REST | Texas | 48 | Fort Bend | 157 | 48157 | 44.5 | 9905 | 2022 | 9999 |  |  | N | Natural Gas | [11 empty] | 0 |  | 0.011 | 0.011 | 0.011 | 0.011 | [11 empty] | Braes Bayou Generating, LLC | 100 | Braes Bayou Generating, LLC | 100 | Non-regulated
Braes Bayou Plant | 64383_G_CTG-8 | 64383 | G | CTG-8 |  | Combustion Turbine |  | ERC_REST | Texas | 48 | Fort Bend | 157 | 48157 | 44.5 | 9905 | 2022 | 9999 |  |  | N | Natural Gas | [11 empty] | 0 |  | 0.011 | 0.011 | 0.011 | 0.011 | [11 empty] | Braes Bayou Generating, LLC | 100 | Braes Bayou Generating, LLC | 100 | Non-regulated
Amazon TUS2 | 64384_G_ATUS2 | 64384 | G | ATUS2 |  | Solar PV |  | WECC_AZ | Arizona | 4 | Pima | 19 | 04019 | 2.6 | 0 | 2022 | 9999 |  |  | N | Solar | [13 empty] | 0 | 0 | 0 | 0 | [11 empty] | SkyHigh 2 Solar | 100 | SkyHigh 2 Solar | 100 | Non-regulated
Gliden (Op Zone) | 64385_G_304 | 64385 | G | 304 |  | Solar PV |  | PJM_Dom | North Carolina | 37 | Chowan | 41 | 37041 | 5 | 0 | 2020 | 9999 |  |  | N | Solar | [13 empty] | 0 | 0 | 0 | 0 | [11 empty] | Greenbacker Renewable Energy Corporation | 100 | Greenbacker Renewable Energy Corporation | 100 | Non-regulated
Gilcrest V CSG | 64386_G_GLCRV | 64386 | G | GLCRV |  | Solar PV |  | WECC_CO | Colorado | 8 | Weld | 123 | 08123 | 4.8 | 0 | 2021 | 9999 |  |  | N | Solar | [13 empty] | 0 | 0 | 0 | 0 | [11 empty] | SunShare Management | 100 | SunShare Management | 100 | Non-regulated
Quinebaug Solar | 64387_G_QBS | 64387 | G | QBS |  | Solar PV |  | NENG_CT | Connecticut | 9 | Windham | 15 | 09015 | 49.4 | 0 | 2021 | 9999 |  |  | N | Solar | [13 empty] | 0 | 0 | 0 | 0 | [11 empty] | Quinebaug Solar, LLC | 100 | Quinebaug Solar, LLC | 100 | Non-regulated
TruStile Doors - Denver | 64388_G_TRUCO | 64388 | G | TRUCO |  | Solar PV |  | WECC_CO | Colorado | 8 | Adams | 1 | 08001 | 1.2 | 0 | 2021 | 9999 |  |  | N | Solar | [13 empty] | 0 | 0 | 0 | 0 | [11 empty] | SkyHigh 2 Solar | 100 | SkyHigh 2 Solar | 100 | Non-regulated
Niagara Bottling - Seguin | 64389_G_NIAGS | 64389 | G | NIAGS |  | Solar PV |  | ERC_REST | Texas | 48 | Guadalupe | 187 | 48187 | 4.9 | 0 | 2021 | 9999 |  |  | N | Solar | [13 empty] | 0 | 0 | 0 | 0 | [11 empty] | SkyHigh 2 Solar | 100 | SkyHigh 2 Solar | 100 | Non-regulated
Firestone Walker Brewery - Phase 1 | 64391_G_FWBP1 | 64391 | G | FWBP1 |  | Solar PV |  | WEC_CALN | California | 6 | San Luis Obispo | 79 | 06079 | 1.6 | 0 | 2020 | 9999 |  |  | N | Solar | [13 empty] | 0 | 0 | 0 | 0 | [11 empty] | SkyHigh 2 Solar | 100 | SkyHigh 2 Solar | 100 | Non-regulated
Branch Solar Farm | 64392_G_CVS1 | 64392 | G | CVS1 |  | Solar PV |  | SPP_WEST | Arkansas | 5 | Franklin | 47 | 05047 | 5 | 0 | 2021 | 9999 |  |  | N | Solar | [13 empty] | 0 | 0 | 0 | 0 | [11 empty] | Oklahoma Gas & Electric Co | 100 | Oklahoma Gas & Electric Co | 100 | Regulated
Badger Hollow II | 64393_G_GEN2 | 64393 | G | GEN2 |  | Solar PV |  | MIS_WUMS | Wisconsin | 55 | Iowa | 49 | 55049 | 150 | 0 | 2023 | 9999 |  |  | N | Solar | [13 empty] | 0 | 0 | 0 | 0 | [11 empty] | Wisconsin Electric Power Co | 66.7 | Wisconsin Electric Power Co | 66.7 | Regulated
ZPD-PT Solar Project 2017-006 LLC Hybrid | 64395_G_DRAES | 64395 | G | DRAES |  | Energy Storage |  | NENGREST | Massachusetts | 25 | Worcester | 27 | 25027 | 4 | 0 | 2021 | 9999 |  |  | N | Energy Storage | [13 empty] | 0 | 0 | 0 | 0 | [11 empty] | AES Distributed Energy | 100 | AES Distributed Energy | 100 | Non-regulated
ZPD-PT Solar Project 2017-006 LLC Hybrid | 64395_G_DRAPV | 64395 | G | DRAPV |  | Solar PV |  | NENGREST | Massachusetts | 25 | Worcester | 27 | 25027 | 4 | 0 | 2021 | 9999 |  |  | N | Solar | [13 empty] | 0 | 0 | 0 | 0 | [11 empty] | AES Distributed Energy | 100 | AES Distributed Energy | 100 | Non-regulated
EMWD - Perris Valley RWRF | 64396_G_EMSJN | 64396 | G | EMSJN |  | Solar PV |  | WECC_SCE | California | 6 | Riverside | 65 | 06065 | 3.4 | 0 | 2021 | 9999 |  |  | N | Solar | [13 empty] | 0 | 0 | 0 | 0 | [11 empty] | SkyHigh 2 Solar | 100 | SkyHigh 2 Solar | 100 | Non-regulated
EMWD - San Jacinto RWRF NEM | 64397_G_EMSJN | 64397 | G | EMSJN |  | Solar PV |  | WECC_SCE | California | 6 | Riverside | 65 | 06065 | 1.3 | 0 | 2021 | 9999 |  |  | N | Solar | [13 empty] | 0 | 0 | 0 | 0 | [11 empty] | SkyHigh 2 Solar | 100 | SkyHigh 2 Solar | 100 | Non-regulated
EMWD - Sun City RWRF | 64398_G_EMSUN | 64398 | G | EMSUN |  | Solar PV |  | WECC_SCE | California | 6 | Riverside | 65 | 06065 | 1.5 | 0 | 2021 | 9999 |  |  | N | Solar | [13 empty] | 0 | 0 | 0 | 0 | [11 empty] | SkyHigh 2 Solar | 100 | SkyHigh 2 Solar | 100 | Non-regulated
EMWD - San Jacinto RES BCT | 64399_G_EMRES | 64399 | G | EMRES |  | Solar PV |  | WECC_SCE | California | 6 | Riverside | 65 | 06065 | 4.2 | 0 | 2022 | 9999 |  |  | N | Solar | [13 empty] | 0 | 0 | 0 | 0 | [11 empty] | SkyHigh 2 Solar | 100 | SkyHigh 2 Solar | 100 | Non-regulated
Wilson Dam | 6440_G_1 | 6440 | G | 1 |  | Hydro |  | S_C_TVA | Alabama | 1 | Lauderdale | 77 | 01077 | 22 | 0 | 1925 | 9999 |  |  | N | Hydro | [13 empty] | 0 | 0 | 0 | 0 | [11 empty] | Tennessee Valley Authority | 100 | Tennessee Valley Authority | 100 | Regulated
Wilson Dam | 6440_G_10 | 6440 | G | 10 |  | Hydro |  | S_C_TVA | Alabama | 1 | Lauderdale | 77 | 01077 | 29.5 | 0 | 1942 | 9999 |  |  | N | Hydro | [13 empty] | 0 | 0 | 0 | 0 | [11 empty] | Tennessee Valley Authority | 100 | Tennessee Valley Authority | 100 | Regulated
Wilson Dam | 6440_G_11 | 6440 | G | 11 |  | Hydro |  | S_C_TVA | Alabama | 1 | Lauderdale | 77 | 01077 | 29.2 | 0 | 1942 | 9999 |  |  | N | Hydro | [13 empty] | 0 | 0 | 0 | 0 | [11 empty] | Tennessee Valley Authority | 100 | Tennessee Valley Authority | 100 | Regulated
Wilson Dam | 6440_G_12 | 6440 | G | 12 |  | Hydro |  | S_C_TVA | Alabama | 1 | Lauderdale | 77 | 01077 | 29.2 | 0 | 1942 | 9999 |  |  | N | Hydro | [13 empty] | 0 | 0 | 0 | 0 | [11 empty] | Tennessee Valley Authority | 100 | Tennessee Valley Authority | 100 | Regulated
Wilson Dam | 6440_G_13 | 6440 | G | 13 |  | Hydro |  | S_C_TVA | Alabama | 1 | Lauderdale | 77 | 01077 | 29.4 | 0 | 1943 | 9999 |  |  | N | Hydro | [13 empty] | 0 | 0 | 0 | 0 | [11 empty] | Tennessee Valley Authority | 100 | Tennessee Valley Authority | 100 | Regulated
Wilson Dam | 6440_G_14 | 6440 | G | 14 |  | Hydro |  | S_C_TVA | Alabama | 1 | Lauderdale | 77 | 01077 | 29.4 | 0 | 1943 | 9999 |  |  | N | Hydro | [13 empty] | 0 | 0 | 0 | 0 | [11 empty] | Tennessee Valley Authority | 100 | Tennessee Valley Authority | 100 | Regulated
Wilson Dam | 6440_G_15 | 6440 | G | 15 |  | Hydro |  | S_C_TVA | Alabama | 1 | Lauderdale | 77 | 01077 | 29.2 | 0 | 1949 | 9999 |  |  | N | Hydro | [13 empty] | 0 | 0 | 0 | 0 | [11 empty] | Tennessee Valley Authority | 100 | Tennessee Valley Authority | 100 | Regulated
Wilson Dam | 6440_G_16 | 6440 | G | 16 |  | Hydro |  | S_C_TVA | Alabama | 1 | Lauderdale | 77 | 01077 | 29.2 | 0 | 1950 | 9999 |  |  | N | Hydro | [13 empty] | 0 | 0 | 0 | 0 | [11 empty] | Tennessee Valley Authority | 100 | Tennessee Valley Authority | 100 | Regulated
Wilson Dam | 6440_G_17 | 6440 | G | 17 |  | Hydro |  | S_C_TVA | Alabama | 1 | Lauderdale | 77 | 01077 | 29 | 0 | 1950 | 9999 |  |  | N | Hydro | [13 empty] | 0 | 0 | 0 | 0 | [11 empty] | Tennessee Valley Authority | 100 | Tennessee Valley Authority | 100 | Regulated
Wilson Dam | 6440_G_18 | 6440 | G | 18 |  | Hydro |  | S_C_TVA | Alabama | 1 | Lauderdale | 77 | 01077 | 29 | 0 | 1950 | 9999 |  |  | N | Hydro | [13 empty] | 0 | 0 | 0 | 0 | [11 empty] | Tennessee Valley Authority | 100 | Tennessee Valley Authority | 100 | Regulated
Wilson Dam | 6440_G_19 | 6440 | G | 19 |  | Hydro |  | S_C_TVA | Alabama | 1 | Lauderdale | 77 | 01077 | 55 | 0 | 1961 | 9999 |  |  | N | Hydro | [13 empty] | 0 | 0 | 0 | 0 | [11 empty] | Tennessee Valley Authority | 100 | Tennessee Valley Authority | 100 | Regulated
Wilson Dam | 6440_G_2 | 6440 | G | 2 |  | Hydro |  | S_C_TVA | Alabama | 1 | Lauderdale | 77 | 01077 | 22.3 | 0 | 1925 | 9999 |  |  | N | Hydro | [13 empty] | 0 | 0 | 0 | 0 | [11 empty] | Tennessee Valley Authority | 100 | Tennessee Valley Authority | 100 | Regulated
Wilson Dam | 6440_G_20 | 6440 | G | 20 |  | Hydro |  | S_C_TVA | Alabama | 1 | Lauderdale | 77 | 01077 | 55 | 0 | 1962 | 9999 |  |  | N | Hydro | [13 empty] | 0 | 0 | 0 | 0 | [11 empty] | Tennessee Valley Authority | 100 | Tennessee Valley Authority | 100 | Regulated
Wilson Dam | 6440_G_21 | 6440 | G | 21 |  | Hydro |  | S_C_TVA | Alabama | 1 | Lauderdale | 77 | 01077 | 55 | 0 | 1962 | 9999 |  |  | N | Hydro | [13 empty] | 0 | 0 | 0 | 0 | [11 empty] | Tennessee Valley Authority | 100 | Tennessee Valley Authority | 100 | Regulated
Wilson Dam | 6440_G_3 | 6440 | G | 3 |  | Hydro |  | S_C_TVA | Alabama | 1 | Lauderdale | 77 | 01077 | 23 | 0 | 1925 | 9999 |  |  | N | Hydro | [13 empty] | 0 | 0 | 0 | 0 | [11 empty] | Tennessee Valley Authority | 100 | Tennessee Valley Authority | 100 | Regulated
Wilson Dam | 6440_G_4 | 6440 | G | 4 |  | Hydro |  | S_C_TVA | Alabama | 1 | Lauderdale | 77 | 01077 | 22 | 0 | 1925 | 9999 |  |  | N | Hydro | [13 empty] | 0 | 0 | 0 | 0 | [11 empty] | Tennessee Valley Authority | 100 | Tennessee Valley Authority | 100 | Regulated
Wilson Dam | 6440_G_5 | 6440 | G | 5 |  | Hydro |  | S_C_TVA | Alabama | 1 | Lauderdale | 77 | 01077 | 30.3 | 0 | 1925 | 9999 |  |  | N | Hydro | [13 empty] | 0 | 0 | 0 | 0 | [11 empty] | Tennessee Valley Authority | 100 | Tennessee Valley Authority | 100 | Regulated
Wilson Dam | 6440_G_6 | 6440 | G | 6 |  | Hydro |  | S_C_TVA | Alabama | 1 | Lauderdale | 77 | 01077 | 30.4 | 0 | 1925 | 9999 |  |  | N | Hydro | [13 empty] | 0 | 0 | 0 | 0 | [11 empty] | Tennessee Valley Authority | 100 | Tennessee Valley Authority | 100 | Regulated
Wilson Dam | 6440_G_7 | 6440 | G | 7 |  | Hydro |  | S_C_TVA | Alabama | 1 | Lauderdale | 77 | 01077 | 29.1 | 0 | 1925 | 9999 |  |  | N | Hydro | [13 empty] | 0 | 0 | 0 | 0 | [11 empty] | Tennessee Valley Authority | 100 | Tennessee Valley Authority | 100 | Regulated
Wilson Dam | 6440_G_8 | 6440 | G | 8 |  | Hydro |  | S_C_TVA | Alabama | 1 | Lauderdale | 77 | 01077 | 30.7 | 0 | 1925 | 9999 |  |  | N | Hydro | [13 empty] | 0 | 0 | 0 | 0 | [11 empty] | Tennessee Valley Authority | 100 | Tennessee Valley Authority | 100 | Regulated
Wilson Dam | 6440_G_9 | 6440 | G | 9 |  | Hydro |  | S_C_TVA | Alabama | 1 | Lauderdale | 77 | 01077 | 29.6 | 0 | 1942 | 9999 |  |  | N | Hydro | [13 empty] | 0 | 0 | 0 | 0 | [11 empty] | Tennessee Valley Authority | 100 | Tennessee Valley Authority | 100 | Regulated
CSU San Jose State University | 64401_G_CSUSJ | 64401 | G | CSUSJ |  | Solar PV |  | WEC_CALN | California | 6 | Santa Clara | 85 | 06085 | 1.7 | 0 | 2021 | 9999 |  |  | N | Solar | [13 empty] | 0 | 0 | 0 | 0 | [11 empty] | SkyHigh 2 Solar | 100 | SkyHigh 2 Solar | 100 | Non-regulated
El Dorado County | 64402_G_ELDCO | 64402 | G | ELDCO |  | Solar PV |  | WEC_CALN | California | 6 | El Dorado | 17 | 06017 | 1.5 | 0 | 2021 | 9999 |  |  | N | Solar | [13 empty] | 0 | 0 | 0 | 0 | [11 empty] | SkyHigh 2 Solar | 100 | SkyHigh 2 Solar | 100 | Non-regulated
California State Univ at Channel Islands | 64403_G_CSUCI | 64403 | G | CSUCI |  | Solar PV |  | WECC_SCE | California | 6 | Ventura | 111 | 06111 | 3.7 | 0 | 2021 | 9999 |  |  | N | Solar | [13 empty] | 0 | 0 | 0 | 0 | [11 empty] | SkyHigh 2 Solar | 100 | SkyHigh 2 Solar | 100 | Non-regulated
Mesa Carport PV | 64404_G_CPTPV | 64404 | G | CPTPV |  | Solar PV |  | WECC_AZ | Arizona | 4 | Maricopa | 13 | 04013 | 3.6 | 0 | 2020 | 9999 |  |  | N | Solar | [13 empty] | 0 | 0 | 0 | 0 | [11 empty] | Apple, Inc | 100 | Apple, Inc | 100 | Non-regulated
Mesa Carport PV | 64404_G_GFTPV | 64404 | G | GFTPV |  | Solar PV |  | WECC_AZ | Arizona | 4 | Maricopa | 13 | 04013 | 1 | 0 | 2020 | 9999 |  |  | N | Solar | [13 empty] | 0 | 0 | 0 | 0 | [11 empty] | Apple, Inc | 100 | Apple, Inc | 100 | Non-regulated
EMWD - Moreno Valley RWRF | 64406_G_EMMOR | 64406 | G | EMMOR |  | Solar PV |  | WECC_SCE | California | 6 | Riverside | 65 | 06065 | 2.4 | 0 | 2021 | 9999 |  |  | N | Solar | [13 empty] | 0 | 0 | 0 | 0 | [11 empty] | SkyHigh 2 Solar | 100 | SkyHigh 2 Solar | 100 | Non-regulated
Flat Ridge 3 | 64407_G_FRW3 | 64407 | G | FRW3 |  | Onshore Wind |  | SPP_N | Kansas | 20 | Kingman | 95 | 20095 | 128 | 0 | 2021 | 9999 |  |  | N | Wind | [13 empty] | 0 | 0 | 0 | 0 | [11 empty] | Flat Ridge 3 Wind Energy, LLC | 100 | Flat Ridge 3 Wind Energy, LLC | 100 | Non-regulated
Anderson (SC) | 64409_G_ANDER | 64409 | G | ANDER |  | Solar PV |  | S_VACA | South Carolina | 45 | Anderson | 7 | 45007 | 2 | 0 | 2021 | 9999 |  |  | N | Solar | [13 empty] | 0 | 0 | 0 | 0 | [11 empty] | Anderson Solar Farm, LLC | 100 | Anderson Solar Farm, LLC | 100 | Non-regulated
Briarwood | 64410_G_BRIAR | 64410 | G | BRIAR |  | Solar PV |  | S_VACA | South Carolina | 45 | Greenwood | 47 | 45047 | 2 | 0 | 2020 | 9999 |  |  | N | Solar | [13 empty] | 0 | 0 | 0 | 0 | [11 empty] | Briarwood Solar, LLC | 100 | Briarwood Solar, LLC | 100 | Non-regulated
Delanco | 64411_G_DELAN | 64411 | G | DELAN |  | Solar PV |  | PJM_EMAC | New Jersey | 34 | Burlington | 5 | 34005 | 2.4 | 0 | 2021 | 9999 |  |  | N | Solar | [13 empty] | 0 | 0 | 0 | 0 | [11 empty] | Delanco Coopertown Rd Solar 2, LLC | 100 | Delanco Coopertown Rd Solar 2, LLC | 100 | Non-regulated
Gold Mine | 64412_G_GMINE | 64412 | G | GMINE |  | Solar PV |  | S_VACA | South Carolina | 45 | Greenwood | 47 | 45047 | 1.5 | 0 | 2020 | 9999 |  |  | N | Solar | [13 empty] | 0 | 0 | 0 | 0 | [11 empty] | Gold Mine Solar, LLC | 100 | Gold Mine Solar, LLC | 100 | Non-regulated
Schull CSG | 64413_G_SCHUL | 64413 | G | SCHUL |  | Solar PV |  | MIS_MNWI | Minnesota | 27 | Blue Earth | 13 | 27013 | 0.4 | 0 | 2021 | 9999 |  |  | N | Solar | [13 empty] | 0 | 0 | 0 | 0 | [11 empty] | Schull CSG LLC | 100 | Schull CSG LLC | 100 | Non-regulated
Pontiac | 64414_G_PONTC | 64414 | G | PONTC |  | Solar PV |  | PJM_COMD | Illinois | 17 | Livingston | 105 | 17105 | 2 | 0 | 2021 | 9999 |  |  | N | Solar | [13 empty] | 0 | 0 | 0 | 0 | [11 empty] | Pontiac Solar, LLC | 100 | Pontiac Solar, LLC | 100 | Non-regulated
Rockford CSG | 64415_G_ROCKF | 64415 | G | ROCKF |  | Solar PV |  | PJM_COMD | Illinois | 17 | Winnebago | 201 | 17201 | 2 | 0 | 2021 | 9999 |  |  | N | Solar | [13 empty] | 0 | 0 | 0 | 0 | [11 empty] | Rockford Baxter Rd Holdco LLC CSG | 100 | Rockford Baxter Rd Holdco LLC CSG | 100 | Non-regulated
Sandoval | 64416_G_SANDL | 64416 | G | SANDL |  | Solar PV |  | MIS_IL | Illinois | 17 | Clinton | 27 | 17027 | 2 | 0 | 2021 | 9999 |  |  | N | Solar | [13 empty] | 0 | 0 | 0 | 0 | [11 empty] | Sandoval Holdco, LLC | 100 | Sandoval Holdco, LLC | 100 | Non-regulated
Wilbraham | 64417_G_WILBR | 64417 | G | WILBR |  | Solar PV |  | NENGREST | Massachusetts | 25 | Hampden | 13 | 25013 | 4 | 0 | 2020 | 9999 |  |  | N | Solar | [13 empty] | 0 | 0 | 0 | 0 | [11 empty] | BWC East Brook, LLC | 100 | BWC East Brook, LLC | 100 | Non-regulated
Big Bear | 64418_G_BB000 | 64418 | G | BB000 |  | Solar PV |  | WEC_LADW | California | 6 | Los Angeles | 37 | 06037 | 5.5 | 0 | 2020 | 9999 |  |  | N | Solar | [13 empty] | 0 | 0 | 0 | 0 | [11 empty] | Los Palos Street Operating, LLC | 100 | Los Palos Street Operating, LLC | 100 | Non-regulated
Elm Street | 64419_G_ELM | 64419 | G | ELM |  | Solar PV |  | NENGREST | Massachusetts | 25 | Bristol | 5 | 25005 | 2.8 | 0 | 2020 | 9999 |  |  | N | Solar | [13 empty] | 0 | 0 | 0 | 0 | [11 empty] | ISM Solar Dighton 3, LLC | 100 | ISM Solar Dighton 3, LLC | 100 | Non-regulated
Scribner Diesel Generation Facility | 64420_G_1 | 64420 | G | 1 |  | Combustion Turbine | IC Engine | SPP_NEBR | Nebraska | 31 | Dodge | 53 | 31053 | 2 | 9905 | 2020 | 9999 |  |  | N | Distillate Fuel Oil | [13 empty] | 0.011 | 0.011 | 0.011 | 0.011 | [11 empty] | City of Scribner | 100 | City of Scribner | 100 | Regulated
Scribner Diesel Generation Facility | 64420_G_2 | 64420 | G | 2 |  | Combustion Turbine | IC Engine | SPP_NEBR | Nebraska | 31 | Dodge | 53 | 31053 | 2 | 9905 | 2020 | 9999 |  |  | N | Distillate Fuel Oil | [13 empty] | 0.011 | 0.011 | 0.011 | 0.011 | [11 empty] | City of Scribner | 100 | City of Scribner | 100 | Regulated
Sunvestment Energy Group NY 63 LLC | 64421_G_DEWIT | 64421 | G | DEWIT |  | Solar PV |  | NY_Z_C&E | New York | 36 | Onondaga | 67 | 36067 | 2 | 0 | 2020 | 9999 |  |  | N | Solar | [13 empty] | 0 | 0 | 0 | 0 | [11 empty] | Green Street Power Partners | 100 | Green Street Power Partners | 100 | Non-regulated
GSPP Onyx New Brunswick LLC | 64422_G_NBOE1 | 64422 | G | NBOE1 |  | Solar PV |  | PJM_EMAC | New Jersey | 34 | Middlesex | 23 | 34023 | 0.3 | 0 | 2019 | 9999 |  |  | N | Solar | [13 empty] | 0 | 0 | 0 | 0 | [11 empty] | Green Street Power Partners | 100 | Green Street Power Partners | 100 | Non-regulated
GSPP Onyx New Brunswick LLC | 64422_G_NBOE2 | 64422 | G | NBOE2 |  | Solar PV |  | PJM_EMAC | New Jersey | 34 | Middlesex | 23 | 34023 | 0.4 | 0 | 2019 | 9999 |  |  | N | Solar | [13 empty] | 0 | 0 | 0 | 0 | [11 empty] | Green Street Power Partners | 100 | Green Street Power Partners | 100 | Non-regulated
GSPP Onyx New Brunswick LLC | 64422_G_NBOE3 | 64422 | G | NBOE3 |  | Solar PV |  | PJM_EMAC | New Jersey | 34 | Middlesex | 23 | 34023 | 0.3 | 0 | 2019 | 9999 |  |  | N | Solar | [13 empty] | 0 | 0 | 0 | 0 | [11 empty] | Green Street Power Partners | 100 | Green Street Power Partners | 100 | Non-regulated
GSPP Onyx New Brunswick LLC | 64422_G_NBOE4 | 64422 | G | NBOE4 |  | Solar PV |  | PJM_EMAC | New Jersey | 34 | Middlesex | 23 | 34023 | 0.1 | 0 | 2019 | 9999 |  |  | N | Solar | [13 empty] | 0 | 0 | 0 | 0 | [11 empty] | Green Street Power Partners | 100 | Green Street Power Partners | 100 | Non-regulated
TX7 Flat Top | 64423_G_TX7 | 64423 | G | TX7 |  | Energy Storage |  | ERC_WEST | Texas | 48 | Reeves | 389 | 48389 | 9.9 | 0 | 2020 | 9999 |  |  | N | Energy Storage | [13 empty] | 0 | 0 | 0 | 0 | [11 empty] | Key Capture Energy | 100 | Key Capture Energy | 100 | Non-regulated
TX8 Worsham | 64424_G_TX8 | 64424 | G | TX8 |  | Energy Storage |  | ERC_WEST | Texas | 48 | Pecos | 371 | 48371 | 9.9 | 0 | 2020 | 9999 |  |  | N | Energy Storage | [13 empty] | 0 | 0 | 0 | 0 | [11 empty] | Key Capture Energy | 100 | Key Capture Energy | 100 | Non-regulated
TX2 Port Lavaca | 64425_G_TX2 | 64425 | G | TX2 |  | Energy Storage |  | ERC_REST | Texas | 48 | Calhoun | 57 | 48057 | 9.9 | 0 | 2020 | 9999 |  |  | N | Energy Storage | [13 empty] | 0 | 0 | 0 | 0 | [11 empty] | Key Capture Energy | 100 | Key Capture Energy | 100 | Non-regulated
Wilmot Energy Center LLC | 64426_G_WIL | 64426 | G | WIL |  | Solar PV |  | WECC_AZ | Arizona | 4 | Pima | 19 | 04019 | 100 | 0 | 2021 | 9999 |  |  | N | Solar | [13 empty] | 0 | 0 | 0 | 0 | [11 empty] | Wilmot Energy Center LLC | 100 | Wilmot Energy Center LLC | 100 | Non-regulated
Wilmot Energy Center LLC | 64426_G_WILBA | 64426 | G | WILBA |  | Energy Storage |  | WECC_AZ | Arizona | 4 | Pima | 19 | 04019 | 30 | 0 | 2021 | 9999 |  |  | N | Energy Storage | [13 empty] | 0 | 0 | 0 | 0 | [11 empty] | Wilmot Energy Center LLC | 100 | Wilmot Energy Center LLC | 100 | Non-regulated
Copperton Solar Plant No. 1 | 64427_G_CSP1 | 64427 | G | CSP1 |  | Solar PV |  | WECC_UT | Utah | 49 | Salt Lake | 35 | 49035 | 2.3 | 0 | 2023 | 9999 |  |  | N | Solar | [13 empty] | 0 | 0 | 0 | 0 | [11 empty] | Kennecott Utah Copper | 100 | Kennecott Utah Copper | 100 | Non-regulated
Copperton Solar Plant No. 1 | 64427_G_CSP2 | 64427 | G | CSP2 |  | Solar PV |  | WECC_UT | Utah | 49 | Salt Lake | 35 | 49035 | 11.5 | 0 | 2025 | 9999 |  |  | N | Solar | [11 empty] | 0 |  | 0 | 0 | 0 | 0 | [11 empty] | Kennecott Utah Copper | 100 | Kennecott Utah Copper | 100 | Non-regulated
JVR Energy Park LLC | 64428_G_JVR1A | 64428 | G | JVR1A |  | Solar PV |  | WEC_SDGE | California | 6 | San Diego | 73 | 06073 | 90 | 0 | 2023 | 9999 |  |  | N | Solar | [13 empty] | 0 | 0 | 0 | 0 | [11 empty] | JVR Energy Park LLC | 100 | JVR Energy Park LLC | 100 | Non-regulated
JVR Energy Park LLC | 64428_G_JVR1B | 64428 | G | JVR1B |  | Energy Storage |  | WEC_SDGE | California | 6 | San Diego | 73 | 06073 | 70 | 0 | 2023 | 9999 |  |  | N | Energy Storage | [13 empty] | 0 | 0 | 0 | 0 | [11 empty] | JVR Energy Park LLC | 100 | JVR Energy Park LLC | 100 | Non-regulated
Amazon - Stockton - Roof (SCK1) - (CA) | 64429_G_19001 | 64429 | G | 19001 |  | Solar PV |  | WEC_CALN | California | 6 | San Joaquin | 77 | 06077 | 2.6 | 0 | 2023 | 9999 |  |  | N | Solar | [13 empty] | 0 | 0 | 0 | 0 | [11 empty] | Forefront Power, LLC | 100 | Forefront Power, LLC | 100 | Non-regulated
Point Beach Solar | 64431_G_PBS | 64431 | G | PBS |  | Solar PV |  | MIS_WUMS | Wisconsin | 55 | Manitowoc | 71 | 55071 | 100 | 0 | 2021 | 9999 |  |  | N | Solar | [13 empty] | 0 | 0 | 0 | 0 | [11 empty] | Point Beach Solar | 100 | Point Beach Solar | 100 | Non-regulated
Breckenridge Solar | 64432_G_BBA | 64432 | G | BBA |  | Energy Storage |  | NENGREST | Massachusetts | 25 | Hampden | 13 | 25013 | 2.2 | 0 | 2020 | 9999 |  |  | N | Energy Storage | [13 empty] | 0 | 0 | 0 | 0 | [11 empty] | Breckenridge Street Solar 1, LLC | 100 | Breckenridge Street Solar 1, LLC | 100 | Non-regulated
Breckenridge Solar | 64432_G_BKS | 64432 | G | BKS |  | Solar PV |  | NENGREST | Massachusetts | 25 | Hampden | 13 | 25013 | 5 | 0 | 2020 | 9999 |  |  | N | Solar | [13 empty] | 0 | 0 | 0 | 0 | [11 empty] | Breckenridge Street Solar 1, LLC | 100 | Breckenridge Street Solar 1, LLC | 100 | Non-regulated
Black Rock Wind | 64433_G_BRW | 64433 | G | BRW |  | Onshore Wind |  | PJM_AP | West Virginia | 54 | Mineral | 57 | 54057 | 115 | 0 | 2022 | 9999 |  |  | N | Wind | [13 empty] | 0 | 0 | 0 | 0 | [11 empty] | Black Rock Wind Force, LLC | 100 | Black Rock Wind Force, LLC | 100 | Non-regulated
Rounseville Solar | 64434_G_ROU | 64434 | G | ROU |  | Solar PV |  | NENGREST | Massachusetts | 25 | Plymouth | 23 | 25023 | 2.7 | 0 | 2020 | 9999 |  |  | N | Solar | [13 empty] | 0 | 0 | 0 | 0 | [11 empty] | Rounseville Solar 1, LLC | 100 | Rounseville Solar 1, LLC | 100 | Non-regulated
Town of Ware - Canadian Tree(CSG) | 64435_G_TOW | 64435 | G | TOW |  | Solar PV |  | NENGREST | Massachusetts | 25 | Hampshire | 15 | 25015 | 1.4 | 0 | 2021 | 9999 |  |  | N | Solar | [13 empty] | 0 | 0 | 0 | 0 | [11 empty] | MA CS Ware West, LLC | 100 | MA CS Ware West, LLC | 100 | Non-regulated
Wilmarth Solar | 64436_G_WIL | 64436 | G | WIL |  | Solar PV |  | NENGREST | Massachusetts | 25 | Norfolk | 21 | 25021 | 5 | 0 | 2020 | 9999 |  |  | N | Solar | [13 empty] | 0 | 0 | 0 | 0 | [11 empty] | Wilmarth Lane Solar 1, LLC | 100 | Wilmarth Lane Solar 1, LLC | 100 | Non-regulated
Wilmarth Solar | 64436_G_WILB | 64436 | G | WILB |  | Energy Storage |  | NENGREST | Massachusetts | 25 | Norfolk | 21 | 25021 | 2.3 | 0 | 2020 | 9999 |  |  | N | Energy Storage | [13 empty] | 0 | 0 | 0 | 0 | [11 empty] | Wilmarth Lane Solar 1, LLC | 100 | Wilmarth Lane Solar 1, LLC | 100 | Non-regulated
Dresser Hill CSG | 64437_G_DRH | 64437 | G | DRH |  | Solar PV |  | NENGREST | Massachusetts | 25 | Worcester | 27 | 25027 | 3.7 | 0 | 2021 | 9999 |  |  | N | Solar | [13 empty] | 0 | 0 | 0 | 0 | [11 empty] | Dresser Hill Solar, LLC | 100 | Dresser Hill Solar, LLC | 100 | Non-regulated
Vallecitos Water District | 64438_G_VALLE | 64438 | G | VALLE |  | Solar PV |  | WEC_SDGE | California | 6 | San Diego | 73 | 06073 | 1.4 | 0 | 2021 | 9999 |  |  | N | Solar | [13 empty] | 0 | 0 | 0 | 0 | [11 empty] | SSA Solar of CA 5, LLC | 100 | SSA Solar of CA 5, LLC | 100 | Non-regulated
Pine Road Solar, LLC CSG | 64439_G_PINE | 64439 | G | PINE |  | Solar PV |  | PJM_COMD | Illinois | 17 | DeKalb | 37 | 17037 | 2 | 0 | 2021 | 9999 |  |  | N | Solar | [13 empty] | 0 | 0 | 0 | 0 | [11 empty] | Pine Road Solar, LLC | 100 | Pine Road Solar, LLC | 100 | Non-regulated
White Plains Hospital Medical Center | 64440_G_EGEN3 | 64440 | G | EGEN3 |  | Combustion Turbine | IC Engine | NY_Z_G-I | New York | 36 | Westchester | 119 | 36119 | 1.2 | 9905 | 2017 | 9999 |  |  | N | Distillate Fuel Oil | [13 empty] | 1.6498 | 1.6498 | 1.6498 | 1.6498 | [11 empty] | White Plains Hospital Medical Center | 100 | White Plains Hospital Medical Center | 100 | Non-regulated
White Plains Hospital Medical Center | 64440_G_ENGN2 | 64440 | G | ENGN2 |  | Combustion Turbine | IC Engine | NY_Z_G-I | New York | 36 | Westchester | 119 | 36119 | 0.5 | 9905 | 2010 | 9999 |  |  | N | Distillate Fuel Oil | [13 empty] | 1.6498 | 1.6498 | 1.6498 | 1.6498 | [11 empty] | White Plains Hospital Medical Center | 100 | White Plains Hospital Medical Center | 100 | Non-regulated
White Plains Hospital Medical Center | 64440_G_ENGN4 | 64440 | G | ENGN4 |  | Combustion Turbine | IC Engine | NY_Z_G-I | New York | 36 | Westchester | 119 | 36119 | 0.8 | 9905 | 1996 | 9999 |  |  | N | Distillate Fuel Oil | [13 empty] | 1.6498 | 1.6498 | 1.6498 | 1.6498 | [11 empty] | White Plains Hospital Medical Center | 100 | White Plains Hospital Medical Center | 100 | Non-regulated
White Plains Hospital Medical Center | 64440_G_ENGN5 | 64440 | G | ENGN5 |  | Combustion Turbine | IC Engine | NY_Z_G-I | New York | 36 | Westchester | 119 | 36119 | 0.4 | 9905 | 2015 | 9999 |  |  | N | Distillate Fuel Oil | [13 empty] | 1.6498 | 1.6498 | 1.6498 | 1.6498 | [11 empty] | White Plains Hospital Medical Center | 100 | White Plains Hospital Medical Center | 100 | Non-regulated
White Plains Hospital Medical Center | 64440_G_ENGN6 | 64440 | G | ENGN6 |  | Combustion Turbine | IC Engine | NY_Z_G-I | New York | 36 | Westchester | 119 | 36119 | 1 | 9905 | 2021 | 9999 |  |  | N | Distillate Fuel Oil | [11 empty] | 0 |  | 0.011 | 0.011 | 0.011 | 0.011 | [11 empty] | White Plains Hospital Medical Center | 100 | White Plains Hospital Medical Center | 100 | Non-regulated
Valencia 3 | 64441_G_266 | 64441 | G | 266 |  | Solar PV |  | WECC_IID | California | 6 | Imperial | 25 | 06025 | 3 | 0 | 2021 | 9999 |  |  | N | Solar | [13 empty] | 0 | 0 | 0 | 0 | [11 empty] | Greenbacker Renewable Energy Corporation | 100 | Greenbacker Renewable Energy Corporation | 100 | Non-regulated
Mt Pleasant Community Center | 64442_G_MPES | 64442 | G | MPES |  | Energy Storage |  | NY_Z_G-I | New York | 36 | Westchester | 119 | 36119 | 0.7 | 0 | 2022 | 9999 |  |  | N | Energy Storage | [13 empty] | 0 | 0 | 0 | 0 | [11 empty] | Consolidated Edison Solutions Inc. | 100 | Consolidated Edison Solutions Inc. | 100 | Non-regulated
Mt Pleasant Community Center | 64442_G_MPPV | 64442 | G | MPPV |  | Solar PV |  | NY_Z_G-I | New York | 36 | Westchester | 119 | 36119 | 0.5 | 0 | 2022 | 9999 |  |  | N | Solar | [13 empty] | 0 | 0 | 0 | 0 | [11 empty] | Consolidated Edison Solutions Inc. | 100 | Consolidated Edison Solutions Inc. | 100 | Non-regulated
Golden Solar | 64443_G_GOLD | 64443 | G | GOLD |  | Solar PV |  | NENGREST | Vermont | 50 | Caledonia | 5 | 50005 | 2.2 | 0 | 2021 | 9999 |  |  | N | Solar | [13 empty] | 0 | 0 | 0 | 0 | [11 empty] | Norwich Solar Technologies | 100 | Norwich Solar Technologies | 100 | Non-regulated
City of Paris Solar | 64444_G_PARIS | 64444 | G | PARIS |  | Solar PV |  | SPP_WEST | Arkansas | 5 | Logan | 83 | 05083 | 1.5 | 0 | 2020 | 9999 |  |  | N | Solar | [13 empty] | 0 | 0 | 0 | 0 | [11 empty] | Today's Power, Inc. | 100 | Today's Power, Inc. | 100 | Regulated
County of Dutchess, NY (Airport) | 64445_G_PV1 | 64445 | G | PV1 |  | Solar PV |  | NY_Z_G-I | New York | 36 | Dutchess | 27 | 36027 | 1.8 | 0 | 2020 | 9999 |  |  | N | Solar | [13 empty] | 0 | 0 | 0 | 0 | [11 empty] | Solar Integrated Fund VI, LLC | 100 | Solar Integrated Fund VI, LLC | 100 | Non-regulated
Arlington Microgrid | 64446_G_AMGB | 64446 | G | AMGB |  | Energy Storage |  | WECC_PNW | Washington | 53 | Snohomish | 61 | 53061 | 1 | 0 | 2021 | 9999 |  |  | N | Energy Storage | [13 empty] | 0 | 0 | 0 | 0 | [11 empty] | PUD 1 of Snohomish County | 100 | PUD 1 of Snohomish County | 100 | Regulated
Arlington Microgrid | 64446_G_AMGPV | 64446 | G | AMGPV |  | Solar PV |  | WECC_PNW | Washington | 53 | Snohomish | 61 | 53061 | 0.5 | 0 | 2019 | 9999 |  |  | N | Solar | [13 empty] | 0 | 0 | 0 | 0 | [11 empty] | PUD 1 of Snohomish County | 100 | PUD 1 of Snohomish County | 100 | Regulated
Brazoria West | 64447_G_GEN1 | 64447 | G | GEN1 |  | Solar PV |  | ERC_REST | Texas | 48 | Brazoria | 39 | 48039 | 200 | 0 | 2022 | 9999 |  |  | N | Solar | [13 empty] | 0 | 0 | 0 | 0 | [11 empty] | Brazoria West Solar Project, LLC | 100 | Brazoria West Solar Project, LLC | 100 | Non-regulated
Grissom Solar, LLC | 64450_G_GSF01 | 64450 | G | GSF01 |  | Solar PV |  | PJM_Dom | North Carolina | 37 | Halifax | 83 | 37083 | 5 | 0 | 2021 | 9999 |  |  | N | Solar | [13 empty] | 0 | 0 | 0 | 0 | [11 empty] | Grissom Solar, LLC | 100 | Grissom Solar, LLC | 100 | Non-regulated
Grissom Solar, LLC | 64450_G_GSF02 | 64450 | G | GSF02 |  | Energy Storage |  | PJM_Dom | North Carolina | 37 | Halifax | 83 | 37083 | 10 | 0 | 2021 | 9999 |  |  | N | Energy Storage | [13 empty] | 0 | 0 | 0 | 0 | [11 empty] | Grissom Solar, LLC | 100 | Grissom Solar, LLC | 100 | Non-regulated
Rosemond Solar Community Solar | 64451_G_1583 | 64451 | G | 1583 |  | Solar PV |  | NY_Z_G-I | New York | 36 | Sullivan | 105 | 36105 | 2 | 0 | 2021 | 9999 |  |  | N | Solar | [13 empty] | 0 | 0 | 0 | 0 | [11 empty] | Delaware River Solar, LLC | 100 | Delaware River Solar, LLC | 100 | Non-regulated
Calhoun County Solar Project | 64452_G_GEN1 | 64452 | G | GEN1 |  | Solar PV |  | MIS_LMI | Michigan | 26 | Calhoun | 25 | 26025 | 125 | 0 | 2024 | 9999 |  |  | N | Solar | [13 empty] | 0 | 0 | 0 | 0 | [11 empty] | Calhoun County Solar Project, LLC | 100 | Calhoun County Solar Project, LLC | 100 | Non-regulated
Volney II | 64453_G_VOLES | 64453 | G | VOLES |  | Energy Storage |  | NY_Z_C&E | New York | 36 | Oswego | 75 | 36075 | 3 | 0 | 2021 | 9999 |  |  | N | Energy Storage | [13 empty] | 0 | 0 | 0 | 0 | [11 empty] | DG New York CS, LLC | 100 | DG New York CS, LLC | 100 | Non-regulated
Volney II | 64453_G_VOLNE | 64453 | G | VOLNE |  | Solar PV |  | NY_Z_C&E | New York | 36 | Oswego | 75 | 36075 | 1.5 | 0 | 2021 | 9999 |  |  | N | Solar | [13 empty] | 0 | 0 | 0 | 0 | [11 empty] | DG New York CS, LLC | 100 | DG New York CS, LLC | 100 | Non-regulated
Merrimack Solar Farm, LLC | 64454_G_PV1 | 64454 | G | PV1 |  | Solar PV |  | NENGREST | New Hampshire | 33 | Hillsborough | 11 | 33011 | 2.4 | 0 | 2019 | 9999 |  |  | N | Solar | [13 empty] | 0 | 0 | 0 | 0 | [11 empty] | Merrimack Solar Farm | 100 | Merrimack Solar Farm | 100 | Non-regulated
13 Mile Solar, LLC | 64456_G_FAC13 | 64456 | G | FAC13 |  | Solar PV |  | MIS_LMI | Michigan | 26 | Calhoun | 25 | 26025 | 2 | 0 | 2020 | 9999 |  |  | N | Solar | [13 empty] | 0 | 0 | 0 | 0 | [11 empty] | 13 Mile Solar, LLC | 100 | 13 Mile Solar, LLC | 100 | Non-regulated
Captain Solar, LLC | 64457_G_FACCA | 64457 | G | FACCA |  | Solar PV |  | MIS_LMI | Michigan | 26 | Genesee | 49 | 26049 | 2 | 0 | 2020 | 9999 |  |  | N | Solar | [13 empty] | 0 | 0 | 0 | 0 | [11 empty] | Captain Solar, LLC | 100 | Captain Solar, LLC | 100 | Non-regulated
Coldwater Solar, LLC | 64458_G_FAACW | 64458 | G | FAACW |  | Solar PV |  | MIS_LMI | Michigan | 26 | Genesee | 49 | 26049 | 2 | 0 | 2020 | 9999 |  |  | N | Solar | [13 empty] | 0 | 0 | 0 | 0 | [11 empty] | Coldwater Solar, LLC | 100 | Coldwater Solar, LLC | 100 | Non-regulated
Geddes 1 Solar, LLC | 64459_G_FACG1 | 64459 | G | FACG1 |  | Solar PV |  | MIS_LMI | Michigan | 26 | Saginaw | 145 | 26145 | 2 | 0 | 2020 | 9999 |  |  | N | Solar | [13 empty] | 0 | 0 | 0 | 0 | [11 empty] | Geddes 1 Solar, LLC | 100 | Geddes 1 Solar, LLC | 100 | Non-regulated
Jack Francis Solar, LLC | 64460_G_FACJF | 64460 | G | FACJF |  | Solar PV |  | MIS_LMI | Michigan | 26 | Genesee | 49 | 26049 | 2 | 0 | 2020 | 9999 |  |  | N | Solar | [13 empty] | 0 | 0 | 0 | 0 | [11 empty] | Jack Francis Solar, LLC | 100 | Jack Francis Solar, LLC | 100 | Non-regulated
May Shannon Solar, LLC | 64461_G_FACMS | 64461 | G | FACMS |  | Solar PV |  | MIS_LMI | Michigan | 26 | Genesee | 49 | 26049 | 2 | 0 | 2020 | 9999 |  |  | N | Solar | [13 empty] | 0 | 0 | 0 | 0 | [11 empty] | May Shannon Solar, LLC | 100 | May Shannon Solar, LLC | 100 | Non-regulated
Stoneheart Solar, LLC | 64462_G_FACSH | 64462 | G | FACSH |  | Solar PV |  | MIS_LMI | Michigan | 26 | Saginaw | 145 | 26145 | 2 | 0 | 2020 | 9999 |  |  | N | Solar | [13 empty] | 0 | 0 | 0 | 0 | [11 empty] | Stoneheart Solar, LLC | 100 | Stoneheart Solar, LLC | 100 | Non-regulated
Workman Road Solar Farm, LLC | 64463_G_FACWR | 64463 | G | FACWR |  | Solar PV |  | MIS_LMI | Michigan | 26 | Missaukee | 113 | 26113 | 2 | 0 | 2020 | 9999 |  |  | N | Solar | [13 empty] | 0 | 0 | 0 | 0 | [11 empty] | Workman Road Solar Farm, LLC | 100 | Workman Road Solar Farm, LLC | 100 | Non-regulated
Clendenin A Community Solar, LLC CSG | 64464_G_CLEN | 64464 | G | CLEN |  | Solar PV |  | MIS_IL | Illinois | 17 | Williamson | 199 | 17199 | 2 | 0 | 2021 | 9999 |  |  | N | Solar | [13 empty] | 0 | 0 | 0 | 0 | [11 empty] | Clendenin A Community Solar, LLC | 100 | Clendenin A Community Solar, LLC | 100 | Non-regulated
Kern A Community Solar, LLC CSG | 64465_G_KERN | 64465 | G | KERN |  | Solar PV |  | MIS_IL | Illinois | 17 | Franklin | 55 | 17055 | 2 | 0 | 2021 | 9999 |  |  | N | Solar | [13 empty] | 0 | 0 | 0 | 0 | [11 empty] | Kern A Community Solar, LLC | 100 | Kern A Community Solar, LLC | 100 | Non-regulated
Lukuc B Community Solar LLC CSG | 64466_G_LUKC | 64466 | G | LUKC |  | Solar PV |  | MIS_IL | Illinois | 17 | Williamson | 199 | 17199 | 2 | 0 | 2021 | 9999 |  |  | N | Solar | [13 empty] | 0 | 0 | 0 | 0 | [11 empty] | Lukuc B Community Solar LLC | 100 | Lukuc B Community Solar LLC | 100 | Non-regulated
CSG Mt. Morris 2, LLC | 64467_G_MTMO | 64467 | G | MTMO |  | Solar PV |  | PJM_COMD | Illinois | 17 | Ogle | 141 | 17141 | 2 | 0 | 2021 | 9999 |  |  | N | Solar | [13 empty] | 0 | 0 | 0 | 0 | [11 empty] | CSG Mt. Morris 2, LLC | 100 | CSG Mt. Morris 2, LLC | 100 | Non-regulated
Tower Road Solar, LLC CSG | 64468_G_BOIG | 64468 | G | BOIG |  | Solar PV |  | PJM_COMD | Illinois | 17 | Dekalb | 37 | 17037 | 2 | 0 | 2021 | 9999 |  |  | N | Solar | [13 empty] | 0 | 0 | 0 | 0 | [11 empty] | Tower Road Solar, LLC | 100 | Tower Road Solar, LLC | 100 | Non-regulated
OE_ALD | 64469_G_OEALD | 64469 | G | OEALD |  | Solar PV |  | S_SOU | Alabama | 1 | Covington | 39 | 01039 | 80 | 0 | 2023 | 9999 |  |  | N | Solar | [13 empty] | 0 | 0 | 0 | 0 | [11 empty] | OE_ALD | 100 | OE_ALD | 100 | Non-regulated
Interchange Solar, LLC | 64470_G_FACIC | 64470 | G | FACIC |  | Solar PV |  | MIS_LMI | Michigan | 26 | Genesee | 49 | 26049 | 2 | 0 | 2020 | 9999 |  |  | N | Solar | [13 empty] | 0 | 0 | 0 | 0 | [11 empty] | Interchange Solar, LLC | 100 | Interchange Solar, LLC | 100 | Non-regulated
Byron Highway Solar | 64471_G_BYHWY | 64471 | G | BYHWY |  | Solar PV |  | WEC_CALN | California | 6 | Contra Costa | 13 | 06013 | 5 | 0 | 2022 | 9999 |  |  | N | Solar | [13 empty] | 0 | 0 | 0 | 0 | [11 empty] | RPCA Solar 3, LLC | 100 | RPCA Solar 3, LLC | 100 | Non-regulated
Berry Road Solar | 64472_G_BERRY | 64472 | G | BERRY |  | Solar PV |  | S_VACA | South Carolina | 45 | Greenville | 45 | 45045 | 2 | 0 | 2021 | 9999 |  |  | N | Solar | [13 empty] | 0 | 0 | 0 | 0 | [11 empty] | RPSC Solar 3, LLC | 100 | RPSC Solar 3, LLC | 100 | Non-regulated
Norman Solar | 64473_G_NORMN | 64473 | G | NORMN |  | Solar PV |  | SPP_WEST | Oklahoma | 40 | Cleveland | 27 | 40027 | 2 | 0 | 2021 | 9999 |  |  | N | Solar | [13 empty] | 0 | 0 | 0 | 0 | [11 empty] | DG Central 1, LLC | 100 | DG Central 1, LLC | 100 | Non-regulated
Swansboro Solar, LLC | 64476_G_1102 | 64476 | G | 1102 |  | Solar PV |  | S_VACA | North Carolina | 37 | Onslow | 133 | 37133 | 4.9 | 0 | 2021 | 9999 |  |  | N | Solar | [13 empty] | 0 | 0 | 0 | 0 | [11 empty] | TransAlta Corporation | 100 | TransAlta Corporation | 100 | Non-regulated
Suncaster, LLC | 64477_G_1 | 64477 | G | 1 |  | Solar PV |  | S_VACA | North Carolina | 37 | Wayne | 191 | 37191 | 2.4 | 0 | 2021 | 9999 |  |  | N | Solar | [13 empty] | 0 | 0 | 0 | 0 | [11 empty] | TransAlta Corporation | 100 | TransAlta Corporation | 100 | Non-regulated
1034 Catherine Lake Solar, LLC | 64478_G_1034 | 64478 | G | 1034 |  | Solar PV |  | S_VACA | North Carolina | 37 | Onslow | 133 | 37133 | 4.9 | 0 | 2021 | 9999 |  |  | N | Solar | [13 empty] | 0 | 0 | 0 | 0 | [11 empty] | TransAlta Corporation | 100 | TransAlta Corporation | 100 | Non-regulated
Novel Handeland Solar LLC (CSG) | 64479_G_HNDLD | 64479 | G | HNDLD |  | Solar PV |  | MIS_MNWI | Minnesota | 27 | Yellow Medicine | 173 | 27173 | 1 | 0 | 2022 | 9999 |  |  | N | Solar | [13 empty] | 0 | 0 | 0 | 0 | [11 empty] | REA Investments, LLC | 100 | REA Investments, LLC | 100 | Non-regulated
Rice Two Solar CSG | 64480_G_TC3 | 64480 | G | TC3 |  | Solar PV |  | MIS_MNWI | Minnesota | 27 | Rice | 131 | 27131 | 0.8 | 0 | 2021 | 9999 |  |  | N | Solar | [13 empty] | 0 | 0 | 0 | 0 | [11 empty] | Rice Community Solar Two LLC | 100 | Rice Community Solar Two LLC | 100 | Non-regulated
Arlington Energy Center II | 64481_G_AEC1 | 64481 | G | AEC1 |  | Solar PV |  | WECC_SCE | California | 6 | Riverside | 65 | 06065 | 100 | 0 | 2022 | 9999 |  |  | N | Solar | [13 empty] | 0 | 0 | 0 | 0 | [11 empty] | Arlington Energy Center II | 100 | Arlington Energy Center II | 100 | Non-regulated
Arlington Energy Center II | 64481_G_AEC2 | 64481 | G | AEC2 |  | Solar PV |  | WECC_SCE | California | 6 | Riverside | 65 | 06065 | 133 | 0 | 2023 | 9999 |  |  | N | Solar | [13 empty] | 0 | 0 | 0 | 0 | [11 empty] | Arlington Energy Center II | 100 | Arlington Energy Center II | 100 | Non-regulated
Arlington Energy Center II | 64481_G_AEC2B | 64481 | G | AEC2B |  | Energy Storage |  | WECC_SCE | California | 6 | Riverside | 65 | 06065 | 132 | 0 | 2022 | 9999 |  |  | N | Energy Storage | [13 empty] | 0 | 0 | 0 | 0 | [11 empty] | Arlington Energy Center II | 100 | Arlington Energy Center II | 100 | Non-regulated
Novel Stavem Solar LLC CSG | 64482_G_STAVM | 64482 | G | STAVM |  | Solar PV |  | MIS_MNWI | Minnesota | 27 | Pope | 121 | 27121 | 1 | 0 | 2021 | 9999 |  |  | N | Solar | [13 empty] | 0 | 0 | 0 | 0 | [11 empty] | REA Investments, LLC | 100 | REA Investments, LLC | 100 | Non-regulated
Novel Sunnyfield Farms Solar LLC CSG | 64483_G_SNYFD | 64483 | G | SNYFD |  | Solar PV |  | MIS_MNWI | Minnesota | 27 | Wabasha | 157 | 27157 | 1 | 0 | 2022 | 9999 |  |  | N | Solar | [13 empty] | 0 | 0 | 0 | 0 | [11 empty] | REA Investments, LLC | 100 | REA Investments, LLC | 100 | Non-regulated
Novel Schroeder Solar LLC CSG | 64484_G_SCRDR | 64484 | G | SCRDR |  | Solar PV |  | MIS_MNWI | Minnesota | 27 | Renville | 129 | 27129 | 1 | 0 | 2023 | 9999 |  |  | N | Solar | [13 empty] | 0 | 0 | 0 | 0 | [11 empty] | REA Investments, LLC | 100 | REA Investments, LLC | 100 | Non-regulated
Novel Caroline Solar, LLC CSG | 64485_G_CRLNE | 64485 | G | CRLNE |  | Solar PV |  | MIS_MNWI | Minnesota | 27 | Chisago | 25 | 27025 | 1 | 0 | 2023 | 9999 |  |  | N | Solar | [13 empty] | 0 | 0 | 0 | 0 | [11 empty] | REA Investments, LLC | 100 | REA Investments, LLC | 100 | Non-regulated
Novel David Solar LLC CSG | 64486_G_DAVID | 64486 | G | DAVID |  | Solar PV |  | MIS_MNWI | Minnesota | 27 | Waseca | 161 | 27161 | 1 | 0 | 2022 | 9999 |  |  | N | Solar | [13 empty] | 0 | 0 | 0 | 0 | [11 empty] | REA Investments, LLC | 100 | REA Investments, LLC | 100 | Non-regulated
Novel Huneke Solar LLC CSG | 64487_G_HNKE | 64487 | G | HNKE |  | Solar PV |  | MIS_MNWI | Minnesota | 27 | Goodhue | 49 | 27049 | 1 | 0 | 2021 | 9999 |  |  | N | Solar | [13 empty] | 0 | 0 | 0 | 0 | [11 empty] | REA Investments, LLC | 100 | REA Investments, LLC | 100 | Non-regulated
Novel Denzer Solar LLC CSG | 64488_G_DNZR | 64488 | G | DNZR |  | Solar PV |  | MIS_MNWI | Minnesota | 27 | Winona | 169 | 27169 | 1 | 0 | 2022 | 9999 |  |  | N | Solar | [13 empty] | 0 | 0 | 0 | 0 | [11 empty] | REA Investments, LLC | 100 | REA Investments, LLC | 100 | Non-regulated
Resurgence Solar | 64489_G_GEN1 | 64489 | G | GEN1 |  | Solar PV |  | WECC_SCE | California | 6 | San Bernardino | 71 | 06071 | 138 | 0 | 2023 | 9999 |  |  | N | Solar | [13 empty] | 0 | 0 | 0 | 0 | [11 empty] | Resurgence Solar | 100 | Resurgence Solar | 100 | Non-regulated
Resurgence Solar | 64489_G_GEN2 | 64489 | G | GEN2 |  | Energy Storage |  | WECC_SCE | California | 6 | San Bernardino | 71 | 06071 | 115 | 0 | 2023 | 9999 |  |  | N | Energy Storage | [13 empty] | 0 | 0 | 0 | 0 | [11 empty] | Resurgence Solar | 100 | Resurgence Solar | 100 | Non-regulated
Azusa | 6449_G_1 | 6449 | G | 1 |  | Hydro |  | WECC_SCE | California | 6 | Los Angeles | 37 | 06037 | 2 | 0 | 1949 | 9999 |  |  | N | Hydro | [13 empty] | 0 | 0 | 0 | 0 | [11 empty] | Pasadena Water & Power Dept | 100 | Pasadena Water & Power Dept | 100 | Regulated
Hendershot Solar, LLC | 64496_G_FACHE | 64496 | G | FACHE |  | Solar PV |  | MIS_LMI | Michigan | 26 | Lenawee | 91 | 26091 | 2 | 0 | 2021 | 9999 |  |  | N | Solar | [13 empty] | 0 | 0 | 0 | 0 | [11 empty] | Hendershot Solar, LLC | 100 | Hendershot Solar, LLC | 100 | Non-regulated
Hazel Solar, LLC | 64497_G_FACHA | 64497 | G | FACHA |  | Solar PV |  | MIS_LMI | Michigan | 26 | Montcalm | 117 | 26117 | 2 | 0 | 2021 | 9999 |  |  | N | Solar | [13 empty] | 0 | 0 | 0 | 0 | [11 empty] | Hazel Solar, LLC | 100 | Hazel Solar, LLC | 100 | Non-regulated
Geddes 2 Solar, LLC | 64498_G_FACG2 | 64498 | G | FACG2 |  | Solar PV |  | MIS_LMI | Michigan | 26 | Saginaw | 145 | 26145 | 2 | 0 | 2021 | 9999 |  |  | N | Solar | [13 empty] | 0 | 0 | 0 | 0 | [11 empty] | Geddes 2 Solar, LLC | 100 | Geddes 2 Solar, LLC | 100 | Non-regulated
Bullhead Solar, LLC | 64499_G_FACBH | 64499 | G | FACBH |  | Solar PV |  | MIS_LMI | Michigan | 26 | Hillsdale | 59 | 26059 | 2 | 0 | 2021 | 9999 |  |  | N | Solar | [13 empty] | 0 | 0 | 0 | 0 | [11 empty] | Bullhead Solar, LLC | 100 | Bullhead Solar, LLC | 100 | Non-regulated
Big Bend | 645_G_1 | 645 | G | 1 |  | Solar PV |  | FRCC | Florida | 12 | Hillsborough | 57 | 12057 | 19.8 | 0 | 2017 | 9999 |  |  | N | Solar | [13 empty] | 0 | 0 | 0 | 0 | [11 empty] | Tampa Electric Co | 100 | TECO Energy Inc | 100 | Regulated
Big Bend | 645_G_GT4 | 645 | G | GT4 | 90409 | Combustion Turbine |  | FRCC | Florida | 12 | Hillsborough | 57 | 12057 | 56 | 11825 | 2009 | 9999 |  |  | N | Natural Gas, Distillate Fuel Oil |  |  |  | H2O | [8 empty] | 0.06 | 0.09076 | 0.09076 | 0.09076 | 0.09076 | [11 empty] | Tampa Electric Co | 100 | TECO Energy Inc | 100 | Regulated
Big Bend | 645_G_GT5 | 645 | G | GT5 |  | Combined Cycle |  | FRCC | Florida | 12 | Hillsborough | 57 | 12057 | 360 | 7050 | 2021 | 9999 |  |  | N | Natural Gas |  |  |  | DLNB | SCR | [8 empty] | 0.011 | 0.011 | 0.011 | 0.011 | [11 empty] | Tampa Electric Co | 100 | TECO Energy Inc | 100 | Regulated
Big Bend | 645_G_GT6 | 645 | G | GT6 |  | Combined Cycle |  | FRCC | Florida | 12 | Hillsborough | 57 | 12057 | 360 | 7050 | 2021 | 9999 |  |  | N | Natural Gas |  |  |  | DLNB | SCR | [8 empty] | 0.011 | 0.011 | 0.011 | 0.011 | [11 empty] | Tampa Electric Co | 100 | TECO Energy Inc | 100 | Regulated
Big Bend | 645_G_ST1 | 645 | G | ST1 | 467 | Combined Cycle |  | FRCC | Florida | 12 | Hillsborough | 57 | 12057 | 335 | 7050 | 1970 | 9999 |  |  | N | Natural Gas |  |  |  | NH3 + other | SCR | 2010 | [6 empty] | 6.5 | 0.011 | 0.011 | 0.011 | 0.011 | [11 empty] | Tampa Electric Co | 100 | Tampa Electric Co | 100 | Regulated
Proctor | 6450_G_1 | 6450 | G | 1 |  | Hydro |  | NENGREST | Vermont | 50 | Rutland | 21 | 50021 | 1.6 | 0 | 1927 | 9999 |  |  | N | Hydro | [13 empty] | 0 | 0 | 0 | 0 | [11 empty] | Green Mountain Power Corp | 100 | Gaz Métropolitain & Co LP | 100 | Regulated
Proctor | 6450_G_2 | 6450 | G | 2 |  | Hydro |  | NENGREST | Vermont | 50 | Rutland | 21 | 50021 | 0.7 | 0 | 1905 | 9999 |  |  | N | Hydro | [13 empty] | 0 | 0 | 0 | 0 | [11 empty] | Green Mountain Power Corp | 100 | Gaz Métropolitain & Co LP | 100 | Regulated
Proctor | 6450_G_3 | 6450 | G | 3 |  | Hydro |  | NENGREST | Vermont | 50 | Rutland | 21 | 50021 | 0.7 | 0 | 1905 | 9999 |  |  | N | Hydro | [13 empty] | 0 | 0 | 0 | 0 | [11 empty] | Green Mountain Power Corp | 100 | Gaz Métropolitain & Co LP | 100 | Regulated
Proctor | 6450_G_4 | 6450 | G | 4 |  | Hydro |  | NENGREST | Vermont | 50 | Rutland | 21 | 50021 | 0.7 | 0 | 1905 | 9999 |  |  | N | Hydro | [13 empty] | 0 | 0 | 0 | 0 | [11 empty] | Green Mountain Power Corp | 100 | Gaz Métropolitain & Co LP | 100 | Regulated
Proctor | 6450_G_5 | 6450 | G | 5 |  | Hydro |  | NENGREST | Vermont | 50 | Rutland | 21 | 50021 | 2.8 | 0 | 1984 | 9999 |  |  | N | Hydro | [13 empty] | 0 | 0 | 0 | 0 | [11 empty] | Green Mountain Power Corp | 100 | Gaz Métropolitain & Co LP | 100 | Regulated
Angola Solar, LLC | 64500_G_FACAN | 64500 | G | FACAN |  | Solar PV |  | MIS_LMI | Michigan | 26 | Branch | 23 | 26023 | 2 | 0 | 2021 | 9999 |  |  | N | Solar | [13 empty] | 0 | 0 | 0 | 0 | [11 empty] | Angola Solar, LLC | 100 | Angola Solar, LLC | 100 | Non-regulated
7448 Candlewood Road | 64502_G_1 | 64502 | G | 1 |  | Solar PV |  | PJM_SMAC | Maryland | 24 | Anne Arundel | 3 | 24003 | 1.5 | 0 | 2020 | 9999 |  |  | N | Solar | [13 empty] | 0 | 0 | 0 | 0 | [11 empty] | Hartz Solar, LLC | 100 | Hartz Solar, LLC | 100 | Non-regulated
Palmer Community Solar LLC CSG | 64503_G_PALM | 64503 | G | PALM |  | Solar PV |  | MIS_MNWI | Minnesota | 27 | Chisago | 25 | 27025 | 1 | 0 | 2021 | 9999 |  |  | N | Solar | [13 empty] | 0 | 0 | 0 | 0 | [11 empty] | Palmer Community Solar LLC | 100 | Palmer Community Solar LLC | 100 | Non-regulated
Medin 2 Community Solar LLC CSG | 64504_G_MED2 | 64504 | G | MED2 |  | Solar PV |  | MIS_MNWI | Minnesota | 27 | Chisago | 25 | 27025 | 1 | 0 | 2021 | 9999 |  |  | N | Solar | [13 empty] | 0 | 0 | 0 | 0 | [11 empty] | Medin 2 Community Solar LLC | 100 | Medin 2 Community Solar LLC | 100 | Non-regulated
Flathead Landfill to Gas Energy Facility | 64505_G_LFGE1 | 64505 | G | LFGE1 |  | Landfill Gas |  | WECC_MT | Montana | 30 | Flathead | 29 | 30029 | 1.6 | 8513 | 2009 | 9999 |  |  | N | Landfill Gas | [13 empty] | 0.22117 | 0.22117 | 0.22117 | 0.22117 | [11 empty] | Flathead Electric Coop Inc | 100 | Flathead Electric Coop Inc | 100 | Regulated
Flathead Landfill to Gas Energy Facility | 64505_G_LFGE2 | 64505 | G | LFGE2 |  | Landfill Gas |  | WECC_MT | Montana | 30 | Flathead | 29 | 30029 | 1.6 | 14104 | 2023 | 9999 |  |  | N | Landfill Gas | [11 empty] | 0 |  | 0.09 | 0.09 | 0.09 | 0.09 | [11 empty] | Flathead Electric Coop Inc | 100 | Flathead Electric Coop Inc | 100 | Regulated
Cokato CSG | 64506_G_COK | 64506 | G | COK |  | Solar PV |  | MIS_MNWI | Minnesota | 27 | Wright | 171 | 27171 | 4 | 0 | 2021 | 9999 |  |  | N | Solar | [13 empty] | 0 | 0 | 0 | 0 | [11 empty] | Cokato Holdco LLC | 100 | Cokato Holdco LLC | 100 | Non-regulated
OETN1 | 64507_G_OETN1 | 64507 | G | OETN1 |  | Solar PV |  | S_C_TVA | Tennessee | 47 | Obion | 131 | 47131 | 100 | 0 | 2022 | 9999 |  |  | N | Solar | [11 empty] | 0 |  | 0 | 0 | 0 | 0 | [11 empty] | OE_TN1 | 100 | OE_TN1 | 100 | Non-regulated
Hall Solar Energy Storage | 64508_G_BAT1 | 64508 | G | BAT1 |  | Energy Storage |  | S_VACA | North Carolina | 37 | Duplin | 61 | 37061 | 2.5 | 0 | 2022 | 9999 |  |  | N | Energy Storage | [13 empty] | 0 | 0 | 0 | 0 | [11 empty] | North Carolina El Member Corp | 100 | North Carolina El Member Corp | 100 | Regulated
Hall Solar Energy Storage | 64508_G_SOL1 | 64508 | G | SOL1 |  | Solar PV |  | S_VACA | North Carolina | 37 | Duplin | 61 | 37061 | 2 | 0 | 2022 | 9999 |  |  | N | Solar | [13 empty] | 0 | 0 | 0 | 0 | [11 empty] | North Carolina El Member Corp | 100 | North Carolina El Member Corp | 100 | Regulated
South River H4 Solar Energy Storage | 64509_G_BAT1 | 64509 | G | BAT1 |  | Energy Storage |  | S_VACA | North Carolina | 37 | Sampson | 163 | 37163 | 0.6 | 0 | 2023 | 9999 |  |  | N | Energy Storage | [13 empty] | 0 | 0 | 0 | 0 | [11 empty] | North Carolina El Member Corp | 100 | North Carolina El Member Corp | 100 | Regulated
South River H4 Solar Energy Storage | 64509_G_SOL1 | 64509 | G | SOL1 |  | Solar PV |  | S_VACA | North Carolina | 37 | Sampson | 163 | 37163 | 0.5 | 0 | 2023 | 9999 |  |  | N | Solar | [13 empty] | 0 | 0 | 0 | 0 | [11 empty] | North Carolina El Member Corp | 100 | North Carolina El Member Corp | 100 | Regulated
Beldens | 6451_G_1 | 6451 | G | 1 |  | Hydro |  | NENGREST | Vermont | 50 | Addison | 1 | 50001 | 0.6 | 0 | 1913 | 9999 |  |  | N | Hydro | [13 empty] | 0 | 0 | 0 | 0 | [11 empty] | Green Mountain Power Corp | 100 | Gaz Métropolitain & Co LP | 100 | Regulated
Beldens | 6451_G_2 | 6451 | G | 2 |  | Hydro |  | NENGREST | Vermont | 50 | Addison | 1 | 50001 | 0.6 | 0 | 1913 | 9999 |  |  | N | Hydro | [13 empty] | 0 | 0 | 0 | 0 | [11 empty] | Green Mountain Power Corp | 100 | Gaz Métropolitain & Co LP | 100 | Regulated
Beldens | 6451_G_HC3 | 6451 | G | HC3 |  | Hydro |  | NENGREST | Vermont | 50 | Addison | 1 | 50001 | 3.2 | 0 | 1988 | 9999 |  |  | N | Hydro | [13 empty] | 0 | 0 | 0 | 0 | [11 empty] | Green Mountain Power Corp | 100 | Gaz Métropolitain & Co LP | 100 | Regulated
Arba Solar Energy Storage | 64510_G_BAT1 | 64510 | G | BAT1 |  | Energy Storage |  | S_VACA | North Carolina | 37 | Greene | 79 | 37079 | 5.1 | 0 | 2023 | 9999 |  |  | N | Energy Storage | [13 empty] | 0 | 0 | 0 | 0 | [11 empty] | North Carolina El Member Corp | 100 | North Carolina El Member Corp | 100 | Regulated
Arba Solar Energy Storage | 64510_G_SOL1 | 64510 | G | SOL1 |  | Solar PV |  | S_VACA | North Carolina | 37 | Greene | 79 | 37079 | 5 | 0 | 2023 | 9999 |  |  | N | Solar | [13 empty] | 0 | 0 | 0 | 0 | [11 empty] | North Carolina El Member Corp | 100 | North Carolina El Member Corp | 100 | Regulated
Rose Acre Solar Energy Storage | 64511_G_BAT1 | 64511 | G | BAT1 |  | Energy Storage |  | S_VACA | North Carolina | 37 | Hyde | 95 | 37095 | 2.5 | 0 | 2023 | 9999 |  |  | N | Energy Storage | [13 empty] | 0 | 0 | 0 | 0 | [11 empty] | North Carolina El Member Corp | 100 | North Carolina El Member Corp | 100 | Regulated
Rose Acre Solar Energy Storage | 64511_G_SOL1 | 64511 | G | SOL1 |  | Solar PV |  | S_VACA | North Carolina | 37 | Hyde | 95 | 37095 | 2 | 0 | 2023 | 9999 |  |  | N | Solar | [13 empty] | 0 | 0 | 0 | 0 | [11 empty] | North Carolina El Member Corp | 100 | North Carolina El Member Corp | 100 | Regulated
Hamlet Solar Energy Storage | 64512_G_BAT1 | 64512 | G | BAT1 |  | Energy Storage |  | S_VACA | North Carolina | 37 | Richmond | 153 | 37153 | 0.5 | 0 | 2023 | 9999 |  |  | N | Energy Storage | [13 empty] | 0 | 0 | 0 | 0 | [11 empty] | North Carolina El Member Corp | 100 | North Carolina El Member Corp | 100 | Regulated
Hamlet Solar Energy Storage | 64512_G_SOL1 | 64512 | G | SOL1 |  | Solar PV |  | S_VACA | North Carolina | 37 | Richmond | 153 | 37153 | 0.5 | 0 | 2023 | 9999 |  |  | N | Solar | [13 empty] | 0 | 0 | 0 | 0 | [11 empty] | North Carolina El Member Corp | 100 | North Carolina El Member Corp | 100 | Regulated
Wake RJ3 Solar Energy Storage | 64513_G_BAT1 | 64513 | G | BAT1 |  | Energy Storage |  | S_VACA | North Carolina | 37 | Wake | 183 | 37183 | 0.6 | 0 | 2023 | 9999 |  |  | N | Energy Storage | [13 empty] | 0 | 0 | 0 | 0 | [11 empty] | North Carolina El Member Corp | 100 | North Carolina El Member Corp | 100 | Regulated
Wake RJ3 Solar Energy Storage | 64513_G_SOL1 | 64513 | G | SOL1 |  | Solar PV |  | S_VACA | North Carolina | 37 | Wake | 183 | 37183 | 0.5 | 0 | 2023 | 9999 |  |  | N | Solar | [13 empty] | 0 | 0 | 0 | 0 | [11 empty] | North Carolina El Member Corp | 100 | North Carolina El Member Corp | 100 | Regulated
Ludie Brown Solar Energy Storage | 64514_G_BAT1 | 64514 | G | BAT1 |  | Energy Storage |  | S_VACA | North Carolina | 37 | Duplin | 61 | 37061 | 2.5 | 0 | 2022 | 9999 |  |  | N | Energy Storage | [13 empty] | 0 | 0 | 0 | 0 | [11 empty] | North Carolina El Member Corp | 100 | North Carolina El Member Corp | 100 | Regulated
Ludie Brown Solar Energy Storage | 64514_G_SOL1 | 64514 | G | SOL1 |  | Solar PV |  | S_VACA | North Carolina | 37 | Duplin | 61 | 37061 | 2 | 0 | 2022 | 9999 |  |  | N | Solar | [13 empty] | 0 | 0 | 0 | 0 | [11 empty] | North Carolina El Member Corp | 100 | North Carolina El Member Corp | 100 | Regulated
Lowe Solar Energy Storage | 64516_G_BAT1 | 64516 | G | BAT1 |  | Energy Storage |  | S_VACA | North Carolina | 37 | Randolph | 151 | 37151 | 2.5 | 0 | 2022 | 9999 |  |  | N | Energy Storage | [13 empty] | 0 | 0 | 0 | 0 | [11 empty] | North Carolina El Member Corp | 100 | North Carolina El Member Corp | 100 | Regulated
Lowe Solar Energy Storage | 64516_G_SOL1 | 64516 | G | SOL1 |  | Solar PV |  | S_VACA | North Carolina | 37 | Randolph | 151 | 37151 | 2 | 0 | 2022 | 9999 |  |  | N | Solar | [13 empty] | 0 | 0 | 0 | 0 | [11 empty] | North Carolina El Member Corp | 100 | North Carolina El Member Corp | 100 | Regulated
Department of Justice | 64517_G_DOJ | 64517 | G | DOJ |  | Solar PV |  | WEC_BANC | California | 6 | Sacramento | 67 | 06067 | 2.4 | 0 | 2020 | 9999 |  |  | N | Solar | [13 empty] | 0 | 0 | 0 | 0 | [11 empty] | Ecoplexus, Inc | 100 | Ecoplexus, Inc | 100 | Non-regulated
CA Institute for Women | 64518_G_CIW | 64518 | G | CIW |  | Solar PV |  | WECC_SCE | California | 6 | San Bernardino | 71 | 06071 | 1 | 0 | 2020 | 9999 |  |  | N | Solar | [13 empty] | 0 | 0 | 0 | 0 | [11 empty] | Ecoplexus, Inc | 100 | Ecoplexus, Inc | 100 | Non-regulated
Centinela State Prison | 64519_G_CENSP | 64519 | G | CENSP |  | Solar PV |  | WECC_IID | California | 6 | Imperial | 25 | 06025 | 6 | 0 | 2019 | 9999 |  |  | N | Solar | [13 empty] | 0 | 0 | 0 | 0 | [11 empty] | Ecoplexus, Inc | 100 | Ecoplexus, Inc | 100 | Non-regulated
Spencer Meadow Solar Energy Storage | 64520_G_BAT1 | 64520 | G | BAT1 |  | Energy Storage |  | S_VACA | North Carolina | 37 | Randolph | 151 | 37151 | 2.5 | 0 | 2022 | 9999 |  |  | N | Energy Storage | [13 empty] | 0 | 0 | 0 | 0 | [11 empty] | North Carolina El Member Corp | 100 | North Carolina El Member Corp | 100 | Regulated
Spencer Meadow Solar Energy Storage | 64520_G_SOL1 | 64520 | G | SOL1 |  | Solar PV |  | S_VACA | North Carolina | 37 | Randolph | 151 | 37151 | 2 | 0 | 2022 | 9999 |  |  | N | Solar | [13 empty] | 0 | 0 | 0 | 0 | [11 empty] | North Carolina El Member Corp | 100 | North Carolina El Member Corp | 100 | Regulated
Calipatria State Prison | 64521_G_CALSP | 64521 | G | CALSP |  | Solar PV |  | WECC_IID | California | 6 | Imperial | 25 | 06025 | 6 | 0 | 2019 | 9999 |  |  | N | Solar | [13 empty] | 0 | 0 | 0 | 0 | [11 empty] | Ecoplexus, Inc | 100 | Ecoplexus, Inc | 100 | Non-regulated
Old Cedar Solar Energy Storage | 64522_G_BAT1 | 64522 | G | BAT1 |  | Energy Storage |  | S_VACA | North Carolina | 37 | Randolph | 151 | 37151 | 1.3 | 0 | 2021 | 9999 |  |  | N | Energy Storage | [13 empty] | 0 | 0 | 0 | 0 | [11 empty] | North Carolina El Member Corp | 100 | North Carolina El Member Corp | 100 | Regulated
Old Cedar Solar Energy Storage | 64522_G_SOL1 | 64522 | G | SOL1 |  | Solar PV |  | S_VACA | North Carolina | 37 | Randolph | 151 | 37151 | 1 | 0 | 2021 | 9999 |  |  | N | Solar | [13 empty] | 0 | 0 | 0 | 0 | [11 empty] | North Carolina El Member Corp | 100 | North Carolina El Member Corp | 100 | Regulated
Atascadero State Hospital | 64523_G_ATASC | 64523 | G | ATASC |  | Solar PV |  | WEC_CALN | California | 6 | San Luis Obispo | 79 | 06079 | 1.1 | 0 | 2020 | 9999 |  |  | N | Solar | [13 empty] | 0 | 0 | 0 | 0 | [11 empty] | Ecoplexus, Inc | 100 | Ecoplexus, Inc | 100 | Non-regulated
SoCore Clovis 1 | 64524_G_79100 | 64524 | G | 79100 |  | Solar PV |  | SPP_SPS | New Mexico | 35 | Curry | 9 | 35009 | 2 | 0 | 2021 | 9999 |  |  | N | Solar | [13 empty] | 0 | 0 | 0 | 0 | [11 empty] | SoCore Clovis 1 LLC | 100 | SoCore Clovis 1 LLC | 100 | Non-regulated
Troupsburg | 64525_G_TB1 | 64525 | G | TB1 |  | Solar PV |  | NY_Z_C&E | New York | 36 | Steuben | 101 | 36101 | 7 | 0 | 2020 | 9999 |  |  | N | Solar | [13 empty] | 0 | 0 | 0 | 0 | [11 empty] | Solar Troupsburg LLC | 100 | Solar Troupsburg LLC | 100 | Non-regulated
Raboth - Marion Drive | 64526_G_RABTH | 64526 | G | RABTH |  | Solar PV |  | NENGREST | Massachusetts | 25 | Plymouth | 23 | 25023 | 3.5 | 0 | 2021 | 9999 |  |  | N | Solar | [13 empty] | 0 | 0 | 0 | 0 | [11 empty] | Madison Energy Holdings LLC | 100 | Madison Energy Holdings LLC | 100 | Non-regulated
Flatwood Farm | 64527_G_16507 | 64527 | G | 16507 |  | Solar PV |  | S_VACA | North Carolina | 37 | Chatham | 37 | 37037 | 5 | 0 | 2018 | 9999 |  |  | N | Solar | [13 empty] | 0 | 0 | 0 | 0 | [11 empty] | Flatwood Farm, LLC | 100 | Flatwood Farm, LLC | 100 | Non-regulated
Gambit Energy Storage - Angleton Storage | 64528_G_1 | 64528 | G | 1 |  | Energy Storage |  | ERC_REST | Texas | 48 | Brazoria | 39 | 48039 | 100 | 0 | 2021 | 9999 |  |  | N | Energy Storage | [13 empty] | 0 | 0 | 0 | 0 | [11 empty] | Tesla Inc. | 100 | Tesla Inc. | 100 | Non-regulated
OE_MS5 | 64529_G_MS5_S | 64529 | G | MS5_S |  | Energy Storage |  | S_C_TVA | Mississippi | 28 | Lowndes | 87 | 28087 | 50 | 0 | 2023 | 9999 |  |  | N | Energy Storage | [13 empty] | 0 | 0 | 0 | 0 | [11 empty] | OE_MS5 | 100 | OE_MS5 | 100 | Non-regulated
OE_MS5 | 64529_G_OEMS5 | 64529 | G | OEMS5 |  | Solar PV |  | S_C_TVA | Mississippi | 28 | Lowndes | 87 | 28087 | 200 | 0 | 2023 | 9999 |  |  | N | Solar | [13 empty] | 0 | 0 | 0 | 0 | [11 empty] | OE_MS5 | 100 | OE_MS5 | 100 | Non-regulated
Woodville Solar | 64530_G_1 | 64530 | G | 1 |  | Solar PV |  | NENGREST | Rhode Island | 44 | Washington | 9 | 44009 | 4.5 | 0 | 2023 | 9999 |  |  | N | Solar | [13 empty] | 0 | 0 | 0 | 0 | [11 empty] | Standard Solar | 100 | Standard Solar | 100 | Non-regulated
Noosa Energy Storage LLC | 64531_G_KOV4A | 64531 | G | KOV4A |  | Energy Storage |  | WEC_CALN | California | 6 | San Joaquin | 77 | 06077 | 99 | 0 | 2023 | 9999 |  |  | N | Energy Storage | [13 empty] | 0 | 0 | 0 | 0 | [11 empty] | Noosa Energy Storage LLC | 100 | Noosa Energy Storage LLC | 100 | Non-regulated
Norton | 64532_G_NORTN | 64532 | G | NORTN |  | Solar PV |  | NENGREST | Massachusetts | 25 | Bristol | 5 | 25005 | 1.4 | 0 | 2023 | 9999 |  |  | N | Solar | [13 empty] | 0 | 0 | 0 | 0 | [11 empty] | Madison Energy Holdings LLC | 100 | Madison Energy Holdings LLC | 100 | Non-regulated
Fort Green Solar Power Plant | 64533_G_PV1 | 64533 | G | PV1 |  | Solar PV |  | FRCC | Florida | 12 | Hardee | 49 | 12049 | 74.9 | 0 | 2022 | 9999 |  |  | N | Solar | [13 empty] | 0 | 0 | 0 | 0 | [11 empty] | Duke Energy Florida, LLC | 100 | Duke Energy Florida, LLC | 100 | Regulated
Darien Solar | 64534_G_1 | 64534 | G | 1 |  | Solar PV |  | MIS_WUMS | Wisconsin | 55 | Rock | 105 | 55105 | 250 | 0 | 2024 | 9999 |  |  | N | Solar | [13 empty] | 0 | 0 | 0 | 0 | [11 empty] | Wisconsin Electric Power Co | 75 | Wisconsin Electric Power Co | 75 | Regulated
Darien Solar | 64534_G_2 | 64534 | G | 2 |  | Energy Storage |  | MIS_WUMS | Wisconsin | 55 | Rock | 105 | 55105 | 75 | 0 | 2024 | 9999 |  |  | N | Energy Storage | [13 empty] | 0 | 0 | 0 | 0 | [11 empty] | Wisconsin Electric Power Co | 75 | Wisconsin Electric Power Co | 75 | Regulated
Camden Solar LLC | 64535_G_KOV4A | 64535 | G | KOV4A |  | Solar PV |  | PJM_Dom | North Carolina | 37 | Camden | 29 | 37029 | 20 | 0 | 2021 | 9999 |  |  | N | Solar | [13 empty] | 0 | 0 | 0 | 0 | [11 empty] | Camden Solar LLC | 100 | Camden Solar LLC | 100 | Non-regulated
Prairie Solar LLC | 64536_G_KOV4A | 64536 | G | KOV4A |  | Solar PV |  | MIS_IL | Illinois | 17 | Champaign | 19 | 17019 | 150 | 0 | 2024 | 9999 |  |  | N | Solar | [13 empty] | 0 | 0 | 0 | 0 | [11 empty] | Prairie Solar LLC | 100 | Prairie Solar LLC | 100 | Non-regulated
Corazon Energy LLC | 64538_G_KOV4A | 64538 | G | KOV4A |  | Solar PV |  | ERC_REST | Texas | 48 | Webb | 479 | 48479 | 200 | 0 | 2021 | 9999 |  |  | N | Solar | [13 empty] | 0 | 0 | 0 | 0 | [11 empty] | Corazon Energy LLC | 100 | Corazon Energy LLC | 100 | Non-regulated
Potic Solar | 64541_G_1 | 64541 | G | 1 |  | Solar PV |  | NY_Z_F | New York | 36 | Greene | 39 | 36039 | 4.9 | 0 | 2024 | 9999 |  |  | N | Solar | [13 empty] | 0 | 0 | 0 | 0 | [11 empty] | FPS Potic Solar LLC | 100 | FPS Potic Solar LLC | 100 | Non-regulated
Coxsackie Solar | 64542_G_1 | 64542 | G | 1 |  | Solar PV |  | NY_Z_F | New York | 36 | Greene | 39 | 36039 | 5 | 0 | 2022 | 9999 |  |  | N | Solar | [13 empty] | 0 | 0 | 0 | 0 | [11 empty] | FPS Coxsackie Solar LLC | 100 | FPS Coxsackie Solar LLC | 100 | Non-regulated
Cedar Creek Solar | 64543_G_1 | 64543 | G | 1 |  | Solar PV |  | PJM_EMAC | Delaware | 10 | New Castle | 3 | 10003 | 114 | 0 | 2024 | 9999 |  |  | N | Solar | [13 empty] | 0 | 0 | 0 | 0 | [11 empty] | FPS Cedar Creek Solar LLC | 100 | FPS Cedar Creek Solar LLC | 100 | Non-regulated
Ranchland Wind Project II | 64544_G_WT2 | 64544 | G | WT2 |  | Onshore Wind |  | ERC_WEST | Texas | 48 | Callahan | 59 | 48059 | 148 | 0 | 2023 | 9999 |  |  | N | Wind | [13 empty] | 0 | 0 | 0 | 0 | [11 empty] | Ranchland Wind Project II, LLC | 100 | Ranchland Wind Project II, LLC | 100 | Non-regulated
Ranchland Wind Storage | 64545_G_BA | 64545 | G | BA |  | Energy Storage |  | ERC_WEST | Texas | 48 | Callahan | 59 | 48059 | 73 | 0 | 2023 | 9999 |  |  | N | Energy Storage | [13 empty] | 0 | 0 | 0 | 0 | [11 empty] | Ranchland Wind Storage, LLC | 100 | Ranchland Wind Storage, LLC | 100 | Non-regulated
Wynwood Energy Storage | 64546_G_1 | 64546 | G | 1 |  | Energy Storage |  | FRCC | Florida | 12 | Miami Dade | 86 | 12086 | 10 | 0 | 2019 | 9999 |  |  | N | Energy Storage | [13 empty] | 0 | 0 | 0 | 0 | [11 empty] | Florida Power & Light Co | 100 | Florida Power & Light Co | 100 | Regulated
Turtle Creek | 64547_G_1 | 64547 | G | 1 |  | Combustion Turbine |  | SPP_NEBR | Nebraska | 31 | Sarpy | 153 | 31153 | 221.1 | 9905 | 2024 | 9999 |  |  | N | Natural Gas | [13 empty] | 0.011 | 0.011 | 0.011 | 0.011 | [11 empty] | Omaha Public Power District | 100 | Omaha Public Power District | 100 | Regulated
Turtle Creek | 64547_G_2 | 64547 | G | 2 |  | Combustion Turbine |  | SPP_NEBR | Nebraska | 31 | Sarpy | 153 | 31153 | 221.1 | 9905 | 2024 | 9999 |  |  | N | Natural Gas | [13 empty] | 0.011 | 0.011 | 0.011 | 0.011 | [11 empty] | Omaha Public Power District | 100 | Omaha Public Power District | 100 | Regulated
Standing Bear Lake | 64548_G_1 | 64548 | G | 1 |  | Combustion Turbine | IC Engine | SPP_NEBR | Nebraska | 31 | Douglas | 55 | 31055 | 16.8 | 9905 | 2024 | 9999 |  |  | N | Natural Gas | [11 empty] | 0 |  | 0.011 | 0.011 | 0.011 | 0.011 | [11 empty] | Omaha Public Power District | 100 | Omaha Public Power District | 100 | Regulated
Standing Bear Lake | 64548_G_2 | 64548 | G | 2 |  | Combustion Turbine | IC Engine | SPP_NEBR | Nebraska | 31 | Douglas | 55 | 31055 | 16.8 | 9905 | 2024 | 9999 |  |  | N | Natural Gas | [11 empty] | 0 |  | 0.011 | 0.011 | 0.011 | 0.011 | [11 empty] | Omaha Public Power District | 100 | Omaha Public Power District | 100 | Regulated
Standing Bear Lake | 64548_G_3 | 64548 | G | 3 |  | Combustion Turbine | IC Engine | SPP_NEBR | Nebraska | 31 | Douglas | 55 | 31055 | 16.8 | 9905 | 2024 | 9999 |  |  | N | Natural Gas | [11 empty] | 0 |  | 0.011 | 0.011 | 0.011 | 0.011 | [11 empty] | Omaha Public Power District | 100 | Omaha Public Power District | 100 | Regulated
Standing Bear Lake | 64548_G_4 | 64548 | G | 4 |  | Combustion Turbine | IC Engine | SPP_NEBR | Nebraska | 31 | Douglas | 55 | 31055 | 16.8 | 9905 | 2024 | 9999 |  |  | N | Natural Gas | [11 empty] | 0 |  | 0.011 | 0.011 | 0.011 | 0.011 | [11 empty] | Omaha Public Power District | 100 | Omaha Public Power District | 100 | Regulated
Standing Bear Lake | 64548_G_5 | 64548 | G | 5 |  | Combustion Turbine | IC Engine | SPP_NEBR | Nebraska | 31 | Douglas | 55 | 31055 | 16.8 | 9905 | 2024 | 9999 |  |  | N | Natural Gas | [11 empty] | 0 |  | 0.011 | 0.011 | 0.011 | 0.011 | [11 empty] | Omaha Public Power District | 100 | Omaha Public Power District | 100 | Regulated
Standing Bear Lake | 64548_G_6 | 64548 | G | 6 |  | Combustion Turbine | IC Engine | SPP_NEBR | Nebraska | 31 | Douglas | 55 | 31055 | 16.8 | 9905 | 2024 | 9999 |  |  | N | Natural Gas | [11 empty] | 0 |  | 0.011 | 0.011 | 0.011 | 0.011 | [11 empty] | Omaha Public Power District | 100 | Omaha Public Power District | 100 | Regulated
Standing Bear Lake | 64548_G_7 | 64548 | G | 7 |  | Combustion Turbine | IC Engine | SPP_NEBR | Nebraska | 31 | Douglas | 55 | 31055 | 16.8 | 9905 | 2024 | 9999 |  |  | N | Natural Gas | [11 empty] | 0 |  | 0.011 | 0.011 | 0.011 | 0.011 | [11 empty] | Omaha Public Power District | 100 | Omaha Public Power District | 100 | Regulated
Standing Bear Lake | 64548_G_8 | 64548 | G | 8 |  | Combustion Turbine | IC Engine | SPP_NEBR | Nebraska | 31 | Douglas | 55 | 31055 | 16.8 | 9905 | 2024 | 9999 |  |  | N | Natural Gas | [11 empty] | 0 |  | 0.011 | 0.011 | 0.011 | 0.011 | [11 empty] | Omaha Public Power District | 100 | Omaha Public Power District | 100 | Regulated
Standing Bear Lake | 64548_G_9 | 64548 | G | 9 |  | Combustion Turbine | IC Engine | SPP_NEBR | Nebraska | 31 | Douglas | 55 | 31055 | 16.8 | 9905 | 2024 | 9999 |  |  | N | Natural Gas | [11 empty] | 0 |  | 0.011 | 0.011 | 0.011 | 0.011 | [11 empty] | Omaha Public Power District | 100 | Omaha Public Power District | 100 | Regulated
Smithfield Solar Farm, LLC | 64549_G_PV1 | 64549 | G | PV1 |  | Solar PV |  | NENGREST | Rhode Island | 44 | Providence | 7 | 44007 | 2.4 | 0 | 2020 | 9999 |  |  | N | Solar | [13 empty] | 0 | 0 | 0 | 0 | [11 empty] | Smithfield Solar Farm | 100 | Smithfield Solar Farm | 100 | Non-regulated
Coastal Virginia Offshore Wind (CVOW) commercial project | 64550_G_CVOWC | 64550 | G | CVOWC |  | Offshore Wind |  | PJM_Dom | Virginia | 51 | Virginia Beach | 810 | 51810 | 1265 | 0 | 2027 | 9999 |  |  | N | Wind | [13 empty] | 0 | 0 | 0 | 0 | [11 empty] | Dominion Energy Inc. | 100 | Dominion Energy Inc. | 100 | Regulated
Ranchland Wind Project I | 64551_G_WT2 | 64551 | G | WT2 |  | Onshore Wind |  | ERC_WEST | Texas | 48 | Callahan | 59 | 48059 | 114.9 | 0 | 2023 | 9999 |  |  | N | Wind | [13 empty] | 0 | 0 | 0 | 0 | [11 empty] | Ranchland Wind Project I, LLC | 100 | Ranchland Wind Project I, LLC | 100 | Non-regulated
Downtown Generation Plant | 64552_G_1 | 64552 | G | 1 |  | Combustion Turbine | IC Engine | MIS_MIDA | Iowa | 19 | Adair | 1 | 19001 | 2.5 | 9905 | 2020 | 9999 |  |  | N | Distillate Fuel Oil | [13 empty] | 0.011 | 0.011 | 0.011 | 0.011 | [11 empty] | City of Greenfield - (IA) | 100 | City of Greenfield - (IA) | 100 | Regulated
Downtown Generation Plant | 64552_G_2 | 64552 | G | 2 |  | Combustion Turbine | IC Engine | MIS_MIDA | Iowa | 19 | Adair | 1 | 19001 | 2.5 | 9905 | 2020 | 9999 |  |  | N | Distillate Fuel Oil | [13 empty] | 0.011 | 0.011 | 0.011 | 0.011 | [11 empty] | City of Greenfield - (IA) | 100 | City of Greenfield - (IA) | 100 | Regulated
Riverstart Solar Park LLC | 64553_G_GEN01 | 64553 | G | GEN01 |  | Solar PV |  | PJM_West | Indiana | 18 | Randolph | 135 | 18135 | 200 | 0 | 2021 | 9999 |  |  | N | Solar | [13 empty] | 0 | 0 | 0 | 0 | [11 empty] | Riverstart Solar Park LLC | 100 | Riverstart Solar Park LLC | 100 | Non-regulated
Bright Field Solar LLC(CSG) | 64554_G_BF | 64554 | G | BF |  | Solar PV |  | NY_Z_B | New York | 36 | Allegany | 3 | 36003 | 4 | 0 | 2021 | 9999 |  |  | N | Solar | [13 empty] | 0 | 0 | 0 | 0 | [11 empty] | Nautilus Solar Solutions | 100 | Nautilus Solar Solutions | 100 | Non-regulated
Bright Oak Solar LLC(CSG) | 64555_G_BO | 64555 | G | BO |  | Solar PV |  | NY_Z_B | New York | 36 | Genesee | 37 | 36037 | 4 | 0 | 2021 | 9999 |  |  | N | Solar | [13 empty] | 0 | 0 | 0 | 0 | [11 empty] | Nautilus Solar Solutions | 100 | Nautilus Solar Solutions | 100 | Non-regulated
Bright Hill Solar LLC(CSG) | 64556_G_BH | 64556 | G | BH |  | Solar PV |  | NY_Z_B | New York | 36 | Livingston | 51 | 36051 | 5 | 0 | 2021 | 9999 |  |  | N | Solar | [13 empty] | 0 | 0 | 0 | 0 | [11 empty] | Nautilus Solar Solutions | 100 | Nautilus Solar Solutions | 100 | Non-regulated
River Valley LLC (NY) (CSG) | 64557_G_RV | 64557 | G | RV |  | Solar PV |  | NY_Z_A | New York | 36 | Cattaraugus | 9 | 36009 | 5 | 0 | 2021 | 9999 |  |  | N | Solar | [13 empty] | 0 | 0 | 0 | 0 | [11 empty] | Nautilus Solar Solutions | 100 | Nautilus Solar Solutions | 100 | Non-regulated
Chuckwalla Solar, LLC | 64558_G_CHW | 64558 | G | CHW |  | Solar PV |  | WECC_SNV | Nevada | 32 | Clark | 3 | 32003 | 200 | 0 | 2025 | 9999 |  |  | N | Solar | [13 empty] | 0 | 0 | 0 | 0 | [11 empty] | Chuckwalla Solar, LLC | 100 | Chuckwalla Solar, LLC | 100 | Non-regulated
Chuckwalla Solar, LLC | 64558_G_CHW1 | 64558 | G | CHW1 |  | Energy Storage |  | WECC_SNV | Nevada | 32 | Clark | 3 | 32003 | 180 | 0 | 2025 | 9999 |  |  | N | Energy Storage | [13 empty] | 0 | 0 | 0 | 0 | [11 empty] | Chuckwalla Solar, LLC | 100 | Chuckwalla Solar, LLC | 100 | Non-regulated
Wallingford Solar | 64559_G_WS | 64559 | G | WS |  | Solar PV |  | NENG_CT | Connecticut | 9 | New Haven | 9 | 09009 | 16.1 | 0 | 2021 | 9999 |  |  | N | Solar | [13 empty] | 0 | 0 | 0 | 0 | [11 empty] | Wallingford Renewable Energy, LLC | 100 | Wallingford Renewable Energy, LLC | 100 | Non-regulated
Carver Falls | 6456_G_1 | 6456 | G | 1 |  | Hydro |  | NY_Z_F | New York | 36 | Washington | 115 | 36115 | 1.3 | 0 | 1922 | 9999 |  |  | N | Hydro | [13 empty] | 0 | 0 | 0 | 0 | [11 empty] | Green Mountain Power Corp | 100 | Gaz Métropolitain & Co LP | 100 | Regulated
Carver Falls | 6456_G_2 | 6456 | G | 2 |  | Hydro |  | NY_Z_F | New York | 36 | Washington | 115 | 36115 | 0.6 | 0 | 1922 | 9999 |  |  | N | Hydro | [13 empty] | 0 | 0 | 0 | 0 | [11 empty] | Green Mountain Power Corp | 100 | Gaz Métropolitain & Co LP | 100 | Regulated
Tioga Solar South(CSG) | 64560_G_TSS | 64560 | G | TSS |  | Solar PV |  | NY_Z_C&E | New York | 36 | Tioga | 107 | 36107 | 5 | 0 | 2021 | 9999 |  |  | N | Solar | [13 empty] | 0 | 0 | 0 | 0 | [11 empty] | 237 State Route 96 Site 2, LLC | 100 | 237 State Route 96 Site 2, LLC | 100 | Non-regulated
Tioga Solar North(CSG) | 64561_G_TSN | 64561 | G | TSN |  | Solar PV |  | NY_Z_C&E | New York | 36 | Tioga | 107 | 36107 | 5 | 0 | 2021 | 9999 |  |  | N | Solar | [13 empty] | 0 | 0 | 0 | 0 | [11 empty] | 237 State Route 96 Site 1, LLC | 100 | 237 State Route 96 Site 1, LLC | 100 | Non-regulated
Washingtonville(CSG) | 64562_G_WAS | 64562 | G | WAS |  | Solar PV |  | NY_Z_G-I | New York | 36 | Orange | 71 | 36071 | 2 | 0 | 2021 | 9999 |  |  | N | Solar | [13 empty] | 0 | 0 | 0 | 0 | [11 empty] | Washingtonville | 100 | Washingtonville | 100 | Non-regulated
Novel Stein Solar LLC CSG | 64563_G_STEIN | 64563 | G | STEIN |  | Solar PV |  | MIS_MNWI | Minnesota | 27 | Chisago | 25 | 27025 | 1 | 0 | 2022 | 9999 |  |  | N | Solar | [13 empty] | 0 | 0 | 0 | 0 | [11 empty] | REA Investments, LLC | 100 | REA Investments, LLC | 100 | Non-regulated
Arlington Energy Center III | 64564_G_AEC3 | 64564 | G | AEC3 |  | Solar PV |  | WECC_SCE | California | 6 | Riverside | 65 | 06065 | 131 | 0 | 2022 | 9999 |  |  | N | Solar | [13 empty] | 0 | 0 | 0 | 0 | [11 empty] | Arlington Energy Center III | 100 | Arlington Energy Center III | 100 | Non-regulated
Arlington Energy Center III | 64564_G_AEC3B | 64564 | G | AEC3B |  | Energy Storage |  | WECC_SCE | California | 6 | Riverside | 65 | 06065 | 110 | 0 | 2022 | 9999 |  |  | N | Energy Storage | [13 empty] | 0 | 0 | 0 | 0 | [11 empty] | Arlington Energy Center III | 100 | Arlington Energy Center III | 100 | Non-regulated
Apalachicola | 64565_G_GPAPA | 64565 | G | GPAPA |  | Solar PV |  | S_SOU | Georgia | 13 | Richmond | 245 | 13245 | 2.5 | 0 | 2019 | 9999 |  |  | N | Solar | [13 empty] | 0 | 0 | 0 | 0 | [11 empty] | Westbound Solar LLC | 100 | Westbound Solar LLC | 100 | Non-regulated
Central Line Solar, LLC | 64566_G_CNTRL | 64566 | G | CNTRL |  | Solar PV |  | WECC_AZ | Arizona | 4 | Pinal | 21 | 04021 | 100 | 0 | 2022 | 9999 |  |  | N | Solar | [13 empty] | 0 | 0 | 0 | 0 | [11 empty] | AES Distributed Energy | 100 | AES Distributed Energy | 100 | Non-regulated
Cement City Solar, LLC | 64567_G_CMCTY | 64567 | G | CMCTY |  | Solar PV |  | MIS_LMI | Michigan | 26 | Lenawee | 91 | 26091 | 20 | 0 | 2023 | 9999 |  |  | N | Solar | [13 empty] | 0 | 0 | 0 | 0 | [11 empty] | AES Distributed Energy | 100 | AES Distributed Energy | 100 | Non-regulated
Letts Creek Solar, LLC | 64568_G_LETTS | 64568 | G | LETTS |  | Solar PV |  | MIS_LMI | Michigan | 26 | Jackson | 75 | 26075 | 15 | 0 | 2022 | 9999 |  |  | N | Solar | [13 empty] | 0 | 0 | 0 | 0 | [11 empty] | AES Distributed Energy | 100 | AES Distributed Energy | 100 | Non-regulated
Arnold Cochran | 64569_G_GPACO | 64569 | G | GPACO |  | Solar PV |  | S_SOU | Georgia | 13 | Bleckley | 23 | 13023 | 1.7 | 0 | 2020 | 9999 |  |  | N | Solar | [13 empty] | 0 | 0 | 0 | 0 | [11 empty] | Westbound Solar LLC | 100 | Westbound Solar LLC | 100 | Non-regulated
Columbia Substation | 64570_G_GPCOL | 64570 | G | GPCOL |  | Solar PV |  | S_VACA | Georgia | 13 | Columbia | 73 | 13073 | 2 | 0 | 2020 | 9999 |  |  | N | Solar | [13 empty] | 0 | 0 | 0 | 0 | [11 empty] | Westbound Solar LLC | 100 | Westbound Solar LLC | 100 | Non-regulated
Coody Cochran | 64571_G_GPCOD | 64571 | G | GPCOD |  | Solar PV |  | S_SOU | Georgia | 13 | Bleckley | 23 | 13023 | 2.6 | 0 | 2019 | 9999 |  |  | N | Solar | [13 empty] | 0 | 0 | 0 | 0 | [11 empty] | Westbound Solar LLC | 100 | Westbound Solar LLC | 100 | Non-regulated
Dudley | 64572_G_1 | 64572 | G | 1 |  | Solar PV |  | NENGREST | Massachusetts | 25 | Worcester | 27 | 25027 | 3 | 0 | 2018 | 9999 |  |  | N | Solar | [13 empty] | 0 | 0 | 0 | 0 | [11 empty] | AMP MA Dudley | 100 | AMP MA Dudley | 100 | Non-regulated
Joe Jenny | 64573_G_1 | 64573 | G | 1 |  | Solar PV |  | NENGREST | Massachusetts | 25 | Worcester | 27 | 25027 | 1 | 0 | 2018 | 9999 |  |  | N | Solar | [13 empty] | 0 | 0 | 0 | 0 | [11 empty] | AMP MA Joe Jenny | 100 | AMP MA Joe Jenny | 100 | Non-regulated
Westport Community Solar Garden | 64574_G_1 | 64574 | G | 1 |  | Solar PV |  | NENGREST | Massachusetts | 25 | Bristol | 5 | 25005 | 2 | 0 | 2017 | 9999 |  |  | N | Solar | [13 empty] | 0 | 0 | 0 | 0 | [11 empty] | BWC Bass River LLC | 100 | BWC Bass River LLC | 100 | Non-regulated
Mendon | 64575_G_1 | 64575 | G | 1 |  | Solar PV |  | NENGREST | Massachusetts | 25 | Worcester | 27 | 25027 | 2.6 | 0 | 2017 | 9999 |  |  | N | Solar | [13 empty] | 0 | 0 | 0 | 0 | [11 empty] | BWC Box Pond LLC | 100 | BWC Box Pond LLC | 100 | Non-regulated
Minisink CSG | 64577_G_MIN | 64577 | G | MIN |  | Solar PV |  | NY_Z_G-I | New York | 36 | Orange | 71 | 36071 | 1 | 0 | 2021 | 9999 |  |  | N | Solar | [13 empty] | 0 | 0 | 0 | 0 | [11 empty] | Minisink Solar LLC | 100 | Minisink Solar LLC | 100 | Non-regulated
Slate Hill(CSG) | 64578_G_SLT | 64578 | G | SLT |  | Solar PV |  | NY_Z_G-I | New York | 36 | Orange | 71 | 36071 | 2 | 0 | 2021 | 9999 |  |  | N | Solar | [13 empty] | 0 | 0 | 0 | 0 | [11 empty] | Slate Hill Solar LLC | 100 | Slate Hill Solar LLC | 100 | Non-regulated
Broadway 2 - UC Riverside | 64579_G_GEN1 | 64579 | G | GEN1 |  | Solar PV |  | WECC_SCE | California | 6 | Riverside | 65 | 06065 | 3 | 0 | 2014 | 9999 |  |  | N | Solar | [13 empty] | 0 | 0 | 0 | 0 | [11 empty] | Solar Star California XXIX LLC | 100 | Solar Star California XXIX LLC | 100 | Non-regulated
Broadway 2 - Tucson Phase II | 64580_G_GEN | 64580 | G | GEN |  | Solar PV |  | WECC_AZ | Arizona | 4 | Pima | 19 | 04019 | 3 | 0 | 2013 | 9999 |  |  | N | Solar | [13 empty] | 0 | 0 | 0 | 0 | [11 empty] | Solar Star Arizona IV LLC | 100 | Solar Star Arizona IV LLC | 100 | Non-regulated
Pullman Solar, LLC | 64581_G_PULMN | 64581 | G | PULMN |  | Solar PV |  | MIS_LMI | Michigan | 26 | Allegan | 5 | 26005 | 20 | 0 | 2022 | 9999 |  |  | N | Solar | [13 empty] | 0 | 0 | 0 | 0 | [11 empty] | AES Distributed Energy | 100 | AES Distributed Energy | 100 | Non-regulated
Shawnee - GA | 64582_G_GPSHA | 64582 | G | GPSHA |  | Solar PV |  | S_SOU | Georgia | 13 | Burke | 33 | 13033 | 2 | 0 | 2020 | 9999 |  |  | N | Solar | [13 empty] | 0 | 0 | 0 | 0 | [11 empty] | Westbound Solar LLC | 100 | Westbound Solar LLC | 100 | Non-regulated
Westberry Jesup | 64583_G_GPWJE | 64583 | G | GPWJE |  | Solar PV |  | S_SOU | Georgia | 13 | Wayne | 305 | 13305 | 2.6 | 0 | 2020 | 9999 |  |  | N | Solar | [13 empty] | 0 | 0 | 0 | 0 | [11 empty] | Westbound Solar LLC | 100 | Westbound Solar LLC | 100 | Non-regulated
Fountain Folkston | 64584_G_GPFTF | 64584 | G | GPFTF |  | Solar PV |  | S_SOU | Georgia | 13 | Charlton | 49 | 13049 | 2.1 | 0 | 2019 | 9999 |  |  | N | Solar | [13 empty] | 0 | 0 | 0 | 0 | [11 empty] | Westbound Solar LLC | 100 | Westbound Solar LLC | 100 | Non-regulated
Harris Shiloh | 64585_G_GPHAR | 64585 | G | GPHAR |  | Solar PV |  | S_SOU | Georgia | 13 | Harris | 145 | 13145 | 2.1 | 0 | 2020 | 9999 |  |  | N | Solar | [13 empty] | 0 | 0 | 0 | 0 | [11 empty] | Westbound Solar LLC | 100 | Westbound Solar LLC | 100 | Non-regulated
Polk Cedartown | 64586_G_GPPOL | 64586 | G | GPPOL |  | Solar PV |  | S_SOU | Georgia | 13 | Polk | 233 | 13233 | 2.2 | 0 | 2019 | 9999 |  |  | N | Solar | [13 empty] | 0 | 0 | 0 | 0 | [11 empty] | Westbound Solar LLC | 100 | Westbound Solar LLC | 100 | Non-regulated
Dover | 64587_G_1 | 64587 | G | 1 |  | Solar PV |  | NENGREST | Massachusetts | 25 | Norfolk | 21 | 25021 | 1 | 0 | 2017 | 9999 |  |  | N | Solar | [13 empty] | 0 | 0 | 0 | 0 | [11 empty] | BWC Buckmaster Pond LLC | 100 | BWC Buckmaster Pond LLC | 100 | Non-regulated
Adirondack A+B Community Solar Garden | 64588_G_1 | 64588 | G | 1 |  | Solar PV |  | NENGREST | Massachusetts | 25 | Bristol | 5 | 25005 | 5 | 0 | 2018 | 9999 |  |  | N | Solar | [13 empty] | 0 | 0 | 0 | 0 | [11 empty] | BWC Connecticut River LLC | 100 | BWC Connecticut River LLC | 100 | Non-regulated
Westport B Community Solar Garden | 64589_G_1 | 64589 | G | 1 |  | Solar PV |  | NENGREST | Massachusetts | 25 | Bristol | 5 | 25005 | 4.5 | 0 | 2018 | 9999 |  |  | N | Solar | [13 empty] | 0 | 0 | 0 | 0 | [11 empty] | BWC Hamilton Brook LLC | 100 | BWC Hamilton Brook LLC | 100 | Non-regulated
Big Fork | 6459_G_1 | 6459 | G | 1 |  | Hydro |  | WECC_MT | Montana | 30 | Flathead | 29 | 30029 | 1.9 | 0 | 1927 | 9999 |  |  | N | Hydro | [13 empty] | 0 | 0 | 0 | 0 | [11 empty] | PacifiCorp | 100 | Berkshire Hathaway Inc | 100 | Regulated
Big Fork | 6459_G_2 | 6459 | G | 2 |  | Hydro |  | WECC_MT | Montana | 30 | Flathead | 29 | 30029 | 1.9 | 0 | 1928 | 9999 |  |  | N | Hydro | [13 empty] | 0 | 0 | 0 | 0 | [11 empty] | PacifiCorp | 100 | Berkshire Hathaway Inc | 100 | Regulated
Big Fork | 6459_G_3 | 6459 | G | 3 |  | Hydro |  | WECC_MT | Montana | 30 | Flathead | 29 | 30029 | 0.8 | 0 | 1910 | 9999 |  |  | N | Hydro | [13 empty] | 0 | 0 | 0 | 0 | [11 empty] | PacifiCorp | 100 | Berkshire Hathaway Inc | 100 | Regulated
O'Brien Solar Fields | 64590_G_OBSFN | 64590 | G | OBSFN |  | Solar PV |  | MIS_WUMS | Wisconsin | 55 | Dane | 25 | 55025 | 8.3 | 0 | 2021 | 9999 |  |  | N | Solar | [13 empty] | 0 | 0 | 0 | 0 | [11 empty] | Madison Gas & Electric Co | 100 | Madison Gas & Electric Co | 100 | Regulated
O'Brien Solar Fields | 64590_G_OBSFS | 64590 | G | OBSFS |  | Solar PV |  | MIS_WUMS | Wisconsin | 55 | Dane | 25 | 55025 | 8.3 | 0 | 2021 | 9999 |  |  | N | Solar | [13 empty] | 0 | 0 | 0 | 0 | [11 empty] | Madison Gas & Electric Co | 100 | Madison Gas & Electric Co | 100 | Regulated
O'Brien Solar Fields | 64590_G_OBSFW | 64590 | G | OBSFW |  | Solar PV |  | MIS_WUMS | Wisconsin | 55 | Dane | 25 | 55025 | 5.5 | 0 | 2021 | 9999 |  |  | N | Solar | [13 empty] | 0 | 0 | 0 | 0 | [11 empty] | Madison Gas & Electric Co | 100 | Madison Gas & Electric Co | 100 | Regulated
El Algodon Alto Wind Farm, LLC | 64591_G_EEA | 64591 | G | EEA |  | Onshore Wind |  | ERC_REST | Texas | 48 | San Patricio | 409 | 48409 | 200.2 | 0 | 2022 | 9999 |  |  | N | Wind | [13 empty] | 0 | 0 | 0 | 0 | [11 empty] | El Algodon Alto Wind Farm, LLC | 100 | El Algodon Alto Wind Farm, LLC | 100 | Non-regulated
3 MW LLC | 64592_G_GEN1 | 64592 | G | GEN1 |  | Fossil Waste |  | WECC_CO | Colorado | 8 | Gunnison | 51 | 08051 | 1 | 8785 | 2013 | 9999 |  |  | N | Fossil Waste | [13 empty] | 0.05352 | 0.05352 | 0.05352 | 0.05352 | [11 empty] | 3MW LLC | 100 | Vessels Corbon Solutions Inc | 100 | Non-regulated
3 MW LLC | 64592_G_GEN2 | 64592 | G | GEN2 |  | Fossil Waste |  | WECC_CO | Colorado | 8 | Gunnison | 51 | 08051 | 1 | 8785 | 2013 | 9999 |  |  | N | Fossil Waste | [13 empty] | 0.05352 | 0.05352 | 0.05352 | 0.05352 | [11 empty] | 3MW LLC | 100 | Vessels Corbon Solutions Inc | 100 | Non-regulated
3 MW LLC | 64592_G_GEN3 | 64592 | G | GEN3 |  | Fossil Waste |  | WECC_CO | Colorado | 8 | Gunnison | 51 | 08051 | 1 | 8785 | 2013 | 9999 |  |  | N | Fossil Waste | [13 empty] | 0.05352 | 0.05352 | 0.05352 | 0.05352 | [11 empty] | 3MW LLC | 100 | Vessels Corbon Solutions Inc | 100 | Non-regulated
Bellisario Solar 1 | 64593_G_B1 | 64593 | G | B1 |  | Solar PV |  | NY_Z_C&E | New York | 36 | Cortland | 23 | 36023 | 5 | 0 | 2021 | 9999 |  |  | N | Solar | [13 empty] | 0 | 0 | 0 | 0 | [11 empty] | Lapeer-Cortland Solar, LLC | 100 | Lapeer-Cortland Solar, LLC | 100 | Non-regulated
Bellisario Solar 2 | 64594_G_B1 | 64594 | G | B1 |  | Solar PV |  | NY_Z_C&E | New York | 36 | Cortland | 23 | 36023 | 5 | 0 | 2021 | 9999 |  |  | N | Solar | [13 empty] | 0 | 0 | 0 | 0 | [11 empty] | Lapeer-Cortland Solar, LLC | 100 | Lapeer-Cortland Solar, LLC | 100 | Non-regulated
Bellisario Solar 3 | 64595_G_B1 | 64595 | G | B1 |  | Solar PV |  | NY_Z_C&E | New York | 36 | Cortland | 23 | 36023 | 5 | 0 | 2021 | 9999 |  |  | N | Solar | [13 empty] | 0 | 0 | 0 | 0 | [11 empty] | Lapeer-Cortland Solar, LLC | 100 | Lapeer-Cortland Solar, LLC | 100 | Non-regulated
Bald Mountain Solar | 64598_G_GEN1 | 64598 | G | GEN1 |  | Solar PV |  | NY_Z_F | New York | 36 | Washington | 115 | 36115 | 20 | 0 | 2024 | 9999 |  |  | N | Solar | [13 empty] | 0 | 0 | 0 | 0 | [11 empty] | Bald Mountain Solar LLC | 100 | Bald Mountain Solar LLC | 100 | Non-regulated
Greens Corners Solar | 64599_G_GEN1 | 64599 | G | GEN1 |  | Solar PV |  | NY_Z_C&E | New York | 36 | Jefferson | 45 | 36045 | 120 | 0 | 2024 | 9999 |  |  | N | Solar | [13 empty] | 0 | 0 | 0 | 0 | [11 empty] | Greens Corners Solar | 100 | Greens Corners Solar | 100 | Non-regulated
Prologis L.P | 64600_G_PLDPL | 64600 | G | PLDPL |  | Solar PV |  | WEC_CALN | California | 6 | San Joaquin | 77 | 06077 | 3 | 0 | 2018 | 9999 |  |  | N | Solar | [13 empty] | 0 | 0 | 0 | 0 | [11 empty] | Prologis | 100 | Prologis | 100 | Non-regulated
County of San Diego COC Hybrid | 64601_G_ESS | 64601 | G | ESS |  | Energy Storage |  | WEC_SDGE | California | 6 | San Diego | 73 | 06073 | 0.5 | 0 | 2020 | 9999 |  |  | N | Energy Storage | [13 empty] | 0 | 0 | 0 | 0 | [11 empty] | 53 SP Solar Trust | 100 | 53 SP Solar Trust | 100 | Non-regulated
County of San Diego COC Hybrid | 64601_G_PV | 64601 | G | PV |  | Solar PV |  | WEC_SDGE | California | 6 | San Diego | 73 | 06073 | 1.7 | 0 | 2020 | 9999 |  |  | N | Solar | [13 empty] | 0 | 0 | 0 | 0 | [11 empty] | Solar Star California LXXVIII, LLC | 100 | Solar Star California LXXVIII, LLC | 100 | Non-regulated
Kirby Road Solar, LLC | 64602_G_KBR | 64602 | G | KBR |  | Solar PV |  | PJM_SMAC | Maryland | 24 | Prince Georges | 33 | 24033 | 1.3 | 0 | 2021 | 9999 |  |  | N | Solar | [13 empty] | 0 | 0 | 0 | 0 | [11 empty] | Nautilus Solar Solutions | 100 | Nautilus Solar Solutions | 100 | Non-regulated
TPE King Solar Holdings1, LLC (CSG) | 64603_G_KING1 | 64603 | G | KING1 |  | Solar PV |  | NENGREST | Rhode Island | 44 | Providence | 7 | 44007 | 12.7 | 0 | 2022 | 9999 |  |  | N | Solar | [13 empty] | 0 | 0 | 0 | 0 | [11 empty] | Nautilus Solar Solutions | 100 | Nautilus Solar Solutions | 100 | Non-regulated
MNCPPC Randall Farm | 64604_G_X0009 | 64604 | G | X0009 |  | Solar PV |  | PJM_SMAC | Maryland | 24 | Prince Georges | 33 | 24033 | 1.4 | 0 | 2020 | 9999 |  |  | N | Solar | [13 empty] | 0 | 0 | 0 | 0 | [11 empty] | Standard Solar | 100 | Standard Solar | 100 | Non-regulated
TPE Hopkins Solar Holdings1, LLC | 64605_G_64605 | 64605 | G | 64605 |  | Solar PV |  | NENGREST | Rhode Island | 44 | Kent | 3 | 44003 | 4.8 | 0 | 2020 | 9999 |  |  | N | Solar | [13 empty] | 0 | 0 | 0 | 0 | [11 empty] | Nautilus Solar Solutions | 100 | Nautilus Solar Solutions | 100
Burns Solar One LLC | 64606_G_64606 | 64606 | G | 64606 |  | Solar PV |  | PJM_SMAC | Maryland | 24 | Baltimore | 5 | 24005 | 2 | 0 | 2020 | 9999 |  |  | N | Solar | [13 empty] | 0 | 0 | 0 | 0 | [11 empty] | Nautilus Solar Solutions | 100 | Nautilus Solar Solutions | 100 | Non-regulated
MC6 Hydro Facility | 64607_G_GEN1 | 64607 | G | GEN1 |  | Hydro |  | WECC_ID | Idaho | 16 | Ada | 1 | 16001 | 2.3 | 0 | 2021 | 9999 |  |  | N | Hydro | [13 empty] | 0 | 0 | 0 | 0 | [11 empty] | MC6 Hydro Facility | 100 | Sorenson Engineering Inc | 100 | Non-regulated
Hostetter Solar One, LLC | 64608_G_64608 | 64608 | G | 64608 |  | Solar PV |  | PJM_AP | Maryland | 24 | Washington | 43 | 24043 | 2 | 0 | 2020 | 9999 |  |  | N | Solar | [13 empty] | 0 | 0 | 0 | 0 | [11 empty] | Nautilus Solar Solutions | 100 | Nautilus Solar Solutions | 100 | Non-regulated
Amazon MDW6 Solar Project | 64610_G_MDW6 | 64610 | G | MDW6 |  | Solar PV |  | PJM_COMD | Illinois | 17 | Will | 197 | 17197 | 1.9 | 0 | 2020 | 9999 |  |  | N | Solar | [13 empty] | 0 | 0 | 0 | 0 | [11 empty] | ST TOTAL Strong Solar Statutory Trust | 100 | ST TOTAL Strong Solar Statutory Trust | 100 | Non-regulated
SEPV Sierra | 64611_G_1 | 64611 | G | 1 |  | Energy Storage |  | WEC_LADW | California | 6 | Los Angeles | 37 | 06037 | 6 | 0 | 2020 | 9999 |  |  | N | Energy Storage | [13 empty] | 0 | 0 | 0 | 0 | [11 empty] | SEPV Sierra, LLC | 100 | SEPV Sierra, LLC | 100 | Non-regulated
SEPV Sierra | 64611_G_2 | 64611 | G | 2 |  | Solar PV |  | WEC_LADW | California | 6 | Los Angeles | 37 | 06037 | 2.3 | 0 | 2020 | 9999 |  |  | N | Solar | [13 empty] | 0 | 0 | 0 | 0 | [11 empty] | SEPV Sierra, LLC | 100 | SEPV Sierra, LLC | 100 | Non-regulated
Kearny North Energy Storage | 64612_G_KNES | 64612 | G | KNES |  | Energy Storage |  | WEC_SDGE | California | 6 | San Diego | 73 | 06073 | 10 | 0 | 2022 | 9999 |  |  | N | Energy Storage | [13 empty] | 0 | 0 | 0 | 0 | [11 empty] | San Diego Gas & Electric Co | 100 | San Diego Gas & Electric Co | 100 | Regulated
Kearny South Energy Storage | 64614_G_KSES | 64614 | G | KSES |  | Energy Storage |  | WEC_SDGE | California | 6 | San Diego | 73 | 06073 | 10 | 0 | 2022 | 9999 |  |  | N | Energy Storage | [13 empty] | 0 | 0 | 0 | 0 | [11 empty] | San Diego Gas & Electric Co | 100 | San Diego Gas & Electric Co | 100 | Regulated
Sanford ESS, LLC | 64615_G_1 | 64615 | G | 1 |  | Energy Storage |  | NENG_ME | Maine | 23 | York | 31 | 23031 | 5 | 0 | 2023 | 9999 |  |  | N | Energy Storage | [13 empty] | 0 | 0 | 0 | 0 | [11 empty] | Sanford ESS, LLC | 100 | Sanford ESS, LLC | 100 | Non-regulated
South Portland ESS, LLC | 64616_G_1 | 64616 | G | 1 |  | Energy Storage |  | NENG_ME | Maine | 23 | Cumberland | 5 | 23005 | 10 | 0 | 2023 | 9999 |  |  | N | Energy Storage | [13 empty] | 0 | 0 | 0 | 0 | [11 empty] | South Portland ESS, LLC | 100 | South Portland ESS, LLC | 100 | Non-regulated
Kearsarge William Way | 64617_G_BWBAT | 64617 | G | BWBAT |  | Energy Storage |  | NENGREST | Massachusetts | 25 | Norfolk | 21 | 25021 | 2.6 | 0 | 2021 | 9999 |  |  | N | Energy Storage | [13 empty] | 0 | 0 | 0 | 0 | [11 empty] | Kearsarge William Way LLC | 100 | Kearsarge William Way LLC | 100 | Non-regulated
Kearsarge William Way | 64617_G_BWW | 64617 | G | BWW |  | Solar PV |  | NENGREST | Massachusetts | 25 | Norfolk | 21 | 25021 | 4.4 | 0 | 2021 | 9999 |  |  | N | Solar | [13 empty] | 0 | 0 | 0 | 0 | [11 empty] | Kearsarge William Way LLC | 100 | Kearsarge William Way LLC | 100 | Non-regulated
Kearsarge Haverhill | 64618_G_HABAT | 64618 | G | HABAT |  | Energy Storage |  | NENGREST | Massachusetts | 25 | Essex | 9 | 25009 | 2 | 0 | 2021 | 9999 |  |  | N | Energy Storage | [13 empty] | 0 | 0 | 0 | 0 | [11 empty] | Kearsarge Haverhill LLC | 100 | Kearsarge Haverhill LLC | 100 | Non-regulated
Kearsarge Haverhill | 64618_G_HAV | 64618 | G | HAV |  | Solar PV |  | NENGREST | Massachusetts | 25 | Essex | 9 | 25009 | 2.8 | 0 | 2021 | 9999 |  |  | N | Solar | [13 empty] | 0 | 0 | 0 | 0 | [11 empty] | Kearsarge Haverhill LLC | 100 | Kearsarge Haverhill LLC | 100 | Non-regulated
Kearsarge Upper Union | 64619_G_FUU | 64619 | G | FUU |  | Solar PV |  | NENGREST | Massachusetts | 25 | Norfolk | 21 | 25021 | 1 | 0 | 2023 | 9999 |  |  | N | Solar | [13 empty] | 0 | 0 | 0 | 0 | [11 empty] | Kearsarge Upper Union LLC | 100 | Kearsarge Upper Union LLC | 100 | Non-regulated
Kearsarge Upper Union | 64619_G_UUBAT | 64619 | G | UUBAT |  | Energy Storage |  | NENGREST | Massachusetts | 25 | Norfolk | 21 | 25021 | 0.8 | 0 | 2023 | 9999 |  |  | N | Energy Storage | [13 empty] | 0 | 0 | 0 | 0 | [11 empty] | Kearsarge Upper Union LLC | 100 | Kearsarge Upper Union LLC | 100 | Non-regulated
River Bend | 6462_G_1 | 6462 | G | 1 |  | Nuclear |  | MIS_LA | Louisiana | 22 | West Feliciana | 125 | 22125 | 967.5 | 10456 | 1986 | 9999 |  |  | N | Nuclear Fuel | [13 empty] | 0 | 0 | 0 | 0 | [11 empty] | Entergy Louisiana LLC | 100 | Entergy Corp | 100 | Regulated
Kearsarge Montague BD(CSG) | 64620_G_MBBAT | 64620 | G | MBBAT |  | Energy Storage |  | NENGREST | Massachusetts | 25 | Franklin | 11 | 25011 | 1.3 | 0 | 2021 | 9999 |  |  | N | Energy Storage | [13 empty] | 0 | 0 | 0 | 0 | [11 empty] | Kearsarge Montague BD LLC | 100 | Kearsarge Montague BD LLC | 100 | Non-regulated
Kearsarge Montague BD(CSG) | 64620_G_MBD | 64620 | G | MBD |  | Solar PV |  | NENGREST | Massachusetts | 25 | Franklin | 11 | 25011 | 2.5 | 0 | 2021 | 9999 |  |  | N | Solar | [13 empty] | 0 | 0 | 0 | 0 | [11 empty] | Kearsarge Montague BD LLC | 100 | Kearsarge Montague BD LLC | 100 | Non-regulated
Diamond H Dairy Power | 64622_G_GEN1 | 64622 | G | GEN1 |  | Non-Fossil Waste |  | WEC_CALN | California | 6 | Madera | 39 | 06039 | 1 | 13500 | 2021 | 9999 |  |  | N | Non-Fossil Waste | [13 empty] | 0 | 0 | 0 | 0 | [11 empty] | Madera DP 2 LLC | 100 | MDP Holding Co LLC | 100 | Non-regulated
Diamond H Dairy Power | 64622_G_GEN2 | 64622 | G | GEN2 |  | Non-Fossil Waste |  | WEC_CALN | California | 6 | Madera | 39 | 06039 | 1 | 13500 | 2021 | 9999 |  |  | N | Non-Fossil Waste | [13 empty] | 0 | 0 | 0 | 0 | [11 empty] | Madera DP 2 LLC | 100 | MDP Holding Co LLC | 100 | Non-regulated
Freeborn Wind Farm | 64623_G_FBW01 | 64623 | G | FBW01 |  | Onshore Wind |  | MIS_MNWI | Minnesota | 27 | Freeborn | 47 | 27047 | 200 | 0 | 2021 | 9999 |  |  | N | Wind | [13 empty] | 0 | 0 | 0 | 0 | [11 empty] | Northern States Power Co - Minnesota | 100 | Northern States Power Co - Minnesota | 100 | Regulated
Hudson - High Desert Hybrid | 64624_G_BESS1 | 64624 | G | BESS1 |  | Energy Storage |  | WECC_SCE | California | 6 | San Bernardino | 71 | 06071 | 50 | 0 | 2021 | 9999 |  |  | N | Energy Storage | [13 empty] | 0 | 0 | 0 | 0 | [11 empty] | MN8 Energy LLC | 100 | MN8 Energy LLC | 100 | Non-regulated
Hudson - High Desert Hybrid | 64624_G_GEN1 | 64624 | G | GEN1 |  | Solar PV |  | WECC_SCE | California | 6 | San Bernardino | 71 | 06071 | 100 | 0 | 2021 | 9999 |  |  | N | Solar | [13 empty] | 0 | 0 | 0 | 0 | [11 empty] | MN8 Energy LLC | 100 | MN8 Energy LLC | 100 | Non-regulated
Olin Creek Farm Solar | 64626_G_OLINC | 64626 | G | OLINC |  | Solar PV |  | S_VACA | North Carolina | 37 | Iredell | 97 | 37097 | 35 | 0 | 2023 | 9999 |  |  | N | Solar | [13 empty] | 0 | 0 | 0 | 0 | [11 empty] | Ecoplexus, Inc | 100 | Ecoplexus, Inc | 100 | Non-regulated
Blodgett Solar CSG | 64627_G_BLD | 64627 | G | BLD |  | Solar PV |  | NENGREST | Massachusetts | 25 | Middlesex | 17 | 25017 | 5 | 0 | 2021 | 9999 |  |  | N | Solar | [13 empty] | 0 | 0 | 0 | 0 | [11 empty] | Blodgett Street Solar 1, LLC | 100 | Blodgett Street Solar 1, LLC | 100 | Non-regulated
Blodgett Solar CSG | 64627_G_BLO | 64627 | G | BLO |  | Energy Storage |  | NENGREST | Massachusetts | 25 | Middlesex | 17 | 25017 | 5 | 0 | 2021 | 9999 |  |  | N | Energy Storage | [13 empty] | 0 | 0 | 0 | 0 | [11 empty] | Blodgett Street Solar 1, LLC | 100 | Blodgett Street Solar 1, LLC | 100 | Non-regulated
Slidematic at Rockford | 64628_G_SLIDE | 64628 | G | SLIDE |  | Solar PV |  | PJM_COMD | Illinois | 17 | Winnebago | 201 | 17201 | 1.8 | 0 | 2022 | 9999 |  |  | N | Solar | [13 empty] | 0 | 0 | 0 | 0 | [11 empty] | Luminace Solar Illinois 2, LLC | 100 | Luminace Solar Illinois 2, LLC | 100 | Non-regulated
JM Huber at Quincy | 64629_G_JMH | 64629 | G | JMH |  | Solar PV |  | MIS_IL | Illinois | 17 | Adams | 1 | 17001 | 1.5 | 0 | 2021 | 9999 |  |  | N | Solar | [13 empty] | 0 | 0 | 0 | 0 | [11 empty] | Luminace Solar Illinois 2, LLC | 100 | Luminace Solar Illinois 2, LLC | 100 | Non-regulated
Ames GT | 6463_G_GT1 | 6463 | G | GT1 |  | Combustion Turbine |  | MIS_MIDA | Iowa | 19 | Story | 169 | 19169 | 15.2 | 15553 | 1972 | 9999 |  |  | N | Distillate Fuel Oil | [12 empty] | 2.5 | 1.01 | 1.01 | 1.01 | 1.01 | [11 empty] | Ames Municipal Electric System | 100 | Ames Municipal Electric System | 100 | Regulated
Ames GT | 6463_G_GT2 | 6463 | G | GT2 | 89535 | Combustion Turbine |  | MIS_MIDA | Iowa | 19 | Story | 169 | 19169 | 25.7 | 15706 | 2005 | 9999 |  |  | N | Distillate Fuel Oil |  |  |  | H2O | [8 empty] | 0.051 | 0.14811 | 0.14811 | 0.14811 | 0.14811 | [11 empty] | Ames Municipal Electric System | 100 | Ames Municipal Electric System | 100 | Regulated
Rabbitbrush Solar, LLC | 64630_G_GEN01 | 64630 | G | GEN01 |  | Solar PV |  | WECC_SCE | California | 6 | Kern | 29 | 06029 | 100 | 0 | 2022 | 9999 |  |  | N | Solar | [13 empty] | 0 | 0 | 0 | 0 | [11 empty] | Leeward Asset Management, LLC | 100 | Leeward Asset Management, LLC | 100 | Non-regulated
Rabbitbrush Solar, LLC | 64630_G_RBBAT | 64630 | G | RBBAT |  | Energy Storage |  | WECC_SCE | California | 6 | Kern | 29 | 06029 | 20 | 0 | 2022 | 9999 |  |  | N | Energy Storage | [13 empty] | 0 | 0 | 0 | 0 | [11 empty] | Leeward Asset Management, LLC | 100 | Leeward Asset Management, LLC | 100 | Non-regulated
Jamison Solar (FL) | 64631_G_1 | 64631 | G | 1 |  | Solar PV |  | FRCC | Florida | 12 | Polk | 105 | 12105 | 74.5 | 0 | 2022 | 9999 |  |  | N | Solar | [13 empty] | 0 | 0 | 0 | 0 | [11 empty] | Tampa Electric Co | 100 | Tampa Electric Co | 100 | Regulated
Sienna Solar Farm | 64632_G_99MT8 | 64632 | G | 99MT8 |  | Solar PV |  | WECC_SCE | California | 6 | San Bernardino | 71 | 06071 | 200 | 0 | 2026 | 9999 |  |  | N | Solar | [13 empty] | 0 | 0 | 0 | 0 | [11 empty] | 99MT 8me, LLC | 100 | 99MT 8me, LLC | 100 | Non-regulated
Sienna Solar Farm | 64632_G_99MTB | 64632 | G | 99MTB |  | Energy Storage |  | WECC_SCE | California | 6 | San Bernardino | 71 | 06071 | 200 | 0 | 2024 | 9999 |  |  | N | Energy Storage | [13 empty] | 0 | 0 | 0 | 0 | [11 empty] | 99MT 8me, LLC | 100 | 99MT 8me, LLC | 100 | Non-regulated
Rexford Solar Farm | 64633_G_20SD8 | 64633 | G | 20SD8 |  | Solar PV |  | WECC_SCE | California | 6 | Tulare | 107 | 06107 | 300 | 0 | 2024 | 9999 |  |  | N | Solar | [13 empty] | 0 | 0 | 0 | 0 | [11 empty] | 20SD 8me LLC | 100 | 20SD 8me LLC | 100 | Non-regulated
Rexford Solar Farm | 64633_G_20SDB | 64633 | G | 20SDB |  | Energy Storage |  | WECC_SCE | California | 6 | Tulare | 107 | 06107 | 300 | 0 | 2024 | 9999 |  |  | N | Energy Storage | [13 empty] | 0 | 0 | 0 | 0 | [11 empty] | 20SD 8me LLC | 100 | 20SD 8me LLC | 100 | Non-regulated
Kingsley Solar Farm | 64634_G_90FI8 | 64634 | G | 90FI8 |  | Solar PV |  | WECC_IID | California | 6 | Imperial | 25 | 06025 | 360 | 0 | 2025 | 9999 |  |  | N | Solar | [13 empty] | 0 | 0 | 0 | 0 | [11 empty] | 90FI 8me, LLC | 100 | 90FI 8me, LLC | 100 | Non-regulated
Kingsley Solar Farm | 64634_G_90FIB | 64634 | G | 90FIB |  | Energy Storage |  | WECC_IID | California | 6 | Imperial | 25 | 06025 | 360 | 0 | 2024 | 9999 |  |  | N | Energy Storage | [13 empty] | 0 | 0 | 0 | 0 | [11 empty] | 90FI 8me, LLC | 100 | 90FI 8me, LLC | 100 | Non-regulated
Big Plain Solar, LLC | 64635_G_GEN01 | 64635 | G | GEN01 |  | Solar PV |  | PJM_ATSI | Ohio | 39 | Madison | 97 | 39097 | 196 | 0 | 2023 | 9999 |  |  | N | Solar | [13 empty] | 0 | 0 | 0 | 0 | [11 empty] | Leeward Asset Management, LLC | 100 | Leeward Asset Management, LLC | 100 | Non-regulated
Big Rock Solar Farm | 64636_G_92JTB | 64636 | G | 92JTB |  | Energy Storage |  | WECC_IID | California | 6 | Imperial | 25 | 06025 | 200 | 0 | 2024 | 9999 |  |  | N | Energy Storage | [13 empty] | 0 | 0 | 0 | 0 | [11 empty] | 92JT 8me, LLC | 100 | 92JT 8me, LLC | 100 | Non-regulated
Big River Solar | 64637_G_BRS | 64637 | G | BRS |  | Solar PV |  | MIS_IL | Illinois | 17 | White | 193 | 17193 | 149 | 0 | 2022 | 9999 |  |  | N | Solar | [13 empty] | 0 | 0 | 0 | 0 | [11 empty] | Big River Solar, LLC | 100 | Big River Solar, LLC | 100 | Non-regulated
Borderlands Wind, LLC | 64638_G_WBB | 64638 | G | WBB |  | Onshore Wind |  | WECC_NM | New Mexico | 35 | Catron | 3 | 35003 | 100 | 0 | 2021 | 9999 |  |  | N | Wind | [13 empty] | 0 | 0 | 0 | 0 | [11 empty] | Borderlands Wind, LLC | 100 | Borderlands Wind, LLC | 100 | Non-regulated
TG East | 64639_G_ESCA | 64639 | G | ESCA |  | Onshore Wind |  | ERC_WEST | Texas | 48 | Knox | 275 | 48275 | 336 | 0 | 2022 | 9999 |  |  | N | Wind | [13 empty] | 0 | 0 | 0 | 0 | [11 empty] | TG East Wind Project LLC | 100 | TG East Wind Project LLC | 100 | Non-regulated
Hot Springs Energy Storage & Microgrid | 64640_G_ES1 | 64640 | G | ES1 |  | Energy Storage |  | S_VACA | North Carolina | 37 | Madison | 115 | 37115 | 4.4 | 0 | 2022 | 9999 |  |  | N | Energy Storage | [13 empty] | 0 | 0 | 0 | 0 | [11 empty] | Duke Energy Progress - (NC) | 100 | Duke Energy Progress - (NC) | 100 | Regulated
Hot Springs Energy Storage & Microgrid | 64640_G_PV1 | 64640 | G | PV1 |  | Solar PV |  | S_VACA | North Carolina | 37 | Madison | 115 | 37115 | 1.9 | 0 | 2022 | 9999 |  |  | N | Solar | [13 empty] | 0 | 0 | 0 | 0 | [11 empty] | Duke Energy Progress - (NC) | 100 | Duke Energy Progress - (NC) | 100 | Regulated
Big Bend II Solar | 64641_G_2 | 64641 | G | 2 |  | Solar PV |  | FRCC | Florida | 12 | Hillsborough | 57 | 12057 | 31.5 | 0 | 2022 | 9999 |  |  | N | Solar | [13 empty] | 0 | 0 | 0 | 0 | [11 empty] | Tampa Electric Co | 100 | Tampa Electric Co | 100 | Regulated
P52ES 1755 Henryton Rd Phase 1 LLC CSG | 64642_G_HCSG | 64642 | G | HCSG |  | Solar PV |  | PJM_SMAC | Maryland | 24 | Howard | 27 | 24027 | 1.9 | 0 | 2021 | 9999 |  |  | N | Solar | [13 empty] | 0 | 0 | 0 | 0 | [11 empty] | Nautilus Solar Solutions | 100 | Nautilus Solar Solutions | 100 | Non-regulated
P52ES 1755 Henryton Rd Phase 2 LLC | 64643_G_HVNM | 64643 | G | HVNM |  | Solar PV |  | PJM_SMAC | Maryland | 24 | Howard | 27 | 24027 | 1.9 | 0 | 2021 | 9999 |  |  | N | Solar | [13 empty] | 0 | 0 | 0 | 0 | [11 empty] | Nautilus Solar Solutions | 100 | Nautilus Solar Solutions | 100 | Non-regulated
P52ES Raphel Rd Community Solar LLC | 64644_G_WM | 64644 | G | WM |  | Solar PV |  | PJM_SMAC | Maryland | 24 | Baltimore | 5 | 24005 | 1.5 | 0 | 2020 | 9999 |  |  | N | Solar | [13 empty] | 0 | 0 | 0 | 0 | [11 empty] | Nautilus Solar Solutions | 100 | Nautilus Solar Solutions | 100 | Non-regulated
Mason Solar One LLC | 64645_G_MAS | 64645 | G | MAS |  | Solar PV |  | PJM_EMAC | Maryland | 24 | Cecil | 15 | 24015 | 1 | 0 | 2020 | 9999 |  |  | N | Solar | [13 empty] | 0 | 0 | 0 | 0 | [11 empty] | Nautilus Solar Solutions | 100 | Nautilus Solar Solutions | 100 | Non-regulated
Pittman Solar One LLC | 64646_G_PITT | 64646 | G | PITT |  | Solar PV |  | PJM_AP | Maryland | 24 | Washington | 43 | 24043 | 2 | 0 | 2020 | 9999 |  |  | N | Solar | [13 empty] | 0 | 0 | 0 | 0 | [11 empty] | Nautilus Solar Solutions | 100 | Nautilus Solar Solutions | 100 | Non-regulated
Bulldog Solar One, LLC | 64647_G_QAB | 64647 | G | QAB |  | Solar PV |  | PJM_SMAC | Maryland | 24 | Prince Georges | 33 | 24033 | 2 | 0 | 2020 | 9999 |  |  | N | Solar | [13 empty] | 0 | 0 | 0 | 0 | [11 empty] | Nautilus Solar Solutions | 100 | Nautilus Solar Solutions | 100 | Non-regulated
Pivot Solar 4 LLC (CSG) | 64648_G_SC | 64648 | G | SC |  | Solar PV |  | WECC_CO | Colorado | 8 | Weld | 123 | 08123 | 2 | 0 | 2022 | 9999 |  |  | N | Solar | [13 empty] | 0 | 0 | 0 | 0 | [11 empty] | Nautilus Solar Solutions | 100 | Nautilus Solar Solutions | 100 | Non-regulated
Pivot Solar 1 LLC (CSG) | 64649_G_SC | 64649 | G | SC |  | Solar PV |  | WECC_CO | Colorado | 8 | Garfield | 45 | 08045 | 1 | 0 | 2022 | 9999 |  |  | N | Solar | [13 empty] | 0 | 0 | 0 | 0 | [11 empty] | Nautilus Solar Solutions | 100 | Nautilus Solar Solutions | 100 | Non-regulated
Pivot Solar 14 LLC (CSG) | 64650_G_SC | 64650 | G | SC |  | Solar PV |  | WECC_CO | Colorado | 8 | Morgan | 87 | 08087 | 2 | 0 | 2022 | 9999 |  |  | N | Solar | [13 empty] | 0 | 0 | 0 | 0 | [11 empty] | Nautilus Solar Solutions | 100 | Nautilus Solar Solutions | 100 | Non-regulated
Pivot Solar 2 LLC (CSG) | 64651_G_SC | 64651 | G | SC |  | Solar PV |  | WECC_CO | Colorado | 8 | Morgan | 87 | 08087 | 2 | 0 | 2022 | 9999 |  |  | N | Solar | [13 empty] | 0 | 0 | 0 | 0 | [11 empty] | Nautilus Solar Solutions | 100 | Nautilus Solar Solutions | 100 | Non-regulated
Pivot Solar 15 LLC (CSG) | 64652_G_SC | 64652 | G | SC |  | Solar PV |  | WECC_CO | Colorado | 8 | Morgan | 87 | 08087 | 1 | 0 | 2022 | 9999 |  |  | N | Solar | [13 empty] | 0 | 0 | 0 | 0 | [11 empty] | Nautilus Solar Solutions | 100 | Nautilus Solar Solutions | 100 | Non-regulated
Pivot Solar 7 LLC (CSG) | 64653_G_SC | 64653 | G | SC |  | Solar PV |  | WECC_CO | Colorado | 8 | Garfield | 45 | 08045 | 2 | 0 | 2022 | 9999 |  |  | N | Solar | [13 empty] | 0 | 0 | 0 | 0 | [11 empty] | Nautilus Solar Solutions | 100 | Nautilus Solar Solutions | 100 | Non-regulated
Pivot Solar 3 LLC (CSG) | 64654_G_SC | 64654 | G | SC |  | Solar PV |  | WECC_CO | Colorado | 8 | Garfield | 45 | 08045 | 2 | 0 | 2022 | 9999 |  |  | N | Solar | [13 empty] | 0 | 0 | 0 | 0 | [11 empty] | Nautilus Solar Solutions | 100 | Nautilus Solar Solutions | 100 | Non-regulated
Pivot Solar 8 LLC (CSG) | 64655_G_SC | 64655 | G | SC |  | Solar PV |  | WECC_CO | Colorado | 8 | Weld | 123 | 08123 | 2 | 0 | 2022 | 9999 |  |  | N | Solar | [13 empty] | 0 | 0 | 0 | 0 | [11 empty] | Nautilus Solar Solutions | 100 | Nautilus Solar Solutions | 100 | Non-regulated
Magnolia Solar | 64657_G_1 | 64657 | G | 1 |  | Solar PV |  | FRCC | Florida | 12 | Polk | 105 | 12105 | 74.5 | 0 | 2021 | 9999 |  |  | N | Solar | [13 empty] | 0 | 0 | 0 | 0 | [11 empty] | Tampa Electric Co | 100 | Tampa Electric Co | 100 | Regulated
AEUG Fleming Solar, LLC | 64658_G_AFS | 64658 | G | AFS |  | Solar PV |  | S_C_KY | Kentucky | 21 | Fleming | 69 | 21069 | 188.5 | 0 | 2026 | 9999 |  |  | N | Solar | [13 empty] | 0 | 0 | 0 | 0 | [11 empty] | Acciona Energy USA Global, LLC | 100 | Acciona Energy USA Global, LLC | 100 | Non-regulated
AEUG Madison Solar, LLC | 64659_G_AMS | 64659 | G | AMS |  | Solar PV |  | S_C_KY | Kentucky | 21 | Madison | 151 | 21151 | 100 | 0 | 2025 | 9999 |  |  | N | Solar | [13 empty] | 0 | 0 | 0 | 0 | [11 empty] | Acciona Energy USA Global, LLC | 100 | Acciona Energy USA Global, LLC | 100 | Non-regulated
AEUG Union Solar, LLC | 64660_G_AUS | 64660 | G | AUS |  | Solar PV |  | PJM_ATSI | Ohio | 39 | Union | 159 | 39159 | 325 | 0 | 2024 | 9999 |  |  | N | Solar | [13 empty] | 0 | 0 | 0 | 0 | [11 empty] | Acciona Energy USA Global, LLC | 100 | Acciona Energy USA Global, LLC | 100 | Non-regulated
Heartland Divide II | 64661_G_HDII | 64661 | G | HDII |  | Onshore Wind |  | MIS_MIDA | Iowa | 19 | Audubon | 9 | 19009 | 200 | 0 | 2022 | 9999 |  |  | N | Wind | [13 empty] | 0 | 0 | 0 | 0 | [11 empty] | Heartland Divide II | 100 | Heartland Divide II | 100 | Non-regulated
Sac County Wind, LLC | 64662_G_SAC | 64662 | G | SAC |  | Onshore Wind |  | MIS_MIDA | Iowa | 19 | Sac | 161 | 19161 | 80 | 0 | 2021 | 9999 |  |  | N | Wind | [13 empty] | 0 | 0 | 0 | 0 | [11 empty] | Sac County Wind | 100 | Sac County Wind | 100 | Non-regulated
WLWPCF Cogeneration Facility | 64663_G_EG075 | 64663 | G | EG075 |  | Non-Fossil Waste |  | WECC_PNW | Oregon | 41 | Marion | 47 | 41047 | 1.1 | 13500 | 2020 | 9999 |  |  | Y | Non-Fossil Waste | [13 empty] | 0 | 0 | 0 | 0 | [11 empty] | Salem OR (City of) | 100 | Salem OR (City of) | 100 | Regulated
Clark Road Solar 1, LLC | 64664_G_10604 | 64664 | G | 10604 |  | Solar PV |  | NENGREST | Massachusetts | 25 | Worcester | 27 | 25027 | 5 | 0 | 2020 | 9999 |  |  | N | Solar | [13 empty] | 0 | 0 | 0 | 0 | [11 empty] | Clark Road Solar 1, LLC | 100 | Clark Road Solar 1, LLC | 100 | Non-regulated
Clark Road Solar 1, LLC | 64664_G_10605 | 64664 | G | 10605 |  | Energy Storage |  | NENGREST | Massachusetts | 25 | Worcester | 27 | 25027 | 3.3 | 0 | 2021 | 9999 |  |  | N | Energy Storage | [11 empty] | 0 |  | 0 | 0 | 0 | 0 | [11 empty] | Clark Road Solar 1, LLC | 100 | Clark Road Solar 1, LLC | 100 | Non-regulated
Great Prairie Wind | 64665_G_GR01 | 64665 | G | GR01 |  | Onshore Wind |  | SPP_SPS | Texas | 48 | Hansford | 195 | 48195 | 1027 | 0 | 2022 | 9999 |  |  | N | Wind | [13 empty] | 0 | 0 | 0 | 0 | [11 empty] | Great Prairie Wind LLC | 100 | Great Prairie Wind LLC | 100 | Non-regulated
Notch Peak Solar LLC | 64669_G_KOV4A | 64669 | G | KOV4A |  | Solar PV |  | WECC_UT | Utah | 49 | Millard | 27 | 49027 | 324 | 0 | 2025 | 9999 |  |  | N | Solar | [13 empty] | 0 | 0 | 0 | 0 | [11 empty] | Notch Peak Solar LLC | 100 | Notch Peak Solar LLC | 100 | Non-regulated
Blue Jay Solar I, LLC | 64672_G_BLUEJ | 64672 | G | BLUEJ |  | Solar PV |  | ERC_REST | Texas | 48 | Grimes | 185 | 48185 | 210 | 0 | 2023 | 9999 |  |  | N | Solar | [13 empty] | 0 | 0 | 0 | 0 | [11 empty] | Blue Jay Solar I, LLC | 100 | Blue Jay Solar I, LLC | 100 | Non-regulated
Blue Jay Solar I, LLC | 64672_G_BLUJS | 64672 | G | BLUJS |  | Energy Storage |  | ERC_REST | Texas | 48 | Grimes | 185 | 48185 | 210 | 0 | 2023 | 9999 |  |  | N | Energy Storage | [13 empty] | 0 | 0 | 0 | 0 | [11 empty] | Blue Jay Solar I, LLC | 100 | Blue Jay Solar I, LLC | 100 | Non-regulated
Acton | 64673_G_ACT | 64673 | G | ACT |  | Solar PV |  | NENG_ME | Maine | 23 | York | 31 | 23031 | 3.5 | 0 | 2021 | 9999 |  |  | N | Solar | [13 empty] | 0 | 0 | 0 | 0 | [11 empty] | Acton H Road Solar 1, LLC | 100 | Acton H Road Solar 1, LLC | 100 | Non-regulated
Van Buren | 64674_G_VAN | 64674 | G | VAN |  | Solar PV |  | S_VACA | North Carolina | 37 | Sampson | 163 | 37163 | 2 | 0 | 2021 | 9999 |  |  | N | Solar | [13 empty] | 0 | 0 | 0 | 0 | [11 empty] | Van Buren Solar, LLC | 100 | Van Buren Solar, LLC | 100 | Non-regulated
Naples | 64675_G_NAP | 64675 | G | NAP |  | Solar PV |  | NENG_ME | Maine | 23 | Cumberland | 5 | 23005 | 2 | 0 | 2021 | 9999 |  |  | N | Solar | [13 empty] | 0 | 0 | 0 | 0 | [11 empty] | Naples Casco Solar 1, LLC | 100 | Naples Casco Solar 1, LLC | 100 | Non-regulated
Lake Herman | 64676_G_359 | 64676 | G | 359 |  | Solar PV |  | WEC_CALN | California | 6 | Solano | 95 | 06095 | 5 | 0 | 2021 | 9999 |  |  | N | Solar | [13 empty] | 0 | 0 | 0 | 0 | [11 empty] | Greenbacker Renewable Energy Corporation | 100 | Greenbacker Renewable Energy Corporation | 100 | Non-regulated
Ryland Road Solar | 64677_G_RYLND | 64677 | G | RYLND |  | Solar PV |  | PJM_Dom | North Carolina | 37 | Chowan | 41 | 37041 | 5 | 0 | 2021 | 9999 |  |  | N | Solar | [13 empty] | 0 | 0 | 0 | 0 | [11 empty] | Greenbacker Renewable Energy Corporation | 100 | Greenbacker Renewable Energy Corporation | 100 | Non-regulated
Windsor Hwy 17 Solar | 64678_G_WDH17 | 64678 | G | WDH17 |  | Solar PV |  | PJM_Dom | North Carolina | 37 | Bertie | 15 | 37015 | 5 | 0 | 2021 | 9999 |  |  | N | Solar | [13 empty] | 0 | 0 | 0 | 0 | [11 empty] | Greenbacker Renewable Energy Corporation | 100 | Greenbacker Renewable Energy Corporation | 100 | Non-regulated
Hamlin Solar 1, LLC | 64679_G_HS1 | 64679 | G | HS1 |  | Solar PV |  | NY_Z_B | New York | 36 | Monroe | 55 | 36055 | 5 | 0 | 2020 | 9999 |  |  | N | Solar | [13 empty] | 0 | 0 | 0 | 0 | [11 empty] | Nautilus Solar Solutions | 100 | Nautilus Solar Solutions | 100 | Non-regulated
Clifton Park Solar 1, LLC | 64680_G_CP1 | 64680 | G | CP1 |  | Solar PV |  | NY_Z_F | New York | 36 | Saratoga | 91 | 36091 | 5 | 0 | 2020 | 9999 |  |  | N | Solar | [13 empty] | 0 | 0 | 0 | 0 | [11 empty] | Nautilus Solar Solutions | 100 | Nautilus Solar Solutions | 100 | Non-regulated
Clifton Park Solar 2, LLC | 64681_G_CP2 | 64681 | G | CP2 |  | Solar PV |  | NY_Z_F | New York | 36 | Saratoga | 91 | 36091 | 2 | 0 | 2020 | 9999 |  |  | N | Solar | [13 empty] | 0 | 0 | 0 | 0 | [11 empty] | Nautilus Solar Solutions | 100 | Nautilus Solar Solutions | 100 | Non-regulated
Adams | 64682_G_ADA | 64682 | G | ADA |  | Solar PV |  | S_VACA | South Carolina | 45 | Anderson | 7 | 45007 | 2 | 0 | 2021 | 9999 |  |  | N | Solar | [13 empty] | 0 | 0 | 0 | 0 | [11 empty] | Adams Solar SC, LLC | 100 | Adams Solar SC, LLC | 100 | Non-regulated
Oak Trail Solar, LLC | 64683_G_GEN01 | 64683 | G | GEN01 |  | Solar PV |  | PJM_Dom | North Carolina | 37 | Currituck | 53 | 37053 | 100 | 0 | 2023 | 9999 |  |  | N | Solar | [13 empty] | 0 | 0 | 0 | 0 | [11 empty] | Leeward Asset Management, LLC | 100 | Leeward Asset Management, LLC | 100 | Non-regulated
Orangeville Storage | 64686_G_65002 | 64686 | G | 65002 |  | Energy Storage |  | NY_Z_A | New York | 36 | Wyoming | 121 | 36121 | 24.7 | 0 | 2022 | 9999 |  |  | N | Energy Storage | [13 empty] | 0 | 0 | 0 | 0 | [11 empty] | Invenergy Services LLC | 100 | Invenergy Services LLC | 100 | Non-regulated
Van der Hoek Solar Array/ Dairy | 64687_G_VDH | 64687 | G | VDH |  | Solar PV |  | WEC_CALN | California | 6 | Fresno | 19 | 06019 | 3 | 0 | 2017 | 9999 |  |  | N | Solar | [13 empty] | 0 | 0 | 0 | 0 | [11 empty] | Pier Van Der Hoek | 100 | Pier Van Der Hoek | 100 | Non-regulated
Plymouth Wind | 64688_G_65003 | 64688 | G | 65003 |  | Onshore Wind |  | MIS_MIDA | Iowa | 19 | Plymouth | 149 | 19149 | 200 | 0 | 2022 | 9999 |  |  | N | Wind | [13 empty] | 0 | 0 | 0 | 0 | [11 empty] | MidAmerican Energy Co | 100 | MidAmerican Energy Co | 100 | Regulated
MD - PR97 (CSG) | 64689_G_90029 | 64689 | G | 90029 |  | Solar PV |  | PJM_SMAC | Maryland | 24 | Prince Georges | 33 | 24033 | 2 | 0 | 2022 | 9999 |  |  | N | Solar | [13 empty] | 0 | 0 | 0 | 0 | [11 empty] | Distributed Solar Development, LLC | 100 | Distributed Solar Development, LLC | 100 | Non-regulated
Todd Solar | 64690_G_65004 | 64690 | G | 65004 |  | Solar PV |  | PJM_EMAC | Maryland | 24 | Dorchester | 19 | 24019 | 20 | 0 | 2021 | 9999 |  |  | N | Solar | [13 empty] | 0 | 0 | 0 | 0 | [11 empty] | Invenergy Services LLC | 100 | Invenergy Services LLC | 100 | Non-regulated
Fredonia Solar LLC | 64692_G_533 | 64692 | G | 533 |  | Solar PV |  | NY_Z_A | New York | 36 | Chautauqua | 13 | 36013 | 1.1 | 0 | 2021 | 9999 |  |  | N | Solar | [13 empty] | 0 | 0 | 0 | 0 | [11 empty] | Greenbacker Renewable Energy Corporation | 100 | Greenbacker Renewable Energy Corporation | 100 | Non-regulated
Dos Palos | 64693_G_299 | 64693 | G | 299 |  | Solar PV |  | WEC_CALN | California | 6 | Merced | 47 | 06047 | 1 | 0 | 2021 | 9999 |  |  | N | Solar | [13 empty] | 0 | 0 | 0 | 0 | [11 empty] | Greenbacker Renewable Energy Corporation | 100 | Greenbacker Renewable Energy Corporation | 100 | Non-regulated
Angel Fire Energy Facility | 64695_G_BESS | 64695 | G | BESS |  | Energy Storage |  | WECC_NM | New Mexico | 35 | Colfax | 7 | 35007 | 3 | 0 | 2023 | 9999 |  |  | N | Energy Storage | [13 empty] | 0 | 0 | 0 | 0 | [11 empty] | Angel Fire Energy Facility, LLC | 100 | Angel Fire Energy Facility, LLC | 100 | Regulated
Angel Fire Energy Facility | 64695_G_TMEF1 | 64695 | G | TMEF1 |  | Solar PV |  | WECC_NM | New Mexico | 35 | Colfax | 7 | 35007 | 9.8 | 0 | 2023 | 9999 |  |  | N | Solar | [13 empty] | 0 | 0 | 0 | 0 | [11 empty] | Angel Fire Energy Facility, LLC | 100 | Angel Fire Energy Facility, LLC | 100 | Regulated
Dunstable Solar 1, LLC | 64696_G_DUBLN | 64696 | G | DUBLN |  | Energy Storage |  | NENGREST | Massachusetts | 25 | Middlesex | 17 | 25017 | 4.5 | 0 | 2021 | 9999 |  |  | N | Energy Storage | [11 empty] | 0 |  | 0 | 0 | 0 | 0 | [11 empty] | AES Distributed Energy | 100 | AES Distributed Energy | 100 | Non-regulated
Dunstable Solar 1, LLC | 64696_G_DUNST | 64696 | G | DUNST |  | Solar PV |  | NENGREST | Massachusetts | 25 | Middlesex | 17 | 25017 | 4.5 | 0 | 2021 | 9999 |  |  | N | Solar | [13 empty] | 0 | 0 | 0 | 0 | [11 empty] | AES Distributed Energy | 100 | AES Distributed Energy | 100 | Non-regulated
Swan Garden | 64697_G_CGS | 64697 | G | CGS |  | Solar PV |  | MIS_MNWI | Minnesota | 27 | Pope | 121 | 27121 | 1 | 0 | 2021 | 9999 |  |  | N | Solar | [13 empty] | 0 | 0 | 0 | 0 | [11 empty] | Swan Garden LLC | 100 | Swan Garden LLC | 100 | Non-regulated
Blue Prairie Solar, LLC | 64698_G_508 | 64698 | G | 508 |  | Solar PV |  | MIS_WUMS | Wisconsin | 55 | Jackson | 53 | 55053 | 2.5 | 0 | 2021 | 9999 |  |  | N | Solar | [13 empty] | 0 | 0 | 0 | 0 | [11 empty] | Greenbacker Renewable Energy Corporation | 100 | Greenbacker Renewable Energy Corporation | 100 | Non-regulated
El Dorado Solar, LLC | 64700_G_390 | 64700 | G | 390 |  | Solar PV |  | WEC_CALN | California | 6 | El Dorado | 17 | 06017 | 1.5 | 0 | 2021 | 9999 |  |  | N | Solar | [13 empty] | 0 | 0 | 0 | 0 | [11 empty] | Greenbacker Renewable Energy Corporation | 100 | Greenbacker Renewable Energy Corporation | 100 | Non-regulated
LeConte Energy Storage | 64701_G_LCES | 64701 | G | LCES |  | Energy Storage |  | WECC_IID | California | 6 | Imperial | 25 | 06025 | 125 | 0 | 2022 | 9999 |  |  | N | Energy Storage | [13 empty] | 0 | 0 | 0 | 0 | [11 empty] | LeConte Energy Storage, LLC | 100 | LeConte Energy Storage, LLC | 100 | Non-regulated
Stanly Solar, LLC | 64702_G_PGR32 | 64702 | G | PGR32 |  | Solar PV |  | S_VACA | North Carolina | 37 | Stanly | 167 | 37167 | 50 | 0 | 2022 | 9999 |  |  | N | Solar | [13 empty] | 0 | 0 | 0 | 0 | [11 empty] | Stanly Solar, LLC | 100 | Stanly Solar, LLC | 100 | Non-regulated
Fairhaven MA 2 | 64705_G_FHAF | 64705 | G | FHAF |  | Solar PV |  | NENGREST | Massachusetts | 25 | Bristol | 5 | 25005 | 2.9 | 0 | 2021 | 9999 |  |  | N | Solar | [13 empty] | 0 | 0 | 0 | 0 | [11 empty] | Consolidated Edison Development Inc. | 100 | Consolidated Edison Development Inc. | 100 | Non-regulated
Acushnet MA 1 | 64706_G_ACNT1 | 64706 | G | ACNT1 |  | Solar PV |  | NENGREST | Massachusetts | 25 | Bristol | 5 | 25005 | 1 | 0 | 2023 | 9999 |  |  | N | Solar | [13 empty] | 0 | 0 | 0 | 0 | [11 empty] | Navisun LLC | 100 | Navisun LLC | 100 | Non-regulated
Acushnet MA 2 | 64707_G_ACNT2 | 64707 | G | ACNT2 |  | Solar PV |  | NENGREST | Massachusetts | 25 | Bristol | 5 | 25005 | 1 | 0 | 2023 | 9999 |  |  | N | Solar | [13 empty] | 0 | 0 | 0 | 0 | [11 empty] | Navisun LLC | 100 | Navisun LLC | 100 | Non-regulated
Connexus Solar Baldwin 1BDN | 64708_G_C1BDN | 64708 | G | C1BDN |  | Solar PV |  | MIS_MNWI | Minnesota | 27 | Isanti | 59 | 27059 | 3.3 | 0 | 2021 | 9999 |  |  | N | Solar | [13 empty] | 0 | 0 | 0 | 0 | [11 empty] | Renewal Energy Alternatives, LLC | 55 | Renewal Energy Alternatives, LLC | 55 | Non-regulated
CL-Viaduct LLC | 64709_G_GSF01 | 64709 | G | GSF01 |  | Solar PV |  | PJM_PENE | Pennsylvania | 42 | Clearfield | 33 | 42033 | 20 | 0 | 2023 | 9999 |  |  | N | Solar | [13 empty] | 0 | 0 | 0 | 0 | [11 empty] | BCD Project Holdings 1, LLC | 100 | BCD Project Holdings 1, LLC | 100 | Non-regulated
White Mesa Wind | 64710_G_WM001 | 64710 | G | WM001 |  | Onshore Wind |  | ERC_WEST | Texas | 48 | Crockett | 105 | 48105 | 500.6 | 0 | 2021 | 9999 |  |  | N | Wind | [13 empty] | 0 | 0 | 0 | 0 | [11 empty] | White Mesa Wind, LLC | 100 | White Mesa Wind, LLC | 100 | Non-regulated
UN-School House LLC | 64711_G_GSF01 | 64711 | G | GSF01 |  | Solar PV |  | PJM_PENE | Pennsylvania | 42 | Clearfield | 33 | 42033 | 20 | 0 | 2023 | 9999 |  |  | N | Solar | [13 empty] | 0 | 0 | 0 | 0 | [11 empty] | BCD Project Holdings 1, LLC | 100 | BCD Project Holdings 1, LLC | 100 | Non-regulated
Sanborn BESS 1 | 64712_G_ESSB1 | 64712 | G | ESSB1 |  | Energy Storage |  | WECC_SCE | California | 6 | Kern | 29 | 06029 | 100 | 0 | 2021 | 9999 |  |  | N | Energy Storage | [13 empty] | 0 | 0 | 0 | 0 | [11 empty] | Terra-Gen Operating Co-BESS | 100 | Terra-Gen Operating Co-BESS | 100 | Non-regulated
Sanborn BESS 2 | 64713_G_ESSB2 | 64713 | G | ESSB2 |  | Energy Storage |  | WECC_SCE | California | 6 | Kern | 29 | 06029 | 100 | 0 | 2021 | 9999 |  |  | N | Energy Storage | [13 empty] | 0 | 0 | 0 | 0 | [11 empty] | Terra-Gen Operating Co-BESS | 100 | Terra-Gen Operating Co-BESS | 100 | Non-regulated
Rice Lake Solar Array | 64714_G_RLK01 | 64714 | G | RLK01 |  | Solar PV |  | MIS_MNWI | Wisconsin | 55 | Barron | 5 | 55005 | 3.8 | 0 | 2021 | 9999 |  |  | N | Solar | [13 empty] | 0 | 0 | 0 | 0 | [11 empty] | AEP Onsite Partners, LLC | 100 | AEP Onsite Partners, LLC | 100 | Non-regulated
Dusenberry | 64715_G_DSNBR | 64715 | G | DSNBR |  | Solar PV |  | NY_Z_F | New York | 36 | Rensselaer | 83 | 36083 | 5 | 0 | 2021 | 9999 |  |  | N | Solar | [13 empty] | 0 | 0 | 0 | 0 | [11 empty] | AES Distributed Energy | 100 | AES Distributed Energy | 100 | Non-regulated
Knapp East (CSG) | 64716_G_KNPPE | 64716 | G | KNPPE |  | Solar PV |  | NY_Z_B | New York | 36 | Genesee | 37 | 36037 | 5 | 0 | 2021 | 9999 |  |  | N | Solar | [13 empty] | 0 | 0 | 0 | 0 | [11 empty] | AES Distributed Energy | 100 | AES Distributed Energy | 100 | Non-regulated
Main Rd Community Solar | 64717_G_MAINR | 64717 | G | MAINR |  | Solar PV |  | NY_Z_A | New York | 36 | Erie | 29 | 36029 | 5 | 0 | 2022 | 9999 |  |  | N | Solar | [13 empty] | 0 | 0 | 0 | 0 | [11 empty] | AES Distributed Energy | 100 | AES Distributed Energy | 100 | Non-regulated
Redman North Community Solar | 64718_G_RDMNN | 64718 | G | RDMNN |  | Solar PV |  | NY_Z_B | New York | 36 | Monroe | 55 | 36055 | 1.5 | 0 | 2022 | 9999 |  |  | N | Solar | [13 empty] | 0 | 0 | 0 | 0 | [11 empty] | AES Distributed Energy | 100 | AES Distributed Energy | 100 | Non-regulated
Glenmere Lake | 64719_G_BESS | 64719 | G | BESS |  | Energy Storage |  | NY_Z_G-I | New York | 36 | Orange | 71 | 36071 | 2 | 0 | 2021 | 9999 |  |  | N | Energy Storage | [13 empty] | 0 | 0 | 0 | 0 | [11 empty] | AES Distributed Energy | 100 | AES Distributed Energy | 100 | Non-regulated
Glenmere Lake | 64719_G_GLNMR | 64719 | G | GLNMR |  | Solar PV |  | NY_Z_G-I | New York | 36 | Orange | 71 | 36071 | 2 | 0 | 2021 | 9999 |  |  | N | Solar | [13 empty] | 0 | 0 | 0 | 0 | [11 empty] | AES Distributed Energy | 100 | AES Distributed Energy | 100 | Non-regulated
Knapp West(CSG) | 64720_G_KNPPW | 64720 | G | KNPPW |  | Solar PV |  | NY_Z_B | New York | 36 | Genesee | 37 | 36037 | 5 | 0 | 2021 | 9999 |  |  | N | Solar | [13 empty] | 0 | 0 | 0 | 0 | [11 empty] | AES Distributed Energy | 100 | AES Distributed Energy | 100 | Non-regulated
Rowe (CSG) | 64721_G_RWEAV | 64721 | G | RWEAV |  | Solar PV |  | NY_Z_A | New York | 36 | Cattaraugus | 9 | 36009 | 5 | 0 | 2021 | 9999 |  |  | N | Solar | [13 empty] | 0 | 0 | 0 | 0 | [11 empty] | AES Distributed Energy | 100 | AES Distributed Energy | 100 | Non-regulated
Redman South Community Solar | 64722_G_RDMNS | 64722 | G | RDMNS |  | Solar PV |  | NY_Z_B | New York | 36 | Monroe | 55 | 36055 | 5 | 0 | 2022 | 9999 |  |  | N | Solar | [13 empty] | 0 | 0 | 0 | 0 | [11 empty] | AES Distributed Energy | 100 | AES Distributed Energy | 100 | Non-regulated
Alton Road Solar | 64723_G_50835 | 64723 | G | 50835 |  | Solar PV |  | NENGREST | Rhode Island | 44 | Washington | 9 | 44009 | 13.9 | 0 | 2019 | 9999 |  |  | N | Solar | [13 empty] | 0 | 0 | 0 | 0 | [11 empty] | Revity Energy LLC | 100 | Revity Energy LLC | 100 | Non-regulated
Townline Community Solar | 64724_G_TWNLN | 64724 | G | TWNLN |  | Solar PV |  | NY_Z_B | New York | 36 | Genesee | 37 | 36037 | 5 | 0 | 2022 | 9999 |  |  | N | Solar | [13 empty] | 0 | 0 | 0 | 0 | [11 empty] | AES Distributed Energy | 100 | AES Distributed Energy | 100 | Non-regulated
Williams Rd | 64725_G_WLMRD | 64725 | G | WLMRD |  | Solar PV |  | NY_Z_A | New York | 36 | Niagara | 63 | 36063 | 4 | 0 | 2021 | 9999 |  |  | N | Solar | [13 empty] | 0 | 0 | 0 | 0 | [11 empty] | AES Distributed Energy | 100 | AES Distributed Energy | 100 | Non-regulated
West Haydenville PJ Community Solar | 64726_G_BESS | 64726 | G | BESS |  | Energy Storage |  | NENGREST | Massachusetts | 25 | Hampshire | 15 | 25015 | 3.6 | 0 | 2022 | 9999 |  |  | N | Energy Storage | [13 empty] | 0 | 0 | 0 | 0 | [11 empty] | AES Distributed Energy | 100 | AES Distributed Energy | 100 | Non-regulated
West Haydenville PJ Community Solar | 64726_G_WHAYD | 64726 | G | WHAYD |  | Solar PV |  | NENGREST | Massachusetts | 25 | Hampshire | 15 | 25015 | 5 | 0 | 2022 | 9999 |  |  | N | Solar | [13 empty] | 0 | 0 | 0 | 0 | [11 empty] | AES Distributed Energy | 100 | AES Distributed Energy | 100 | Non-regulated
Brookwood Drive Community Solar | 64727_G_BESS | 64727 | G | BESS |  | Energy Storage |  | NENGREST | Massachusetts | 25 | Bristol | 5 | 25005 | 3 | 0 | 2022 | 9999 |  |  | N | Energy Storage | [13 empty] | 0 | 0 | 0 | 0 | [11 empty] | AES Distributed Energy | 100 | AES Distributed Energy | 100 | Non-regulated
Brookwood Drive Community Solar | 64727_G_BRKWD | 64727 | G | BRKWD |  | Solar PV |  | NENGREST | Massachusetts | 25 | Bristol | 5 | 25005 | 5 | 0 | 2022 | 9999 |  |  | N | Solar | [13 empty] | 0 | 0 | 0 | 0 | [11 empty] | AES Distributed Energy | 100 | AES Distributed Energy | 100 | Non-regulated
Novel Froehle Solar LLC | 64728_G_FROLE | 64728 | G | FROLE |  | Solar PV |  | MIS_MNWI | Minnesota | 27 | Stearns | 145 | 27145 | 1 | 0 | 2023 | 9999 |  |  | N | Solar | [13 empty] | 0 | 0 | 0 | 0 | [11 empty] | REA Investments, LLC | 100 | REA Investments, LLC | 100 | Non-regulated
Novel Milbradt Solar LLC | 64729_G_MLBRT | 64729 | G | MLBRT |  | Solar PV |  | MIS_MNWI | Minnesota | 27 | Redwood | 127 | 27127 | 1 | 0 | 2023 | 9999 |  |  | N | Solar | [13 empty] | 0 | 0 | 0 | 0 | [11 empty] | REA Investments, LLC | 100 | REA Investments, LLC | 100 | Non-regulated
IL17021 Brush Creek I CSG | 64730_G_BCK17 | 64730 | G | BCK17 |  | Solar PV |  | PJM_COMD | Illinois | 17 | Stephenson | 177 | 17177 | 2 | 0 | 2022 | 9999 |  |  | N | Solar | [13 empty] | 0 | 0 | 0 | 0 | [11 empty] | SPG IL Brush Creek Solar LLC | 100 | SPG IL Brush Creek Solar LLC | 100 | Non-regulated
Maple(CSG) | 64731_G_M2 | 64731 | G | M2 |  | Energy Storage |  | NENGREST | Massachusetts | 25 | Norfolk | 21 | 25021 | 2.3 | 0 | 2021 | 9999 |  |  | N | Energy Storage | [13 empty] | 0 | 0 | 0 | 0 | [11 empty] | Maple Street Solar 1, LLC | 100 | Maple Street Solar 1, LLC | 100 | Non-regulated
Maple(CSG) | 64731_G_MAPLE | 64731 | G | MAPLE |  | Solar PV |  | NENGREST | Massachusetts | 25 | Norfolk | 21 | 25021 | 4 | 0 | 2021 | 9999 |  |  | N | Solar | [13 empty] | 0 | 0 | 0 | 0 | [11 empty] | Maple Street Solar 1, LLC | 100 | Maple Street Solar 1, LLC | 100 | Non-regulated
Segunda II (CSG) | 64732_G_SEGU2 | 64732 | G | SEGU2 |  | Solar PV |  | PJM_COMD | Illinois | 17 | LaSalle | 99 | 17099 | 2 | 0 | 2021 | 9999 |  |  | N | Solar | [13 empty] | 0 | 0 | 0 | 0 | [11 empty] | Segunda Solar II, LLC | 100 | Segunda Solar II, LLC | 100 | Non-regulated
Woodlawn II (CSG) | 64733_G_WOOD2 | 64733 | G | WOOD2 |  | Solar PV |  | PJM_COMD | Illinois | 17 | Will | 197 | 17197 | 2 | 0 | 2021 | 9999 |  |  | N | Solar | [13 empty] | 0 | 0 | 0 | 0 | [11 empty] | Woodlawn Solar II, LLC | 100 | Woodlawn Solar II, LLC | 100 | Non-regulated
Dodds (CSG) | 64734_G_DOODS | 64734 | G | DOODS |  | Solar PV |  | PJM_COMD | Illinois | 17 | Stephenson | 177 | 17177 | 2 | 0 | 2021 | 9999 |  |  | N | Solar | [13 empty] | 0 | 0 | 0 | 0 | [11 empty] | Dodds Solar, LLC | 100 | Dodds Solar, LLC | 100 | Non-regulated
Olmstead II CSG | 64735_G_OLMS2 | 64735 | G | OLMS2 |  | Solar PV |  | PJM_COMD | Illinois | 17 | Stephenson | 177 | 17177 | 2 | 0 | 2021 | 9999 |  |  | N | Solar | [13 empty] | 0 | 0 | 0 | 0 | [11 empty] | Olmstead Solar II, LLC | 100 | Olmstead Solar II, LLC | 100 | Non-regulated
Wolfcastle | 64736_G_WOLFC | 64736 | G | WOLFC |  | Solar PV |  | PJM_COMD | Illinois | 17 | DeKalb | 37 | 17037 | 2 | 0 | 2021 | 9999 |  |  | N | Solar | [13 empty] | 0 | 0 | 0 | 0 | [11 empty] | Wolfcastle Solar, LLC | 100 | Wolfcastle Solar, LLC | 100 | Non-regulated
Holliday Creek Solar | 64738_G_HCS | 64738 | G | HCS |  | Solar PV |  | MIS_IA | Iowa | 19 | Webster | 187 | 19187 | 100 | 0 | 2022 | 9999 |  |  | N | Solar | [13 empty] | 0 | 0 | 0 | 0 | [11 empty] | MidAmerican Energy Co | 100 | MidAmerican Energy Co | 100 | Regulated
Elektron Solar, LLC | 64739_G_ELKS | 64739 | G | ELKS |  | Solar PV |  | WECC_UT | Utah | 49 | Tooele | 45 | 49045 | 80 | 0 | 2023 | 9999 |  |  | N | Solar | [13 empty] | 0 | 0 | 0 | 0 | [11 empty] | Elektron Solar, LLC | 100 | Elektron Solar, LLC | 100 | Non-regulated
Castle Solar, LLC | 64740_G_CS | 64740 | G | CS |  | Solar PV |  | WECC_UT | Utah | 49 | Emery | 15 | 49015 | 40 | 0 | 2023 | 9999 |  |  | N | Solar | [13 empty] | 0 | 0 | 0 | 0 | [11 empty] | Castle Solar, LLC | 100 | Castle Solar, LLC | 100 | Non-regulated
Morgan Solar 1 CSG | 64741_G_MORG1 | 64741 | G | MORG1 |  | Solar PV |  | MIS_IL | Illinois | 17 | Morgan | 137 | 17137 | 2 | 0 | 2021 | 9999 |  |  | N | Solar | [13 empty] | 0 | 0 | 0 | 0 | [11 empty] | Morgan Solar 1 LLC | 100 | Morgan Solar 1 LLC | 100 | Non-regulated
Morgan Solar 1b CSG | 64742_G_MOR1B | 64742 | G | MOR1B |  | Solar PV |  | MIS_IL | Illinois | 17 | Morgan | 137 | 17137 | 2 | 0 | 2021 | 9999 |  |  | N | Solar | [13 empty] | 0 | 0 | 0 | 0 | [11 empty] | Morgan Solar 1b LLC | 100 | Morgan Solar 1b LLC | 100 | Non-regulated
Tierra Buena Energy Storage | 64743_G_TB1 | 64743 | G | TB1 |  | Energy Storage |  | WEC_CALN | California | 6 | Sutter | 101 | 06101 | 2.5 | 0 | 2022 | 9999 |  |  | N | Energy Storage | [13 empty] | 0 | 0 | 0 | 0 | [11 empty] | VESI 10 LLC | 100 | VESI 10 LLC | 100 | Non-regulated
Tierra Buena Energy Storage | 64743_G_TB2 | 64743 | G | TB2 |  | Energy Storage |  | WEC_CALN | California | 6 | Sutter | 101 | 06101 | 2.5 | 0 | 2022 | 9999 |  |  | N | Energy Storage | [13 empty] | 0 | 0 | 0 | 0 | [11 empty] | VESI 10 LLC | 100 | VESI 10 LLC | 100 | Non-regulated
Turkey Creek Solar Project | 64744_G_TC001 | 64744 | G | TC001 |  | Solar PV |  | WECC_CO | Colorado | 8 | Pueblo | 101 | 08101 | 200 | 0 | 2023 | 9999 |  |  | N | Solar | [13 empty] | 0 | 0 | 0 | 0 | [11 empty] | 174 Power Global Corp. | 100 | 174 Power Global Corp. | 100 | Non-regulated
Black Hollow Sun, LLC | 64745_G_BHS01 | 64745 | G | BHS01 |  | Solar PV |  | WECC_CO | Colorado | 8 | Pueblo | 101 | 08101 | 150 | 0 | 2023 | 9999 |  |  | N | Solar | [13 empty] | 0 | 0 | 0 | 0 | [11 empty] | 174 Power Global Corp. | 100 | 174 Power Global Corp. | 100 | Non-regulated
Goldman Sachs Carports Solar | 64746_G_GSCS | 64746 | G | GSCS |  | Solar PV |  | NY_Z_F | New York | 36 | Albany | 1 | 36001 | 1 | 0 | 2020 | 9999 |  |  | N | Solar | [13 empty] | 0 | 0 | 0 | 0 | [11 empty] | DG Northeast 1, LLC | 100 | DG Northeast 1, LLC | 100 | Non-regulated
Fuel Cell 3245 Yates Avenue | 64747_G_C3245 | 64747 | G | C3245 |  | Fuel Cell |  | NY_Z_J | New York | 36 | Bronx | 5 | 36005 | 5 | 6469 | 2022 | 9999 |  |  | N | Natural Gas | [11 empty] | 0 |  | 0 | 0 | 0 | 0 | [11 empty] | Catamaran Renewables LLC | 100 | Catamaran Renewables LLC | 100 | Non-regulated
Fuel Cell 18A Sneden Avenue | 64748_G_CR18A | 64748 | G | CR18A |  | Fuel Cell |  | NY_Z_J | New York | 36 | Richmond | 85 | 36085 | 3.5 | 6469 | 2020 | 9999 |  |  | N | Natural Gas | [13 empty] | 0 | 0 | 0 | 0 | [11 empty] | Catamaran Renewables LLC | 100 | Catamaran Renewables LLC | 100 | Non-regulated
Fuel Cell 18B Sneden Avenue | 64749_G_CR18B | 64749 | G | CR18B |  | Fuel Cell |  | NY_Z_J | New York | 36 | Richmond | 85 | 36085 | 4 | 6469 | 2020 | 9999 |  |  | N | Natural Gas | [13 empty] | 0 | 0 | 0 | 0 | [11 empty] | Catamaran Renewables LLC | 100 | Catamaran Renewables LLC | 100 | Non-regulated
Gorge 18 | 6475_G_1 | 6475 | G | 1 |  | Hydro |  | NENGREST | Vermont | 50 | Chittenden | 7 | 50007 | 3 | 0 | 1928 | 9999 |  |  | N | Hydro | [13 empty] | 0 | 0 | 0 | 0 | [11 empty] | Green Mountain Power Corp | 100 | Gaz Métropolitain & Co LP | 100 | Regulated
Glass Sands Wind Facility | 64750_G_1 | 64750 | G | 1 |  | Onshore Wind |  | SPP_WEST | Oklahoma | 40 | Murray | 99 | 40099 | 118.3 | 0 | 2021 | 9999 |  |  | N | Wind | [13 empty] | 0 | 0 | 0 | 0 | [11 empty] | Glass Sands Wind Energy, LLC | 100 | Glass Sands Wind Energy, LLC | 100 | Non-regulated
Amazon PSP1 | 64751_G_267 | 64751 | G | 267 |  | Solar PV |  | WECC_SCE | California | 6 | Riverside | 65 | 06065 | 3.8 | 0 | 2021 | 9999 |  |  | N | Solar | [13 empty] | 0 | 0 | 0 | 0 | [11 empty] | Greenbacker Renewable Energy Corporation | 100 | Greenbacker Renewable Energy Corporation | 100 | Non-regulated
John Hopkins Middle School Microgrid | 64752_G_ES1 | 64752 | G | ES1 |  | Energy Storage |  | FRCC | Florida | 12 | Pinellas | 103 | 12103 | 2.5 | 0 | 2023 | 9999 |  |  | N | Energy Storage | [13 empty] | 0 | 0 | 0 | 0 | [11 empty] | Duke Energy Florida, LLC | 100 | Duke Energy Florida, LLC | 100 | Regulated
John Hopkins Middle School Microgrid | 64752_G_PV1 | 64752 | G | PV1 |  | Solar PV |  | FRCC | Florida | 12 | Pinellas | 103 | 12103 | 1 | 0 | 2023 | 9999 |  |  | N | Solar | [13 empty] | 0 | 0 | 0 | 0 | [11 empty] | Duke Energy Florida, LLC | 100 | Duke Energy Florida, LLC | 100 | Regulated
FDX010.0 FedEx Fuel Cell | 64753_G_FDX10 | 64753 | G | FDX10 |  | Fuel Cell |  | NENG_CT | Connecticut | 9 | Middlesex | 7 | 09007 | 1 | 6469 | 2018 | 9999 |  |  | N | Natural Gas | [13 empty] | 0 | 0 | 0 | 0 | [11 empty] | 2016 ESA Project Company, LLC | 100 | 2016 ESA Project Company, LLC | 100 | Non-regulated
Arbor Hill Solar | 64755_G_AHS | 64755 | G | AHS |  | Solar PV |  | MIS_MIDA | Iowa | 19 | Adair | 1 | 19001 | 24 | 0 | 2022 | 9999 |  |  | N | Solar | [13 empty] | 0 | 0 | 0 | 0 | [11 empty] | MidAmerican Energy Co | 100 | MidAmerican Energy Co | 100 | Regulated
EQX005.0 Toyama Fuel Cell | 64756_G_EQX05 | 64756 | G | EQX05 |  | Fuel Cell |  | WEC_CALN | California | 6 | Santa Clara | 85 | 06085 | 1.1 | 6469 | 2019 | 9999 |  |  | N | Natural Gas | [13 empty] | 0 | 0 | 0 | 0 | [11 empty] | 2016 ESA Project Company, LLC | 100 | 2016 ESA Project Company, LLC | 100 | Non-regulated
Blue Springs | 64757_G_1 | 64757 | G | 1 |  | Solar PV |  | S_SOU | Florida | 12 | Jackson | 63 | 12063 | 74.5 | 0 | 2022 | 9999 |  |  | N | Solar | [13 empty] | 0 | 0 | 0 | 0 | [11 empty] | Florida Power & Light Co | 100 | Florida Power & Light Co | 100 | Regulated
Manorville II | 64758_G_MAN | 64758 | G | MAN |  | Solar PV |  | NY_Z_K | New York | 36 | Suffolk | 103 | 36103 | 0.6 | 0 | 2024 | 9999 |  |  | N | Solar | [13 empty] | 0 | 0 | 0 | 0 | [11 empty] | AE-Manorville 2, LLC | 100 | AE-Manorville 2, LLC | 100 | Non-regulated
Manorville II | 64758_G_MANB | 64758 | G | MANB |  | Energy Storage |  | NY_Z_K | New York | 36 | Suffolk | 103 | 36103 | 0.8 | 0 | 2024 | 9999 |  |  | N | Energy Storage | [13 empty] | 0 | 0 | 0 | 0 | [11 empty] | AE-Manorville 2, LLC | 100 | AE-Manorville 2, LLC | 100 | Non-regulated
Old Middleboro Road Solar | 64759_G_OLD | 64759 | G | OLD |  | Solar PV |  | NENGREST | Massachusetts | 25 | Plymouth | 23 | 25023 | 5 | 0 | 2023 | 9999 |  |  | N | Solar | [13 empty] | 0 | 0 | 0 | 0 | [11 empty] | Old Middleboro Road Solar, LLC | 100 | Old Middleboro Road Solar, LLC | 100 | Non-regulated
Old Middleboro Road Solar | 64759_G_OLDBA | 64759 | G | OLDBA |  | Energy Storage |  | NENGREST | Massachusetts | 25 | Plymouth | 23 | 25023 | 4.5 | 0 | 2023 | 9999 |  |  | N | Energy Storage | [13 empty] | 0 | 0 | 0 | 0 | [11 empty] | Old Middleboro Road Solar, LLC | 100 | Old Middleboro Road Solar, LLC | 100 | Non-regulated
Ocean State BTM | 64760_G_MESS | 64760 | G | MESS |  | Energy Storage |  | NENGREST | Rhode Island | 44 | Providence | 7 | 44007 | 3 | 0 | 2022 | 9999 |  |  | N | Energy Storage | [13 empty] | 0 | 0 | 0 | 0 | [11 empty] | Ocean State BTM, LLC | 100 | Ocean State BTM, LLC | 100 | Non-regulated
Patchogue ESS | 64761_G_PAT | 64761 | G | PAT |  | Energy Storage |  | NY_Z_K | New York | 36 | Suffolk | 103 | 36103 | 2 | 0 | 2024 | 9999 |  |  | N | Energy Storage | [13 empty] | 0 | 0 | 0 | 0 | [11 empty] | AE-ESS Cassel, LLC | 100 | AE-ESS Cassel, LLC | 100 | Non-regulated
Rumford ESS | 64763_G_RUM | 64763 | G | RUM |  | Energy Storage |  | NENG_ME | Maine | 23 | Oxford | 17 | 23017 | 4.9 | 0 | 2021 | 9999 |  |  | N | Energy Storage | [13 empty] | 0 | 0 | 0 | 0 | [11 empty] | Rumford ESS, LLC | 100 | Rumford ESS, LLC | 100 | Non-regulated
Madison BTM | 64764_G_MBTM | 64764 | G | MBTM |  | Energy Storage |  | NENG_ME | Maine | 23 | Somerset | 25 | 23025 | 1.5 | 0 | 2020 | 9999 |  |  | N | Energy Storage | [13 empty] | 0 | 0 | 0 | 0 | [11 empty] | Madison BTM, LLC | 100 | Madison BTM, LLC | 100 | Non-regulated
Madison ESS | 64765_G_MESS | 64765 | G | MESS |  | Energy Storage |  | NENG_ME | Maine | 23 | Somerset | 25 | 23025 | 4.9 | 0 | 2019 | 9999 |  |  | N | Energy Storage | [13 empty] | 0 | 0 | 0 | 0 | [11 empty] | Madison ESS, LLC | 100 | Madison ESS, LLC | 100 | Non-regulated
Redwood Coast Airport Microgrid | 64766_G_RCAM1 | 64766 | G | RCAM1 |  | Solar PV |  | WEC_CALN | California | 6 | Humboldt | 23 | 06023 | 1.8 | 0 | 2021 | 9999 |  |  | N | Solar | [13 empty] | 0 | 0 | 0 | 0 | [11 empty] | Redwood Coast Energy Authority | 100 | Redwood Coast Energy Authority | 100 | Regulated
Redwood Coast Airport Microgrid | 64766_G_RCAM2 | 64766 | G | RCAM2 |  | Energy Storage |  | WEC_CALN | California | 6 | Humboldt | 23 | 06023 | 1.8 | 0 | 2021 | 9999 |  |  | N | Energy Storage | [13 empty] | 0 | 0 | 0 | 0 | [11 empty] | Redwood Coast Energy Authority | 100 | Redwood Coast Energy Authority | 100 | Regulated
Pigeon Run Solar Project | 64767_G_TC001 | 64767 | G | TC001 |  | Solar PV |  | PJM_West | Virginia | 51 | Campbell | 31 | 51031 | 60 | 0 | 2024 | 9999 |  |  | N | Solar | [13 empty] | 0 | 0 | 0 | 0 | [11 empty] | 174 Power Global Corp. | 100 | 174 Power Global Corp. | 100 | Non-regulated
Zenith Solar | 64768_G_TC001 | 64768 | G | TC001 |  | Solar PV |  | PJM_Dom | Virginia | 51 | Pittsylvania | 143 | 51143 | 60 | 0 | 2024 | 9999 |  |  | N | Solar | [13 empty] | 0 | 0 | 0 | 0 | [11 empty] | 174 Power Global Corp. | 100 | 174 Power Global Corp. | 100 | Non-regulated
WAL194 | 64769_G_GEN1 | 64769 | G | GEN1 |  | Combustion Turbine | IC Engine | ERC_REST | Texas | 48 | Harris | 201 | 48201 | 0.4 | 9905 | 2021 | 9999 |  |  | N | Natural Gas | [13 empty] | 0.011 | 0.011 | 0.011 | 0.011 | [11 empty] | Walmart Stores Texas, LLC | 100 | Walmart Stores Texas, LLC | 100 | Non-regulated
WAL194 | 64769_G_GEN2 | 64769 | G | GEN2 |  | Combustion Turbine | IC Engine | ERC_REST | Texas | 48 | Harris | 201 | 48201 | 0.4 | 9905 | 2021 | 9999 |  |  | N | Natural Gas | [13 empty] | 0.011 | 0.011 | 0.011 | 0.011 | [11 empty] | Walmart Stores Texas, LLC | 100 | Walmart Stores Texas, LLC | 100 | Non-regulated
WAL194 | 64769_G_GEN3 | 64769 | G | GEN3 |  | Combustion Turbine | IC Engine | ERC_REST | Texas | 48 | Harris | 201 | 48201 | 0.4 | 9905 | 2021 | 9999 |  |  | N | Natural Gas | [13 empty] | 0.011 | 0.011 | 0.011 | 0.011 | [11 empty] | Walmart Stores Texas, LLC | 100 | Walmart Stores Texas, LLC | 100 | Non-regulated
WAL202 | 64770_G_GEN1 | 64770 | G | GEN1 |  | Combustion Turbine | IC Engine | ERC_REST | Texas | 48 | Collin | 85 | 48085 | 1.3 | 9905 | 2020 | 9999 |  |  | N | Distillate Fuel Oil | [13 empty] | 0.011 | 0.011 | 0.011 | 0.011 | [11 empty] | Walmart Stores Texas, LLC | 100 | Walmart Stores Texas, LLC | 100 | Non-regulated
WAL266 | 64771_G_GEN1 | 64771 | G | GEN1 |  | Combustion Turbine | IC Engine | ERC_REST | Texas | 48 | Tarrant | 439 | 48439 | 0.4 | 9905 | 2021 | 9999 |  |  | N | Natural Gas | [13 empty] | 0.011 | 0.011 | 0.011 | 0.011 | [11 empty] | Walmart Stores Texas, LLC | 100 | Walmart Stores Texas, LLC | 100 | Non-regulated
WAL266 | 64771_G_GEN2 | 64771 | G | GEN2 |  | Combustion Turbine | IC Engine | ERC_REST | Texas | 48 | Tarrant | 439 | 48439 | 0.4 | 9905 | 2021 | 9999 |  |  | N | Natural Gas | [13 empty] | 0.011 | 0.011 | 0.011 | 0.011 | [11 empty] | Walmart Stores Texas, LLC | 100 | Walmart Stores Texas, LLC | 100 | Non-regulated
WAL266 | 64771_G_GEN3 | 64771 | G | GEN3 |  | Combustion Turbine | IC Engine | ERC_REST | Texas | 48 | Tarrant | 439 | 48439 | 0.4 | 9905 | 2021 | 9999 |  |  | N | Natural Gas | [13 empty] | 0.011 | 0.011 | 0.011 | 0.011 | [11 empty] | Walmart Stores Texas, LLC | 100 | Walmart Stores Texas, LLC | 100 | Non-regulated
WAL284 | 64772_G_GEN1 | 64772 | G | GEN1 |  | Combustion Turbine | IC Engine | ERC_REST | Texas | 48 | Tarrant | 439 | 48439 | 0.4 | 9905 | 2021 | 9999 |  |  | N | Natural Gas | [13 empty] | 0.011 | 0.011 | 0.011 | 0.011 | [11 empty] | Walmart Stores Texas, LLC | 100 | Walmart Stores Texas, LLC | 100 | Non-regulated
WAL284 | 64772_G_GEN2 | 64772 | G | GEN2 |  | Combustion Turbine | IC Engine | ERC_REST | Texas | 48 | Tarrant | 439 | 48439 | 0.4 | 9905 | 2021 | 9999 |  |  | N | Natural Gas | [13 empty] | 0.011 | 0.011 | 0.011 | 0.011 | [11 empty] | Walmart Stores Texas, LLC | 100 | Walmart Stores Texas, LLC | 100 | Non-regulated
WAL284 | 64772_G_GEN3 | 64772 | G | GEN3 |  | Combustion Turbine | IC Engine | ERC_REST | Texas | 48 | Tarrant | 439 | 48439 | 0.4 | 9905 | 2021 | 9999 |  |  | N | Natural Gas | [13 empty] | 0.011 | 0.011 | 0.011 | 0.011 | [11 empty] | Walmart Stores Texas, LLC | 100 | Walmart Stores Texas, LLC | 100 | Non-regulated
WAL407 | 64773_G_GEN1 | 64773 | G | GEN1 |  | Combustion Turbine | IC Engine | ERC_REST | Texas | 48 | Bell | 27 | 48027 | 0.4 | 9905 | 2021 | 9999 |  |  | N | Natural Gas | [13 empty] | 0.011 | 0.011 | 0.011 | 0.011 | [11 empty] | Walmart Stores Texas, LLC | 100 | Walmart Stores Texas, LLC | 100 | Non-regulated
WAL407 | 64773_G_GEN2 | 64773 | G | GEN2 |  | Combustion Turbine | IC Engine | ERC_REST | Texas | 48 | Bell | 27 | 48027 | 0.4 | 9905 | 2021 | 9999 |  |  | N | Natural Gas | [13 empty] | 0.011 | 0.011 | 0.011 | 0.011 | [11 empty] | Walmart Stores Texas, LLC | 100 | Walmart Stores Texas, LLC | 100 | Non-regulated
WAL407 | 64773_G_GEN3 | 64773 | G | GEN3 |  | Combustion Turbine | IC Engine | ERC_REST | Texas | 48 | Bell | 27 | 48027 | 0.4 | 9905 | 2021 | 9999 |  |  | N | Natural Gas | [13 empty] | 0.011 | 0.011 | 0.011 | 0.011 | [11 empty] | Walmart Stores Texas, LLC | 100 | Walmart Stores Texas, LLC | 100 | Non-regulated
WAL414 | 64774_G_GEN1 | 64774 | G | GEN1 |  | Combustion Turbine | IC Engine | ERC_WEST | Texas | 48 | Wichita | 485 | 48485 | 0.4 | 9905 | 2021 | 9999 |  |  | N | Natural Gas | [13 empty] | 0.011 | 0.011 | 0.011 | 0.011 | [11 empty] | Walmart Stores Texas, LLC | 100 | Walmart Stores Texas, LLC | 100 | Non-regulated
WAL414 | 64774_G_GEN2 | 64774 | G | GEN2 |  | Combustion Turbine | IC Engine | ERC_WEST | Texas | 48 | Wichita | 485 | 48485 | 0.4 | 9905 | 2021 | 9999 |  |  | N | Natural Gas | [13 empty] | 0.011 | 0.011 | 0.011 | 0.011 | [11 empty] | Walmart Stores Texas, LLC | 100 | Walmart Stores Texas, LLC | 100 | Non-regulated
WAL414 | 64774_G_GEN3 | 64774 | G | GEN3 |  | Combustion Turbine | IC Engine | ERC_WEST | Texas | 48 | Wichita | 485 | 48485 | 0.4 | 9905 | 2021 | 9999 |  |  | N | Natural Gas | [13 empty] | 0.011 | 0.011 | 0.011 | 0.011 | [11 empty] | Walmart Stores Texas, LLC | 100 | Walmart Stores Texas, LLC | 100 | Non-regulated
WAL447 | 64775_G_GEN1 | 64775 | G | GEN1 |  | Combustion Turbine | IC Engine | ERC_REST | Texas | 48 | Val Verde | 465 | 48465 | 0.4 | 9905 | 2021 | 9999 |  |  | N | Natural Gas | [13 empty] | 0.011 | 0.011 | 0.011 | 0.011 | [11 empty] | Walmart Stores Texas, LLC | 100 | Walmart Stores Texas, LLC | 100 | Non-regulated
WAL447 | 64775_G_GEN2 | 64775 | G | GEN2 |  | Combustion Turbine | IC Engine | ERC_REST | Texas | 48 | Val Verde | 465 | 48465 | 0.4 | 9905 | 2021 | 9999 |  |  | N | Natural Gas | [13 empty] | 0.011 | 0.011 | 0.011 | 0.011 | [11 empty] | Walmart Stores Texas, LLC | 100 | Walmart Stores Texas, LLC | 100 | Non-regulated
WAL447 | 64775_G_GEN3 | 64775 | G | GEN3 |  | Combustion Turbine | IC Engine | ERC_REST | Texas | 48 | Val Verde | 465 | 48465 | 0.4 | 9905 | 2021 | 9999 |  |  | N | Natural Gas | [13 empty] | 0.011 | 0.011 | 0.011 | 0.011 | [11 empty] | Walmart Stores Texas, LLC | 100 | Walmart Stores Texas, LLC | 100 | Non-regulated
WAL452 | 64776_G_GEN1 | 64776 | G | GEN1 |  | Combustion Turbine | IC Engine | ERC_REST | Texas | 48 | Hidalgo | 215 | 48215 | 0.4 | 9905 | 2021 | 9999 |  |  | N | Natural Gas | [13 empty] | 0.011 | 0.011 | 0.011 | 0.011 | [11 empty] | Walmart Stores Texas, LLC | 100 | Walmart Stores Texas, LLC | 100 | Non-regulated
WAL452 | 64776_G_GEN2 | 64776 | G | GEN2 |  | Combustion Turbine | IC Engine | ERC_REST | Texas | 48 | Hidalgo | 215 | 48215 | 0.4 | 9905 | 2021 | 9999 |  |  | N | Natural Gas | [13 empty] | 0.011 | 0.011 | 0.011 | 0.011 | [11 empty] | Walmart Stores Texas, LLC | 100 | Walmart Stores Texas, LLC | 100 | Non-regulated
WAL452 | 64776_G_GEN3 | 64776 | G | GEN3 |  | Combustion Turbine | IC Engine | ERC_REST | Texas | 48 | Hidalgo | 215 | 48215 | 0.4 | 9905 | 2021 | 9999 |  |  | N | Natural Gas | [13 empty] | 0.011 | 0.011 | 0.011 | 0.011 | [11 empty] | Walmart Stores Texas, LLC | 100 | Walmart Stores Texas, LLC | 100 | Non-regulated
WAL456 | 64777_G_GEN1 | 64777 | G | GEN1 |  | Combustion Turbine | IC Engine | ERC_REST | Texas | 48 | Cameron | 61 | 48061 | 0.4 | 9905 | 2021 | 9999 |  |  | N | Natural Gas | [13 empty] | 0.011 | 0.011 | 0.011 | 0.011 | [11 empty] | Walmart Stores Texas, LLC | 100 | Walmart Stores Texas, LLC | 100 | Non-regulated
WAL456 | 64777_G_GEN2 | 64777 | G | GEN2 |  | Combustion Turbine | IC Engine | ERC_REST | Texas | 48 | Cameron | 61 | 48061 | 0.4 | 9905 | 2021 | 9999 |  |  | N | Natural Gas | [13 empty] | 0.011 | 0.011 | 0.011 | 0.011 | [11 empty] | Walmart Stores Texas, LLC | 100 | Walmart Stores Texas, LLC | 100 | Non-regulated
WAL456 | 64777_G_GEN3 | 64777 | G | GEN3 |  | Combustion Turbine | IC Engine | ERC_REST | Texas | 48 | Cameron | 61 | 48061 | 0.4 | 9905 | 2021 | 9999 |  |  | N | Natural Gas | [13 empty] | 0.011 | 0.011 | 0.011 | 0.011 | [11 empty] | Walmart Stores Texas, LLC | 100 | Walmart Stores Texas, LLC | 100 | Non-regulated
WAL461 | 64778_G_GEN1 | 64778 | G | GEN1 |  | Combustion Turbine | IC Engine | ERC_REST | Texas | 48 | Maverick | 323 | 48323 | 0.4 | 9905 | 2021 | 9999 |  |  | N | Natural Gas | [13 empty] | 0.011 | 0.011 | 0.011 | 0.011 | [11 empty] | Walmart Stores Texas, LLC | 100 | Walmart Stores Texas, LLC | 100 | Non-regulated
WAL461 | 64778_G_GEN2 | 64778 | G | GEN2 |  | Combustion Turbine | IC Engine | ERC_REST | Texas | 48 | Maverick | 323 | 48323 | 0.4 | 9905 | 2021 | 9999 |  |  | N | Natural Gas | [13 empty] | 0.011 | 0.011 | 0.011 | 0.011 | [11 empty] | Walmart Stores Texas, LLC | 100 | Walmart Stores Texas, LLC | 100 | Non-regulated
WAL461 | 64778_G_GEN3 | 64778 | G | GEN3 |  | Combustion Turbine | IC Engine | ERC_REST | Texas | 48 | Maverick | 323 | 48323 | 0.4 | 9905 | 2021 | 9999 |  |  | N | Natural Gas | [13 empty] | 0.011 | 0.011 | 0.011 | 0.011 | [11 empty] | Walmart Stores Texas, LLC | 100 | Walmart Stores Texas, LLC | 100 | Non-regulated
IGS Frankfort 2 CSG | 64779_G_FRAN2 | 64779 | G | FRAN2 |  | Solar PV |  | PJM_COMD | Illinois | 17 | Cook | 31 | 17031 | 2 | 0 | 2021 | 9999 |  |  | N | Solar | [13 empty] | 0 | 0 | 0 | 0 | [11 empty] | IGS Solar LLC | 100 | IGS Solar LLC | 100 | Non-regulated
Hermsdorf Solar | 64780_G_1 | 64780 | G | 1 |  | Solar PV |  | MIS_WUMS | Wisconsin | 55 | Dane | 25 | 55025 | 8 | 0 | 2022 | 9999 |  |  | N | Solar | [13 empty] | 0 | 0 | 0 | 0 | [11 empty] | Madison Gas & Electric Co | 100 | Madison Gas & Electric Co | 100 | Regulated
Kearsarge Westerly | 64781_G_WES | 64781 | G | WES |  | Solar PV |  | NENGREST | Rhode Island | 44 | Washington | 9 | 44009 | 4 | 0 | 2020 | 9999 |  |  | N | Solar | [13 empty] | 0 | 0 | 0 | 0 | [11 empty] | Kearsarge Westerly LLC | 100 | Kearsarge Westerly LLC | 100 | Non-regulated
Kearsarge Fogland | 64782_G_TIV | 64782 | G | TIV |  | Solar PV |  | NENGREST | Rhode Island | 44 | Newport | 5 | 44005 | 2.4 | 0 | 2020 | 9999 |  |  | N | Solar | [13 empty] | 0 | 0 | 0 | 0 | [11 empty] | Kearsarge Fogland LLC | 100 | Kearsarge Fogland LLC | 100 | Non-regulated
Kearsarge East Providence | 64783_G_EPRO | 64783 | G | EPRO |  | Solar PV |  | NENGREST | Rhode Island | 44 | Providence | 7 | 44007 | 2 | 0 | 2020 | 9999 |  |  | N | Solar | [13 empty] | 0 | 0 | 0 | 0 | [11 empty] | Kearsarge East Providence LLC | 100 | Kearsarge East Providence LLC | 100 | Non-regulated
Long John CSG | 64784_G_LJOHN | 64784 | G | LJOHN |  | Solar PV |  | PJM_COMD | Illinois | 17 | DeKalb | 37 | 17037 | 2 | 0 | 2021 | 9999 |  |  | N | Solar | [13 empty] | 0 | 0 | 0 | 0 | [11 empty] | Long John Solar, LLC | 100 | Long John Solar, LLC | 100 | Non-regulated
Woodlawn CSG | 64785_G_WOOD | 64785 | G | WOOD |  | Solar PV |  | PJM_COMD | Illinois | 17 | Will | 197 | 17197 | 2 | 0 | 2021 | 9999 |  |  | N | Solar | [13 empty] | 0 | 0 | 0 | 0 | [11 empty] | Woodlawn Solar, LLC | 100 | Woodlawn Solar, LLC | 100 | Non-regulated
Hurricane Creek CSG | 64786_G_HRCRK | 64786 | G | HRCRK |  | Solar PV |  | MIS_IL | Illinois | 17 | Williamson | 199 | 17199 | 2 | 0 | 2021 | 9999 |  |  | N | Solar | [13 empty] | 0 | 0 | 0 | 0 | [11 empty] | SPG IL Hurricane Creek Solar LLC | 100 | SPG IL Hurricane Creek Solar LLC | 100 | Non-regulated
Viking Solar CSG | 64787_G_VIKNG | 64787 | G | VIKNG |  | Solar PV |  | MIS_IL | Illinois | 17 | Macoupin | 117 | 17117 | 2 | 0 | 2021 | 9999 |  |  | N | Solar | [13 empty] | 0 | 0 | 0 | 0 | [11 empty] | Viking Solar, LLC | 100 | Viking Solar, LLC | 100 | Non-regulated
Freehold(CSG) | 64788_G_FRHOL | 64788 | G | FRHOL |  | Solar PV |  | NY_Z_F | New York | 36 | Greene | 39 | 36039 | 2 | 0 | 2021 | 9999 |  |  | N | Solar | [13 empty] | 0 | 0 | 0 | 0 | [11 empty] | Freehold Solar, LLC | 100 | Freehold Solar, LLC | 100 | Non-regulated
Moraine CSG | 64789_G_MORAI | 64789 | G | MORAI |  | Solar PV |  | PJM_COMD | Illinois | 17 | McLean | 113 | 17113 | 2 | 0 | 2021 | 9999 |  |  | N | Solar | [13 empty] | 0 | 0 | 0 | 0 | [11 empty] | Moraine Solar, LLC | 100 | Moraine Solar, LLC | 100 | Non-regulated
San Francisquito 1 | 6479_G_1A | 6479 | G | 1A |  | Hydro |  | WEC_LADW | California | 6 | Los Angeles | 37 | 06037 | 27 | 0 | 1983 | 9999 |  |  | N | Hydro | [13 empty] | 0 | 0 | 0 | 0 | [11 empty] | Los Angeles Dept of Water & Power | 100 | Los Angeles Dept of Water & Power | 100 | Regulated
San Francisquito 1 | 6479_G_3 | 6479 | G | 3 |  | Hydro |  | WEC_LADW | California | 6 | Los Angeles | 37 | 06037 | 11 | 0 | 1917 | 9999 |  |  | N | Hydro | [13 empty] | 0 | 0 | 0 | 0 | [11 empty] | Los Angeles Dept of Water & Power | 100 | Los Angeles Dept of Water & Power | 100 | Regulated
San Francisquito 1 | 6479_G_4 | 6479 | G | 4 |  | Hydro |  | WEC_LADW | California | 6 | Los Angeles | 37 | 06037 | 12 | 0 | 1923 | 9999 |  |  | N | Hydro | [13 empty] | 0 | 0 | 0 | 0 | [11 empty] | Los Angeles Dept of Water & Power | 100 | Los Angeles Dept of Water & Power | 100 | Regulated
San Francisquito 1 | 6479_G_6 | 6479 | G | 6 |  | Hydro |  | WEC_LADW | California | 6 | Los Angeles | 37 | 06037 | 27 | 0 | 1987 | 9999 |  |  | N | Hydro | [13 empty] | 0 | 0 | 0 | 0 | [11 empty] | Los Angeles Dept of Water & Power | 100 | Los Angeles Dept of Water & Power | 100 | Regulated
OER Checkerspot | 64790_G_CHECK | 64790 | G | CHECK |  | Solar PV |  | PJM_SMAC | Maryland | 24 | Anne Arundel | 3 | 24003 | 1.5 | 0 | 2021 | 9999 |  |  | N | Solar | [13 empty] | 0 | 0 | 0 | 0 | [11 empty] | Standard Solar | 100 | Standard Solar | 100 | Non-regulated
WAL462 | 64791_G_GEN1 | 64791 | G | GEN1 |  | Combustion Turbine | IC Engine | ERC_REST | Texas | 48 | Brazoria | 39 | 48039 | 1.3 | 9905 | 2019 | 9999 |  |  | N | Natural Gas | [13 empty] | 1.061 | 1.061 | 1.061 | 1.061 | [11 empty] | Walmart Stores Texas, LLC | 100 | Walmart Stores Texas, LLC | 100 | Non-regulated
WAL504 | 64792_G_GEN1 | 64792 | G | GEN1 |  | Combustion Turbine | IC Engine | ERC_REST | Texas | 48 | Galveston | 167 | 48167 | 0.4 | 9905 | 2022 | 9999 |  |  | N | Natural Gas | [11 empty] | 0 |  | 0.011 | 0.011 | 0.011 | 0.011 | [11 empty] | Walmart Stores Texas, LLC | 100 | Walmart Stores Texas, LLC | 100 | Non-regulated
WAL504 | 64792_G_GEN2 | 64792 | G | GEN2 |  | Combustion Turbine | IC Engine | ERC_REST | Texas | 48 | Galveston | 167 | 48167 | 0.4 | 9905 | 2022 | 9999 |  |  | N | Natural Gas | [11 empty] | 0 |  | 0.011 | 0.011 | 0.011 | 0.011 | [11 empty] | Walmart Stores Texas, LLC | 100 | Walmart Stores Texas, LLC | 100 | Non-regulated
WAL504 | 64792_G_GEN3 | 64792 | G | GEN3 |  | Combustion Turbine | IC Engine | ERC_REST | Texas | 48 | Galveston | 167 | 48167 | 0.4 | 9905 | 2022 | 9999 |  |  | N | Natural Gas | [11 empty] | 0 |  | 0.011 | 0.011 | 0.011 | 0.011 | [11 empty] | Walmart Stores Texas, LLC | 100 | Walmart Stores Texas, LLC | 100 | Non-regulated
WAL522 | 64793_G_GEN1 | 64793 | G | GEN1 |  | Combustion Turbine | IC Engine | ERC_REST | Texas | 48 | Harris | 201 | 48201 | 0.4 | 9905 | 2020 | 9999 |  |  | N | Natural Gas | [13 empty] | 0.011 | 0.011 | 0.011 | 0.011 | [11 empty] | Walmart Stores Texas, LLC | 100 | Walmart Stores Texas, LLC | 100 | Non-regulated
WAL522 | 64793_G_GEN2 | 64793 | G | GEN2 |  | Combustion Turbine | IC Engine | ERC_REST | Texas | 48 | Harris | 201 | 48201 | 0.4 | 9905 | 2020 | 9999 |  |  | N | Natural Gas | [13 empty] | 0.011 | 0.011 | 0.011 | 0.011 | [11 empty] | Walmart Stores Texas, LLC | 100 | Walmart Stores Texas, LLC | 100 | Non-regulated
WAL522 | 64793_G_GEN3 | 64793 | G | GEN3 |  | Combustion Turbine | IC Engine | ERC_REST | Texas | 48 | Harris | 201 | 48201 | 0.4 | 9905 | 2020 | 9999 |  |  | N | Natural Gas | [13 empty] | 0.011 | 0.011 | 0.011 | 0.011 | [11 empty] | Walmart Stores Texas, LLC | 100 | Walmart Stores Texas, LLC | 100 | Non-regulated
WAL529 | 64794_G_GEN1 | 64794 | G | GEN1 |  | Combustion Turbine | IC Engine | ERC_REST | Texas | 48 | Galveston | 167 | 48167 | 1.3 | 9905 | 2019 | 9999 |  |  | N | Natural Gas | [13 empty] | 1.061 | 1.061 | 1.061 | 1.061 | [11 empty] | Walmart Stores Texas, LLC | 100 | Walmart Stores Texas, LLC | 100 | Non-regulated
WAL536 | 64795_G_GEN1 | 64795 | G | GEN1 |  | Combustion Turbine | IC Engine | ERC_WEST | Texas | 48 | Jones | 253 | 48253 | 0.4 | 9905 | 2021 | 9999 |  |  | N | Natural Gas | [13 empty] | 0.011 | 0.011 | 0.011 | 0.011 | [11 empty] | Walmart Stores Texas, LLC | 100 | Walmart Stores Texas, LLC | 100 | Non-regulated
WAL536 | 64795_G_GEN2 | 64795 | G | GEN2 |  | Combustion Turbine | IC Engine | ERC_WEST | Texas | 48 | Jones | 253 | 48253 | 0.4 | 9905 | 2021 | 9999 |  |  | N | Natural Gas | [13 empty] | 0.011 | 0.011 | 0.011 | 0.011 | [11 empty] | Walmart Stores Texas, LLC | 100 | Walmart Stores Texas, LLC | 100 | Non-regulated
WAL536 | 64795_G_GEN3 | 64795 | G | GEN3 |  | Combustion Turbine | IC Engine | ERC_WEST | Texas | 48 | Jones | 253 | 48253 | 0.4 | 9905 | 2021 | 9999 |  |  | N | Natural Gas | [13 empty] | 0.011 | 0.011 | 0.011 | 0.011 | [11 empty] | Walmart Stores Texas, LLC | 100 | Walmart Stores Texas, LLC | 100 | Non-regulated
WAL537 | 64796_G_GEN1 | 64796 | G | GEN1 |  | Combustion Turbine | IC Engine | ERC_WEST | Texas | 48 | Ector | 135 | 48135 | 0.4 | 9905 | 2021 | 9999 |  |  | N | Natural Gas | [13 empty] | 0.011 | 0.011 | 0.011 | 0.011 | [11 empty] | Walmart Stores Texas, LLC | 100 | Walmart Stores Texas, LLC | 100 | Non-regulated
WAL537 | 64796_G_GEN2 | 64796 | G | GEN2 |  | Combustion Turbine | IC Engine | ERC_WEST | Texas | 48 | Ector | 135 | 48135 | 0.4 | 9905 | 2021 | 9999 |  |  | N | Natural Gas | [13 empty] | 0.011 | 0.011 | 0.011 | 0.011 | [11 empty] | Walmart Stores Texas, LLC | 100 | Walmart Stores Texas, LLC | 100 | Non-regulated
WAL537 | 64796_G_GEN3 | 64796 | G | GEN3 |  | Combustion Turbine | IC Engine | ERC_WEST | Texas | 48 | Ector | 135 | 48135 | 0.4 | 9905 | 2021 | 9999 |  |  | N | Natural Gas | [13 empty] | 0.011 | 0.011 | 0.011 | 0.011 | [11 empty] | Walmart Stores Texas, LLC | 100 | Walmart Stores Texas, LLC | 100 | Non-regulated
WAL546 | 64797_G_GEN1 | 64797 | G | GEN1 |  | Combustion Turbine | IC Engine | ERC_REST | Texas | 48 | Fort Bend | 157 | 48157 | 0.4 | 9905 | 2020 | 9999 |  |  | N | Natural Gas | [13 empty] | 0.011 | 0.011 | 0.011 | 0.011 | [11 empty] | Walmart Stores Texas, LLC | 100 | Walmart Stores Texas, LLC | 100 | Non-regulated
WAL546 | 64797_G_GEN2 | 64797 | G | GEN2 |  | Combustion Turbine | IC Engine | ERC_REST | Texas | 48 | Fort Bend | 157 | 48157 | 0.4 | 9905 | 2020 | 9999 |  |  | N | Natural Gas | [13 empty] | 0.011 | 0.011 | 0.011 | 0.011 | [11 empty] | Walmart Stores Texas, LLC | 100 | Walmart Stores Texas, LLC | 100 | Non-regulated
WAL546 | 64797_G_GEN3 | 64797 | G | GEN3 |  | Combustion Turbine | IC Engine | ERC_REST | Texas | 48 | Fort Bend | 157 | 48157 | 0.4 | 9905 | 2020 | 9999 |  |  | N | Natural Gas | [13 empty] | 0.011 | 0.011 | 0.011 | 0.011 | [11 empty] | Walmart Stores Texas, LLC | 100 | Walmart Stores Texas, LLC | 100 | Non-regulated
WAL565 | 64798_G_GEN1 | 64798 | G | GEN1 |  | Combustion Turbine | IC Engine | ERC_REST | Texas | 48 | Navarro | 349 | 48349 | 0.4 | 9905 | 2022 | 9999 |  |  | N | Natural Gas | [13 empty] | 0.011 | 0.011 | 0.011 | 0.011 | [11 empty] | Walmart Stores Texas, LLC | 100 | Walmart Stores Texas, LLC | 100 | Non-regulated
WAL565 | 64798_G_GEN2 | 64798 | G | GEN2 |  | Combustion Turbine | IC Engine | ERC_REST | Texas | 48 | Navarro | 349 | 48349 | 0.4 | 9905 | 2022 | 9999 |  |  | N | Natural Gas | [13 empty] | 0.011 | 0.011 | 0.011 | 0.011 | [11 empty] | Walmart Stores Texas, LLC | 100 | Walmart Stores Texas, LLC | 100 | Non-regulated
WAL565 | 64798_G_GEN3 | 64798 | G | GEN3 |  | Combustion Turbine | IC Engine | ERC_REST | Texas | 48 | Navarro | 349 | 48349 | 0.4 | 9905 | 2022 | 9999 |  |  | N | Natural Gas | [13 empty] | 0.011 | 0.011 | 0.011 | 0.011 | [11 empty] | Walmart Stores Texas, LLC | 100 | Walmart Stores Texas, LLC | 100 | Non-regulated
WAL602 | 64799_G_GEN1 | 64799 | G | GEN1 |  | Combustion Turbine | IC Engine | MIS_WOTA | Texas | 48 | Montgomery | 339 | 48339 | 0.4 | 9905 | 2020 | 9999 |  |  | N | Natural Gas | [13 empty] | 0.011 | 0.011 | 0.011 | 0.011 | [11 empty] | Walmart Stores Texas, LLC | 100 | Walmart Stores Texas, LLC | 100 | Non-regulated
WAL602 | 64799_G_GEN2 | 64799 | G | GEN2 |  | Combustion Turbine | IC Engine | MIS_WOTA | Texas | 48 | Montgomery | 339 | 48339 | 0.4 | 9905 | 2020 | 9999 |  |  | N | Natural Gas | [13 empty] | 0.011 | 0.011 | 0.011 | 0.011 | [11 empty] | Walmart Stores Texas, LLC | 100 | Walmart Stores Texas, LLC | 100 | Non-regulated
WAL602 | 64799_G_GEN3 | 64799 | G | GEN3 |  | Combustion Turbine | IC Engine | MIS_WOTA | Texas | 48 | Montgomery | 339 | 48339 | 0.4 | 9905 | 2020 | 9999 |  |  | N | Natural Gas | [13 empty] | 0.011 | 0.011 | 0.011 | 0.011 | [11 empty] | Walmart Stores Texas, LLC | 100 | Walmart Stores Texas, LLC | 100 | Non-regulated
San Francisquito 2 | 6480_G_2 | 6480 | G | 2 |  | Hydro |  | WEC_LADW | California | 6 | Los Angeles | 37 | 06037 | 14.4 | 0 | 1920 | 9999 |  |  | N | Hydro | [13 empty] | 0 | 0 | 0 | 0 | [11 empty] | Los Angeles Dept of Water & Power | 100 | Los Angeles Dept of Water & Power | 100 | Regulated
San Francisquito 2 | 6480_G_3 | 6480 | G | 3 |  | Hydro |  | WEC_LADW | California | 6 | Los Angeles | 37 | 06037 | 16 | 0 | 1932 | 9999 |  |  | N | Hydro | [13 empty] | 0 | 0 | 0 | 0 | [11 empty] | Los Angeles Dept of Water & Power | 100 | Los Angeles Dept of Water & Power | 100 | Regulated
WAL744 | 64800_G_GEN1 | 64800 | G | GEN1 |  | Combustion Turbine | IC Engine | ERC_REST | Texas | 48 | Harris | 201 | 48201 | 0.4 | 9905 | 2020 | 9999 |  |  | N | Natural Gas | [13 empty] | 0.011 | 0.011 | 0.011 | 0.011 | [11 empty] | Walmart Stores Texas, LLC | 100 | Walmart Stores Texas, LLC | 100 | Non-regulated
WAL744 | 64800_G_GEN2 | 64800 | G | GEN2 |  | Combustion Turbine | IC Engine | ERC_REST | Texas | 48 | Harris | 201 | 48201 | 0.4 | 9905 | 2020 | 9999 |  |  | N | Natural Gas | [13 empty] | 0.011 | 0.011 | 0.011 | 0.011 | [11 empty] | Walmart Stores Texas, LLC | 100 | Walmart Stores Texas, LLC | 100 | Non-regulated
WAL744 | 64800_G_GEN3 | 64800 | G | GEN3 |  | Combustion Turbine | IC Engine | ERC_REST | Texas | 48 | Harris | 201 | 48201 | 0.4 | 9905 | 2020 | 9999 |  |  | N | Natural Gas | [13 empty] | 0.011 | 0.011 | 0.011 | 0.011 | [11 empty] | Walmart Stores Texas, LLC | 100 | Walmart Stores Texas, LLC | 100 | Non-regulated
WAL752 | 64801_G_GEN1 | 64801 | G | GEN1 |  | Combustion Turbine | IC Engine | ERC_REST | Texas | 48 | Harris | 201 | 48201 | 0.4 | 9905 | 2020 | 9999 |  |  | N | Natural Gas | [13 empty] | 0.011 | 0.011 | 0.011 | 0.011 | [11 empty] | Walmart Stores Texas, LLC | 100 | Walmart Stores Texas, LLC | 100 | Non-regulated
WAL752 | 64801_G_GEN2 | 64801 | G | GEN2 |  | Combustion Turbine | IC Engine | ERC_REST | Texas | 48 | Harris | 201 | 48201 | 0.4 | 9905 | 2020 | 9999 |  |  | N | Natural Gas | [13 empty] | 0.011 | 0.011 | 0.011 | 0.011 | [11 empty] | Walmart Stores Texas, LLC | 100 | Walmart Stores Texas, LLC | 100 | Non-regulated
WAL752 | 64801_G_GEN3 | 64801 | G | GEN3 |  | Combustion Turbine | IC Engine | ERC_REST | Texas | 48 | Harris | 201 | 48201 | 0.4 | 9905 | 2020 | 9999 |  |  | N | Natural Gas | [13 empty] | 0.011 | 0.011 | 0.011 | 0.011 | [11 empty] | Walmart Stores Texas, LLC | 100 | Walmart Stores Texas, LLC | 100 | Non-regulated
WAL768 | 64802_G_GEN1 | 64802 | G | GEN1 |  | Combustion Turbine | IC Engine | ERC_REST | Texas | 48 | Harris | 201 | 48201 | 0.4 | 9905 | 2019 | 9999 |  |  | N | Natural Gas | [13 empty] | 1.061 | 1.061 | 1.061 | 1.061 | [11 empty] | Walmart Stores Texas, LLC | 100 | Walmart Stores Texas, LLC | 100 | Non-regulated
WAL768 | 64802_G_GEN2 | 64802 | G | GEN2 |  | Combustion Turbine | IC Engine | ERC_REST | Texas | 48 | Harris | 201 | 48201 | 0.4 | 9905 | 2019 | 9999 |  |  | N | Natural Gas | [13 empty] | 1.061 | 1.061 | 1.061 | 1.061 | [11 empty] | Walmart Stores Texas, LLC | 100 | Walmart Stores Texas, LLC | 100 | Non-regulated
WAL768 | 64802_G_GEN3 | 64802 | G | GEN3 |  | Combustion Turbine | IC Engine | ERC_REST | Texas | 48 | Harris | 201 | 48201 | 0.4 | 9905 | 2019 | 9999 |  |  | N | Natural Gas | [13 empty] | 1.061 | 1.061 | 1.061 | 1.061 | [11 empty] | Walmart Stores Texas, LLC | 100 | Walmart Stores Texas, LLC | 100 | Non-regulated
WAL772 | 64803_G_GEN1 | 64803 | G | GEN1 |  | Combustion Turbine | IC Engine | ERC_REST | Texas | 48 | Harris | 201 | 48201 | 0.4 | 9905 | 2021 | 9999 |  |  | N | Natural Gas | [13 empty] | 0.011 | 0.011 | 0.011 | 0.011 | [11 empty] | Walmart Stores Texas, LLC | 100 | Walmart Stores Texas, LLC | 100 | Non-regulated
WAL772 | 64803_G_GEN2 | 64803 | G | GEN2 |  | Combustion Turbine | IC Engine | ERC_REST | Texas | 48 | Harris | 201 | 48201 | 0.4 | 9905 | 2021 | 9999 |  |  | N | Natural Gas | [13 empty] | 0.011 | 0.011 | 0.011 | 0.011 | [11 empty] | Walmart Stores Texas, LLC | 100 | Walmart Stores Texas, LLC | 100 | Non-regulated
WAL772 | 64803_G_GEN3 | 64803 | G | GEN3 |  | Combustion Turbine | IC Engine | ERC_REST | Texas | 48 | Harris | 201 | 48201 | 0.4 | 9905 | 2021 | 9999 |  |  | N | Natural Gas | [13 empty] | 0.011 | 0.011 | 0.011 | 0.011 | [11 empty] | Walmart Stores Texas, LLC | 100 | Walmart Stores Texas, LLC | 100 | Non-regulated
WAL791 | 64804_G_GEN1 | 64804 | G | GEN1 |  | Combustion Turbine | IC Engine | ERC_REST | Texas | 48 | Jim Wells | 249 | 48249 | 0.4 | 9905 | 2021 | 9999 |  |  | N | Natural Gas | [13 empty] | 0.011 | 0.011 | 0.011 | 0.011 | [11 empty] | Walmart Stores Texas, LLC | 100 | Walmart Stores Texas, LLC | 100 | Non-regulated
WAL791 | 64804_G_GEN2 | 64804 | G | GEN2 |  | Combustion Turbine | IC Engine | ERC_REST | Texas | 48 | Jim Wells | 249 | 48249 | 0.4 | 9905 | 2021 | 9999 |  |  | N | Natural Gas | [13 empty] | 0.011 | 0.011 | 0.011 | 0.011 | [11 empty] | Walmart Stores Texas, LLC | 100 | Walmart Stores Texas, LLC | 100 | Non-regulated
WAL791 | 64804_G_GEN3 | 64804 | G | GEN3 |  | Combustion Turbine | IC Engine | ERC_REST | Texas | 48 | Jim Wells | 249 | 48249 | 0.4 | 9905 | 2021 | 9999 |  |  | N | Natural Gas | [13 empty] | 0.011 | 0.011 | 0.011 | 0.011 | [11 empty] | Walmart Stores Texas, LLC | 100 | Walmart Stores Texas, LLC | 100 | Non-regulated
WAL849 | 64805_G_GEN1 | 64805 | G | GEN1 |  | Combustion Turbine | IC Engine | ERC_REST | Texas | 48 | Harris | 201 | 48201 | 0.4 | 9905 | 2020 | 9999 |  |  | N | Natural Gas | [13 empty] | 0.011 | 0.011 | 0.011 | 0.011 | [11 empty] | Walmart Stores Texas, LLC | 100 | Walmart Stores Texas, LLC | 100 | Non-regulated
WAL849 | 64805_G_GEN2 | 64805 | G | GEN2 |  | Combustion Turbine | IC Engine | ERC_REST | Texas | 48 | Harris | 201 | 48201 | 0.4 | 9905 | 2020 | 9999 |  |  | N | Natural Gas | [13 empty] | 0.011 | 0.011 | 0.011 | 0.011 | [11 empty] | Walmart Stores Texas, LLC | 100 | Walmart Stores Texas, LLC | 100 | Non-regulated
WAL849 | 64805_G_GEN3 | 64805 | G | GEN3 |  | Combustion Turbine | IC Engine | ERC_REST | Texas | 48 | Harris | 201 | 48201 | 0.4 | 9905 | 2020 | 9999 |  |  | N | Natural Gas | [13 empty] | 0.011 | 0.011 | 0.011 | 0.011 | [11 empty] | Walmart Stores Texas, LLC | 100 | Walmart Stores Texas, LLC | 100 | Non-regulated
WAL872 | 64806_G_GEN1 | 64806 | G | GEN1 |  | Combustion Turbine | IC Engine | ERC_REST | Texas | 48 | Brazoria | 39 | 48039 | 0.4 | 9905 | 2020 | 9999 |  |  | N | Natural Gas | [13 empty] | 0.011 | 0.011 | 0.011 | 0.011 | [11 empty] | Walmart Stores Texas, LLC | 100 | Walmart Stores Texas, LLC | 100 | Non-regulated
WAL872 | 64806_G_GEN2 | 64806 | G | GEN2 |  | Combustion Turbine | IC Engine | ERC_REST | Texas | 48 | Brazoria | 39 | 48039 | 0.4 | 9905 | 2020 | 9999 |  |  | N | Natural Gas | [13 empty] | 0.011 | 0.011 | 0.011 | 0.011 | [11 empty] | Walmart Stores Texas, LLC | 100 | Walmart Stores Texas, LLC | 100 | Non-regulated
WAL872 | 64806_G_GEN3 | 64806 | G | GEN3 |  | Combustion Turbine | IC Engine | ERC_REST | Texas | 48 | Brazoria | 39 | 48039 | 0.4 | 9905 | 2020 | 9999 |  |  | N | Natural Gas | [13 empty] | 0.011 | 0.011 | 0.011 | 0.011 | [11 empty] | Walmart Stores Texas, LLC | 100 | Walmart Stores Texas, LLC | 100 | Non-regulated
WAL896 | 64807_G_GEN1 | 64807 | G | GEN1 |  | Combustion Turbine | IC Engine | ERC_REST | Texas | 48 | Dallas | 113 | 48113 | 0.4 | 9905 | 2021 | 9999 |  |  | N | Natural Gas | [13 empty] | 0.011 | 0.011 | 0.011 | 0.011 | [11 empty] | Walmart Stores Texas, LLC | 100 | Walmart Stores Texas, LLC | 100 | Non-regulated
WAL896 | 64807_G_GEN2 | 64807 | G | GEN2 |  | Combustion Turbine | IC Engine | ERC_REST | Texas | 48 | Dallas | 113 | 48113 | 0.4 | 9905 | 2021 | 9999 |  |  | N | Natural Gas | [13 empty] | 0.011 | 0.011 | 0.011 | 0.011 | [11 empty] | Walmart Stores Texas, LLC | 100 | Walmart Stores Texas, LLC | 100 | Non-regulated
WAL896 | 64807_G_GEN3 | 64807 | G | GEN3 |  | Combustion Turbine | IC Engine | ERC_REST | Texas | 48 | Dallas | 113 | 48113 | 0.4 | 9905 | 2021 | 9999 |  |  | N | Natural Gas | [13 empty] | 0.011 | 0.011 | 0.011 | 0.011 | [11 empty] | Walmart Stores Texas, LLC | 100 | Walmart Stores Texas, LLC | 100 | Non-regulated
WAL897 | 64808_G_GEN1 | 64808 | G | GEN1 |  | Combustion Turbine | IC Engine | ERC_WEST | Texas | 48 | Pecos | 371 | 48371 | 1.3 | 9905 | 2021 | 9999 |  |  | N | Natural Gas | [13 empty] | 0.011 | 0.011 | 0.011 | 0.011 | [11 empty] | Walmart Stores Texas, LLC | 100 | Walmart Stores Texas, LLC | 100 | Non-regulated
WAL940 | 64809_G_GEN1 | 64809 | G | GEN1 |  | Combustion Turbine | IC Engine | ERC_REST | Texas | 48 | Tarrant | 439 | 48439 | 0.4 | 9905 | 2020 | 9999 |  |  | N | Natural Gas | [13 empty] | 0.011 | 0.011 | 0.011 | 0.011 | [11 empty] | Walmart Stores Texas, LLC | 100 | Walmart Stores Texas, LLC | 100 | Non-regulated
WAL940 | 64809_G_GEN2 | 64809 | G | GEN2 |  | Combustion Turbine | IC Engine | ERC_REST | Texas | 48 | Tarrant | 439 | 48439 | 0.4 | 9905 | 2020 | 9999 |  |  | N | Natural Gas | [13 empty] | 0.011 | 0.011 | 0.011 | 0.011 | [11 empty] | Walmart Stores Texas, LLC | 100 | Walmart Stores Texas, LLC | 100 | Non-regulated
WAL940 | 64809_G_GEN3 | 64809 | G | GEN3 |  | Combustion Turbine | IC Engine | ERC_REST | Texas | 48 | Tarrant | 439 | 48439 | 0.4 | 9905 | 2020 | 9999 |  |  | N | Natural Gas | [13 empty] | 0.011 | 0.011 | 0.011 | 0.011 | [11 empty] | Walmart Stores Texas, LLC | 100 | Walmart Stores Texas, LLC | 100 | Non-regulated
WAL947 | 64810_G_GEN1 | 64810 | G | GEN1 |  | Combustion Turbine | IC Engine | ERC_REST | Texas | 48 | Grayson | 181 | 48181 | 0.4 | 9905 | 2020 | 9999 |  |  | N | Natural Gas | [13 empty] | 0.011 | 0.011 | 0.011 | 0.011 | [11 empty] | Walmart Stores Texas, LLC | 100 | Walmart Stores Texas, LLC | 100 | Non-regulated
WAL947 | 64810_G_GEN2 | 64810 | G | GEN2 |  | Combustion Turbine | IC Engine | ERC_REST | Texas | 48 | Grayson | 181 | 48181 | 0.4 | 9905 | 2020 | 9999 |  |  | N | Natural Gas | [13 empty] | 0.011 | 0.011 | 0.011 | 0.011 | [11 empty] | Walmart Stores Texas, LLC | 100 | Walmart Stores Texas, LLC | 100 | Non-regulated
WAL947 | 64810_G_GEN3 | 64810 | G | GEN3 |  | Combustion Turbine | IC Engine | ERC_REST | Texas | 48 | Grayson | 181 | 48181 | 0.4 | 9905 | 2020 | 9999 |  |  | N | Natural Gas | [13 empty] | 0.011 | 0.011 | 0.011 | 0.011 | [11 empty] | Walmart Stores Texas, LLC | 100 | Walmart Stores Texas, LLC | 100 | Non-regulated
Upton County BESS | 64811_G_UPT1 | 64811 | G | UPT1 |  | Energy Storage |  | ERC_WEST | Texas | 48 | Upton | 461 | 48461 | 3.1 | 0 | 2023 | 9999 |  |  | N | Energy Storage | [13 empty] | 0 | 0 | 0 | 0 | [11 empty] | VESI Upton County BESS, LLC | 100 | VESI Upton County BESS, LLC | 100 | Non-regulated
Upton County BESS | 64811_G_UPT2 | 64811 | G | UPT2 |  | Energy Storage |  | ERC_WEST | Texas | 48 | Upton | 461 | 48461 | 3.1 | 0 | 2023 | 9999 |  |  | N | Energy Storage | [13 empty] | 0 | 0 | 0 | 0 | [11 empty] | VESI Upton County BESS, LLC | 100 | VESI Upton County BESS, LLC | 100 | Non-regulated
Upton County BESS | 64811_G_UPT3 | 64811 | G | UPT3 |  | Energy Storage |  | ERC_WEST | Texas | 48 | Upton | 461 | 48461 | 3.1 | 0 | 2023 | 9999 |  |  | N | Energy Storage | [13 empty] | 0 | 0 | 0 | 0 | [11 empty] | VESI Upton County BESS, LLC | 100 | VESI Upton County BESS, LLC | 100 | Non-regulated
Upton County BESS | 64811_G_UPT4 | 64811 | G | UPT4 |  | Energy Storage |  | ERC_WEST | Texas | 48 | Upton | 461 | 48461 | 3.1 | 0 | 2023 | 9999 |  |  | N | Energy Storage | [13 empty] | 0 | 0 | 0 | 0 | [11 empty] | VESI Upton County BESS, LLC | 100 | VESI Upton County BESS, LLC | 100 | Non-regulated
Upton County BESS | 64811_G_UPT5 | 64811 | G | UPT5 |  | Energy Storage |  | ERC_WEST | Texas | 48 | Upton | 461 | 48461 | 3.1 | 0 | 2023 | 9999 |  |  | N | Energy Storage | [13 empty] | 0 | 0 | 0 | 0 | [11 empty] | VESI Upton County BESS, LLC | 100 | VESI Upton County BESS, LLC | 100 | Non-regulated
Upton County BESS | 64811_G_UPT6 | 64811 | G | UPT6 |  | Energy Storage |  | ERC_WEST | Texas | 48 | Upton | 461 | 48461 | 3.1 | 0 | 2023 | 9999 |  |  | N | Energy Storage | [13 empty] | 0 | 0 | 0 | 0 | [11 empty] | VESI Upton County BESS, LLC | 100 | VESI Upton County BESS, LLC | 100 | Non-regulated
Upton County BESS | 64811_G_UPT7 | 64811 | G | UPT7 |  | Energy Storage |  | ERC_WEST | Texas | 48 | Upton | 461 | 48461 | 3.1 | 0 | 2023 | 9999 |  |  | N | Energy Storage | [13 empty] | 0 | 0 | 0 | 0 | [11 empty] | VESI Upton County BESS, LLC | 100 | VESI Upton County BESS, LLC | 100 | Non-regulated
Upton County BESS | 64811_G_UPT8 | 64811 | G | UPT8 |  | Energy Storage |  | ERC_WEST | Texas | 48 | Upton | 461 | 48461 | 3.1 | 0 | 2023 | 9999 |  |  | N | Energy Storage | [13 empty] | 0 | 0 | 0 | 0 | [11 empty] | VESI Upton County BESS, LLC | 100 | VESI Upton County BESS, LLC | 100 | Non-regulated
WAL972 | 64812_G_GEN1 | 64812 | G | GEN1 |  | Combustion Turbine | IC Engine | ERC_REST | Texas | 48 | Tarrant | 439 | 48439 | 0.4 | 9905 | 2020 | 9999 |  |  | N | Natural Gas | [13 empty] | 0.011 | 0.011 | 0.011 | 0.011 | [11 empty] | Walmart Stores Texas, LLC | 100 | Walmart Stores Texas, LLC | 100 | Non-regulated
WAL972 | 64812_G_GEN2 | 64812 | G | GEN2 |  | Combustion Turbine | IC Engine | ERC_REST | Texas | 48 | Tarrant | 439 | 48439 | 0.4 | 9905 | 2020 | 9999 |  |  | N | Natural Gas | [13 empty] | 0.011 | 0.011 | 0.011 | 0.011 | [11 empty] | Walmart Stores Texas, LLC | 100 | Walmart Stores Texas, LLC | 100 | Non-regulated
WAL972 | 64812_G_GEN3 | 64812 | G | GEN3 |  | Combustion Turbine | IC Engine | ERC_REST | Texas | 48 | Tarrant | 439 | 48439 | 0.4 | 9905 | 2020 | 9999 |  |  | N | Natural Gas | [13 empty] | 0.011 | 0.011 | 0.011 | 0.011 | [11 empty] | Walmart Stores Texas, LLC | 100 | Walmart Stores Texas, LLC | 100 | Non-regulated
WAL1040 | 64813_G_GEN1 | 64813 | G | GEN1 |  | Combustion Turbine | IC Engine | ERC_REST | Texas | 48 | Harris | 201 | 48201 | 0.4 | 9905 | 2019 | 9999 |  |  | N | Natural Gas | [13 empty] | 1.061 | 1.061 | 1.061 | 1.061 | [11 empty] | Walmart Stores Texas, LLC | 100 | Walmart Stores Texas, LLC | 100 | Non-regulated
WAL1040 | 64813_G_GEN2 | 64813 | G | GEN2 |  | Combustion Turbine | IC Engine | ERC_REST | Texas | 48 | Harris | 201 | 48201 | 0.4 | 9905 | 2019 | 9999 |  |  | N | Natural Gas | [13 empty] | 1.061 | 1.061 | 1.061 | 1.061 | [11 empty] | Walmart Stores Texas, LLC | 100 | Walmart Stores Texas, LLC | 100 | Non-regulated
WAL1040 | 64813_G_GEN3 | 64813 | G | GEN3 |  | Combustion Turbine | IC Engine | ERC_REST | Texas | 48 | Harris | 201 | 48201 | 0.4 | 9905 | 2019 | 9999 |  |  | N | Natural Gas | [13 empty] | 1.061 | 1.061 | 1.061 | 1.061 | [11 empty] | Walmart Stores Texas, LLC | 100 | Walmart Stores Texas, LLC | 100 | Non-regulated
WAL1062 | 64814_G_GEN1 | 64814 | G | GEN1 |  | Combustion Turbine | IC Engine | ERC_REST | Texas | 48 | Harris | 201 | 48201 | 0.4 | 9905 | 2021 | 9999 |  |  | N | Natural Gas | [13 empty] | 0.011 | 0.011 | 0.011 | 0.011 | [11 empty] | Walmart Stores Texas, LLC | 100 | Walmart Stores Texas, LLC | 100 | Non-regulated
WAL1062 | 64814_G_GEN2 | 64814 | G | GEN2 |  | Combustion Turbine | IC Engine | ERC_REST | Texas | 48 | Harris | 201 | 48201 | 0.4 | 9905 | 2021 | 9999 |  |  | N | Natural Gas | [13 empty] | 0.011 | 0.011 | 0.011 | 0.011 | [11 empty] | Walmart Stores Texas, LLC | 100 | Walmart Stores Texas, LLC | 100 | Non-regulated
WAL1062 | 64814_G_GEN3 | 64814 | G | GEN3 |  | Combustion Turbine | IC Engine | ERC_REST | Texas | 48 | Harris | 201 | 48201 | 0.4 | 9905 | 2021 | 9999 |  |  | N | Natural Gas | [13 empty] | 0.011 | 0.011 | 0.011 | 0.011 | [11 empty] | Walmart Stores Texas, LLC | 100 | Walmart Stores Texas, LLC | 100 | Non-regulated
WAL1103 | 64815_G_GEN1 | 64815 | G | GEN1 |  | Combustion Turbine | IC Engine | ERC_REST | Texas | 48 | Harris | 201 | 48201 | 0.4 | 9905 | 2019 | 9999 |  |  | N | Natural Gas | [13 empty] | 1.061 | 1.061 | 1.061 | 1.061 | [11 empty] | Walmart Stores Texas, LLC | 100 | Walmart Stores Texas, LLC | 100 | Non-regulated
WAL1103 | 64815_G_GEN2 | 64815 | G | GEN2 |  | Combustion Turbine | IC Engine | ERC_REST | Texas | 48 | Harris | 201 | 48201 | 0.4 | 9905 | 2019 | 9999 |  |  | N | Natural Gas | [13 empty] | 1.061 | 1.061 | 1.061 | 1.061 | [11 empty] | Walmart Stores Texas, LLC | 100 | Walmart Stores Texas, LLC | 100 | Non-regulated
WAL1103 | 64815_G_GEN3 | 64815 | G | GEN3 |  | Combustion Turbine | IC Engine | ERC_REST | Texas | 48 | Harris | 201 | 48201 | 0.4 | 9905 | 2019 | 9999 |  |  | N | Natural Gas | [13 empty] | 1.061 | 1.061 | 1.061 | 1.061 | [11 empty] | Walmart Stores Texas, LLC | 100 | Walmart Stores Texas, LLC | 100 | Non-regulated
WAL1232 | 64816_G_GEN1 | 64816 | G | GEN1 |  | Combustion Turbine | IC Engine | ERC_REST | Texas | 48 | Bell | 27 | 48027 | 0.4 | 9905 | 2020 | 9999 |  |  | N | Natural Gas | [13 empty] | 0.011 | 0.011 | 0.011 | 0.011 | [11 empty] | Walmart Stores Texas, LLC | 100 | Walmart Stores Texas, LLC | 100 | Non-regulated
WAL1232 | 64816_G_GEN2 | 64816 | G | GEN2 |  | Combustion Turbine | IC Engine | ERC_REST | Texas | 48 | Bell | 27 | 48027 | 0.4 | 9905 | 2020 | 9999 |  |  | N | Natural Gas | [13 empty] | 0.011 | 0.011 | 0.011 | 0.011 | [11 empty] | Walmart Stores Texas, LLC | 100 | Walmart Stores Texas, LLC | 100 | Non-regulated
WAL1232 | 64816_G_GEN3 | 64816 | G | GEN3 |  | Combustion Turbine | IC Engine | ERC_REST | Texas | 48 | Bell | 27 | 48027 | 0.4 | 9905 | 2020 | 9999 |  |  | N | Natural Gas | [13 empty] | 0.011 | 0.011 | 0.011 | 0.011 | [11 empty] | Walmart Stores Texas, LLC | 100 | Walmart Stores Texas, LLC | 100 | Non-regulated
Energix Leatherwood, LLC | 64817_G_ENX10 | 64817 | G | ENX10 |  | Solar PV |  | PJM_West | Virginia | 51 | Henry | 89 | 51089 | 20 | 0 | 2021 | 9999 |  |  | N | Solar | [13 empty] | 0 | 0 | 0 | 0 | [11 empty] | Energix Leatherwood, LLC | 100 | Energix Leatherwood, LLC | 100 | Non-regulated
Connexus Solar Stanford 1STF | 64818_G_C1STF | 64818 | G | C1STF |  | Solar PV |  | MIS_MNWI | Minnesota | 27 | Anoka | 3 | 27003 | 7.3 | 0 | 2021 | 9999 |  |  | N | Solar | [13 empty] | 0 | 0 | 0 | 0 | [11 empty] | Renewal Energy Alternatives, LLC | 55 | Renewal Energy Alternatives, LLC | 55 | Non-regulated
AEC- Santa Rosa Solar | 64819_G_AECSR | 64819 | G | AECSR |  | Solar PV |  | WECC_SCE | California | 6 | Riverside | 65 | 06065 | 0.9 | 0 | 2021 | 9999 |  |  | N | Solar | [13 empty] | 0 | 0 | 0 | 0 | [11 empty] | Anza Electric Coop Inc | 100 | Anza Electric Coop Inc | 100
Broadway Road Solar, LLC | 64820_G_OS | 64820 | G | OS |  | Solar PV |  | S_VACA | North Carolina | 37 | Lee | 105 | 37105 | 2 | 0 | 2021 | 9999 |  |  | N | Solar | [13 empty] | 0 | 0 | 0 | 0 | [11 empty] | Broadway Road Solar, LLC | 100 | Broadway Road Solar, LLC | 100 | Non-regulated
FELPS 1 - Calaveras | 64821_G_FLPS1 | 64821 | G | FLPS1 |  | Solar PV |  | ERC_REST | Texas | 48 | Harris | 201 | 48201 | 1 | 0 | 2021 | 9999 |  |  | N | Solar | [13 empty] | 0 | 0 | 0 | 0 | [11 empty] | DG Central 1, LLC | 100 | DG Central 1, LLC | 100 | Non-regulated
Wyse Fork Solar Farm, LLC | 64822_G_OS | 64822 | G | OS |  | Solar PV |  | S_VACA | North Carolina | 37 | Jones | 103 | 37103 | 2 | 0 | 2021 | 9999 |  |  | N | Solar | [13 empty] | 0 | 0 | 0 | 0 | [11 empty] | Wyse Fork Solar Farm, LLC | 100 | Wyse Fork Solar Farm, LLC | 100 | Non-regulated
FELPS 2 - Calaveras | 64823_G_FLPS2 | 64823 | G | FLPS2 |  | Solar PV |  | ERC_REST | Texas | 48 | Wilson | 493 | 48493 | 1 | 0 | 2021 | 9999 |  |  | N | Solar | [13 empty] | 0 | 0 | 0 | 0 | [11 empty] | DG Central 1, LLC | 100 | DG Central 1, LLC | 100 | Non-regulated
FELPS 3 - Floresville South | 64824_G_FLPS3 | 64824 | G | FLPS3 |  | Solar PV |  | ERC_REST | Texas | 48 | Wilson | 493 | 48493 | 1 | 0 | 2021 | 9999 |  |  | N | Solar | [13 empty] | 0 | 0 | 0 | 0 | [11 empty] | DG Central 1, LLC | 100 | DG Central 1, LLC | 100 | Non-regulated
FELPS 4 - Floresville South | 64825_G_FLPS4 | 64825 | G | FLPS4 |  | Solar PV |  | ERC_REST | Texas | 48 | Wilson | 493 | 48493 | 1 | 0 | 2021 | 9999 |  |  | N | Solar | [13 empty] | 0 | 0 | 0 | 0 | [11 empty] | DG Central 1, LLC | 100 | DG Central 1, LLC | 100 | Non-regulated
FELPS 5- Floresville South | 64826_G_FLPS5 | 64826 | G | FLPS5 |  | Solar PV |  | ERC_REST | Texas | 48 | Wilson | 493 | 48493 | 1 | 0 | 2021 | 9999 |  |  | N | Solar | [13 empty] | 0 | 0 | 0 | 0 | [11 empty] | DG Central 1, LLC | 100 | DG Central 1, LLC | 100 | Non-regulated
FELPS 6- Floresville West | 64827_G_FLPS6 | 64827 | G | FLPS6 |  | Solar PV |  | ERC_REST | Texas | 48 | Wilson | 493 | 48493 | 1 | 0 | 2021 | 9999 |  |  | N | Solar | [13 empty] | 0 | 0 | 0 | 0 | [11 empty] | DG Central 1, LLC | 100 | DG Central 1, LLC | 100 | Non-regulated
FELPS 7- Floresville West | 64828_G_FLPS7 | 64828 | G | FLPS7 |  | Solar PV |  | ERC_REST | Texas | 48 | Wilson | 493 | 48493 | 1 | 0 | 2021 | 9999 |  |  | N | Solar | [13 empty] | 0 | 0 | 0 | 0 | [11 empty] | DG Central 1, LLC | 100 | DG Central 1, LLC | 100 | Non-regulated
WAL1272 | 64829_G_GEN1 | 64829 | G | GEN1 |  | Combustion Turbine | IC Engine | ERC_WEST | Texas | 48 | Scurry | 415 | 48415 | 0.4 | 9905 | 2021 | 9999 |  |  | N | Natural Gas | [13 empty] | 0.011 | 0.011 | 0.011 | 0.011 | [11 empty] | Walmart Stores Texas, LLC | 100 | Walmart Stores Texas, LLC | 100 | Non-regulated
WAL1272 | 64829_G_GEN2 | 64829 | G | GEN2 |  | Combustion Turbine | IC Engine | ERC_WEST | Texas | 48 | Scurry | 415 | 48415 | 0.4 | 9905 | 2021 | 9999 |  |  | N | Natural Gas | [13 empty] | 0.011 | 0.011 | 0.011 | 0.011 | [11 empty] | Walmart Stores Texas, LLC | 100 | Walmart Stores Texas, LLC | 100 | Non-regulated
WAL1272 | 64829_G_GEN3 | 64829 | G | GEN3 |  | Combustion Turbine | IC Engine | ERC_WEST | Texas | 48 | Scurry | 415 | 48415 | 0.4 | 9905 | 2021 | 9999 |  |  | N | Natural Gas | [13 empty] | 0.011 | 0.011 | 0.011 | 0.011 | [11 empty] | Walmart Stores Texas, LLC | 100 | Walmart Stores Texas, LLC | 100 | Non-regulated
Mcindoes | 6483_G_GEN1 | 6483 | G | GEN1 |  | Hydro |  | NENGREST | Vermont | 50 | Caledonia | 5 | 50005 | 2.3 | 0 | 1931 | 9999 |  |  | N | Hydro | [13 empty] | 0 | 0 | 0 | 0 | [11 empty] | Great River Hydro LLC | 100 | ArcLight Capital Partners LLC | 100 | Non-regulated
Mcindoes | 6483_G_GEN2 | 6483 | G | GEN2 |  | Hydro |  | NENGREST | Vermont | 50 | Caledonia | 5 | 50005 | 2.3 | 0 | 1931 | 9999 |  |  | N | Hydro | [13 empty] | 0 | 0 | 0 | 0 | [11 empty] | Great River Hydro LLC | 100 | ArcLight Capital Partners LLC | 100 | Non-regulated
Mcindoes | 6483_G_GEN3 | 6483 | G | GEN3 |  | Hydro |  | NENGREST | Vermont | 50 | Caledonia | 5 | 50005 | 2.8 | 0 | 1931 | 9999 |  |  | N | Hydro | [13 empty] | 0 | 0 | 0 | 0 | [11 empty] | Great River Hydro LLC | 100 | ArcLight Capital Partners LLC | 100 | Non-regulated
Mcindoes | 6483_G_GEN4 | 6483 | G | GEN4 |  | Hydro |  | NENGREST | Vermont | 50 | Caledonia | 5 | 50005 | 2.8 | 0 | 1931 | 9999 |  |  | N | Hydro | [13 empty] | 0 | 0 | 0 | 0 | [11 empty] | Great River Hydro LLC | 100 | ArcLight Capital Partners LLC | 100 | Non-regulated
Brightwood Solar, LLC | 64830_G_OS | 64830 | G | OS |  | Solar PV |  | WECC_PNW | Oregon | 41 | Clackamas | 5 | 41005 | 10 | 0 | 2021 | 9999 |  |  | N | Solar | [13 empty] | 0 | 0 | 0 | 0 | [11 empty] | Brightwood Solar, LLC | 100 | Brightwood Solar, LLC | 100 | Non-regulated
Oak Leaf Solar XVIII LLC | 64831_G_DIA7 | 64831 | G | DIA7 |  | Solar PV |  | WECC_CO | Colorado | 8 | Denver | 31 | 08031 | 9 | 0 | 2021 | 9999 |  |  | N | Solar | [13 empty] | 0 | 0 | 0 | 0 | [11 empty] | Greenbacker Renewable Energy Corporation | 100 | Greenbacker Renewable Energy Corporation | 100 | Non-regulated
Yellowbud Solar, LLC | 64832_G_YELLO | 64832 | G | YELLO |  | Solar PV |  | PJM_West | Ohio | 39 | Ross | 141 | 39141 | 274 | 0 | 2023 | 9999 |  |  | N | Solar | [13 empty] | 0 | 0 | 0 | 0 | [11 empty] | National Grid Renewables | 100 | National Grid Renewables | 100 | Non-regulated
Roxbury Solar, LLC | 64834_G_ROX | 64834 | G | ROX |  | Solar PV |  | NENG_ME | Maine | 23 | Oxford | 17 | 23017 | 55 | 0 | 2024 | 9999 |  |  | N | Solar | [13 empty] | 0 | 0 | 0 | 0 | [11 empty] | Roxbury Solar, LLC | 100 | Roxbury Solar, LLC | 100 | Non-regulated
Silver Queen Wind Farm | 64835_G_NA | 64835 | G | NA |  | Onshore Wind |  | MIS_MIDA | Iowa | 19 | Crawford | 47 | 19047 | 300 | 0 | 2024 | 9999 |  |  | N | Wind | [13 empty] | 0 | 0 | 0 | 0 | [11 empty] | Silver Queen Wind Farm, LLC | 100 | Silver Queen Wind Farm, LLC | 100 | Non-regulated
Catalina Express | 64836_G_CATAL | 64836 | G | CATAL |  | Solar PV |  | WEC_LADW | California | 6 | Los Angeles | 37 | 06037 | 1 | 0 | 2020 | 9999 |  |  | N | Solar | [13 empty] | 0 | 0 | 0 | 0 | [11 empty] | USPS LA Solar FiT A & B | 100 | USPS LA Solar FiT A & B | 100 | Non-regulated
Marina South | 64837_G_MARIN | 64837 | G | MARIN |  | Solar PV |  | WEC_LADW | California | 6 | Los Angeles | 37 | 06037 | 1 | 0 | 2020 | 9999 |  |  | N | Solar | [13 empty] | 0 | 0 | 0 | 0 | [11 empty] | USPS LA Solar FiT A & B | 100 | USPS LA Solar FiT A & B | 100 | Non-regulated
SR Clay, LLC | 64838_G_CLAY | 64838 | G | CLAY |  | Solar PV |  | S_SOU | Georgia | 13 | Clay | 61 | 13061 | 106 | 0 | 2022 | 9999 |  |  | N | Solar | [13 empty] | 0 | 0 | 0 | 0 | [11 empty] | SR Clay, LLC | 100 | SR Clay, LLC | 100 | Non-regulated
Bend | 6484_G_1 | 6484 | G | 1 |  | Hydro |  | WECC_PNW | Oregon | 41 | Deschutes | 17 | 41017 | 0.2 | 0 | 1913 | 9999 |  |  | N | Hydro | [13 empty] | 0 | 0 | 0 | 0 | [11 empty] | PacifiCorp | 100 | Berkshire Hathaway Inc | 100 | Regulated
Bend | 6484_G_2 | 6484 | G | 2 |  | Hydro |  | WECC_PNW | Oregon | 41 | Deschutes | 17 | 41017 | 0.3 | 0 | 1916 | 9999 |  |  | N | Hydro | [13 empty] | 0 | 0 | 0 | 0 | [11 empty] | PacifiCorp | 100 | Berkshire Hathaway Inc | 100 | Regulated
Bend | 6484_G_3 | 6484 | G | 3 |  | Hydro |  | WECC_PNW | Oregon | 41 | Deschutes | 17 | 41017 | 0.5 | 0 | 1917 | 9999 |  |  | N | Hydro | [13 empty] | 0 | 0 | 0 | 0 | [11 empty] | PacifiCorp | 100 | Berkshire Hathaway Inc | 100 | Regulated
SR Cedar Springs, LLC | 64840_G_SRCS | 64840 | G | SRCS |  | Solar PV |  | S_SOU | Georgia | 13 | Early | 99 | 13099 | 70 | 0 | 2022 | 9999 |  |  | N | Solar | [13 empty] | 0 | 0 | 0 | 0 | [11 empty] | SR Cedar Springs, LLC | 100 | SR Cedar Springs, LLC | 100 | Non-regulated
SR DeSoto I, LLC | 64841_G_SOTOI | 64841 | G | SOTOI |  | Solar PV |  | S_SOU | Georgia | 13 | Lee | 177 | 13177 | 165 | 0 | 2022 | 9999 |  |  | N | Solar | [13 empty] | 0 | 0 | 0 | 0 | [11 empty] | SR DeSoto I, LLC | 100 | SR DeSoto I, LLC | 100 | Non-regulated
SR Turkey Creek, LLC | 64842_G_SRTC | 64842 | G | SRTC |  | Solar PV |  | S_C_KY | Kentucky | 21 | Garrard | 79 | 21079 | 50 | 0 | 2022 | 9999 |  |  | N | Solar | [13 empty] | 0 | 0 | 0 | 0 | [11 empty] | SR Turkey Creek, LLC | 100 | SR Turkey Creek, LLC | 100 | Non-regulated
SR Washington I, LLC | 64843_G_SRWA1 | 64843 | G | SRWA1 |  | Solar PV |  | S_C_TVA | Tennessee | 47 | Washington | 179 | 47179 | 9 | 0 | 2021 | 9999 |  |  | N | Solar | [13 empty] | 0 | 0 | 0 | 0 | [11 empty] | SR Washington I, LLC | 100 | SR Washington I, LLC | 100 | Non-regulated
Three Rivers Solar LLC | 64844_G_TRB | 64844 | G | TRB |  | Energy Storage |  | NENGREST | Massachusetts | 25 | Hampden | 13 | 25013 | 1.4 | 0 | 2023 | 9999 |  |  | N | Energy Storage | [13 empty] | 0 | 0 | 0 | 0 | [11 empty] | ASD Three Rivers Road MA Solar LLC | 100 | ASD Three Rivers Road MA Solar LLC | 100 | Non-regulated
Three Rivers Solar LLC | 64844_G_TRS | 64844 | G | TRS |  | Solar PV |  | NENGREST | Massachusetts | 25 | Hampden | 13 | 25013 | 4 | 0 | 2023 | 9999 |  |  | N | Solar | [13 empty] | 0 | 0 | 0 | 0 | [11 empty] | ASD Three Rivers Road MA Solar LLC | 100 | ASD Three Rivers Road MA Solar LLC | 100 | Non-regulated
Prairie | 64846_G_PR000 | 64846 | G | PR000 |  | Solar PV |  | WEC_LADW | California | 6 | Los Angeles | 37 | 06037 | 1.8 | 0 | 2021 | 9999 |  |  | N | Solar | [13 empty] | 0 | 0 | 0 | 0 | [11 empty] | Prairie Street Operating, LLC | 100 | Prairie Street Operating, LLC | 100 | Non-regulated
Rail Tie Wind | 64847_G_CRTW1 | 64847 | G | CRTW1 |  | Onshore Wind |  | WECC_WY | Wyoming | 56 | Albany | 1 | 56001 | 504 | 0 | 2024 | 9999 |  |  | N | Wind | [13 empty] | 0 | 0 | 0 | 0 | [11 empty] | ConnectGen Albany County LLC | 100 | ConnectGen Albany County LLC | 100 | Non-regulated
Bedington Energy Facility, LLC | 64848_G_BEF1 | 64848 | G | BEF1 |  | Solar PV |  | PJM_AP | West Virginia | 54 | Berkeley | 3 | 54003 | 50 | 0 | 2024 | 9999 |  |  | N | Solar | [13 empty] | 0 | 0 | 0 | 0 | [11 empty] | Bedington Energy Facility, LLC | 100 | Bedington Energy Facility, LLC | 100 | Non-regulated
Wildcat Solar Power Plant LLC | 64849_G_WILDC | 64849 | G | WILDC |  | Solar PV |  | WECC_NM | New Mexico | 35 | McKinley | 31 | 35031 | 90 | 0 | 2024 | 9999 |  |  | N | Solar | [13 empty] | 0 | 0 | 0 | 0 | [11 empty] | Solariant Capital, LLC | 100 | Solariant Capital, LLC | 100 | Non-regulated
Wilkes Solar, LLC | 64850_G_WS | 64850 | G | WS |  | Solar PV |  | S_VACA | North Carolina | 37 | Wilkes | 193 | 37193 | 75 | 0 | 2025 | 9999 |  |  | N | Solar | [13 empty] | 0 | 0 | 0 | 0 | [11 empty] | Wilkes Solar, LLC | 100 | Wilkes Solar, LLC | 100 | Non-regulated
Daggett 2 | 64851_G_DAGGB | 64851 | G | DAGGB |  | Energy Storage |  | WECC_SCE | California | 6 | San Bernardino | 71 | 06071 | 131 | 0 | 2023 | 9999 |  |  | N | Energy Storage | [13 empty] | 0 | 0 | 0 | 0 | [11 empty] | Daggett Solar Power 2 LLC | 100 | Daggett Solar Power 2 LLC | 100 | Non-regulated
Daggett 2 | 64851_G_DAGGP | 64851 | G | DAGGP |  | Solar PV |  | WECC_SCE | California | 6 | San Bernardino | 71 | 06071 | 182 | 0 | 2023 | 9999 |  |  | N | Solar | [13 empty] | 0 | 0 | 0 | 0 | [11 empty] | Daggett Solar Power 2 LLC | 100 | Daggett Solar Power 2 LLC | 100 | Non-regulated
Daggett 3 | 64852_G_DAGGB | 64852 | G | DAGGB |  | Energy Storage |  | WECC_SCE | California | 6 | San Bernardino | 71 | 06071 | 149 | 0 | 2023 | 9999 |  |  | N | Energy Storage | [13 empty] | 0 | 0 | 0 | 0 | [11 empty] | Daggett Solar Power 3 LLC | 100 | Daggett Solar Power 3 LLC | 100 | Non-regulated
Daggett 3 | 64852_G_DAGGP | 64852 | G | DAGGP |  | Solar PV |  | WECC_SCE | California | 6 | San Bernardino | 71 | 06071 | 300 | 0 | 2023 | 9999 |  |  | N | Solar | [13 empty] | 0 | 0 | 0 | 0 | [11 empty] | Daggett Solar Power 3 LLC | 100 | Daggett Solar Power 3 LLC | 100 | Non-regulated
New Market Solar | 64853_G_NMS1 | 64853 | G | NMS1 |  | Solar PV |  | PJM_West | Ohio | 39 | Highland | 71 | 39071 | 35 | 0 | 2023 | 9999 |  |  | N | Solar | [13 empty] | 0 | 0 | 0 | 0 | [11 empty] | New Market Solar | 100 | New Market Solar | 100 | Non-regulated
New Market Solar | 64853_G_NMS2 | 64853 | G | NMS2 |  | Solar PV |  | PJM_West | Ohio | 39 | Highland | 71 | 39071 | 65 | 0 | 2023 | 9999 |  |  | N | Solar | [13 empty] | 0 | 0 | 0 | 0 | [11 empty] | New Market Solar | 100 | New Market Solar | 100 | Non-regulated
Calhoun Solar | 64856_G_65009 | 64856 | G | 65009 |  | Solar PV |  | MIS_LMI | Michigan | 26 | Calhoun | 25 | 26025 | 200 | 0 | 2023 | 9999 |  |  | N | Solar | [13 empty] | 0 | 0 | 0 | 0 | [11 empty] | Invenergy Services LLC | 100 | Invenergy Services LLC | 100 | Non-regulated
Coyote Gulch Solar | 64857_G_C0513 | 64857 | G | C0513 |  | Solar PV |  | WECC_CO | Colorado | 8 | Montezuma | 83 | 08083 | 140 | 0 | 2024 | 9999 |  |  | N | Solar | [13 empty] | 0 | 0 | 0 | 0 | [11 empty] | Coyote Gulch Solar LLC | 100 | Coyote Gulch Solar LLC | 100 | Non-regulated
Dolores Canyon Solar | 64858_G_C0497 | 64858 | G | C0497 |  | Solar PV |  | WECC_CO | Colorado | 8 | Montezuma | 83 | 08083 | 110 | 0 | 2024 | 9999 |  |  | N | Solar | [13 empty] | 0 | 0 | 0 | 0 | [11 empty] | Dolores Canyon Solar LLC | 100 | Dolores Canyon Solar LLC | 100 | Non-regulated
IP Radian, LLC | 64859_G_IPRAD | 64859 | G | IPRAD |  | Solar PV |  | ERC_REST | Texas | 48 | Brown | 49 | 48049 | 300 | 0 | 2023 | 9999 |  |  | N | Solar | [13 empty] | 0 | 0 | 0 | 0 | [11 empty] | IP Radian, LLC | 100 | IP Radian, LLC | 100 | Non-regulated
Mill C | 6486_G_1 | 6486 | G | 1 |  | Hydro |  | NY_Z_D | New York | 36 | Clinton | 19 | 36019 | 1 | 0 | 1944 | 9999 |  |  | N | Hydro | [13 empty] | 0 | 0 | 0 | 0 | [11 empty] | New York State Electric & Gas Corp | 100 | Iberdrola SA | 100 | Regulated
Mill C | 6486_G_2 | 6486 | G | 2 |  | Hydro |  | NY_Z_D | New York | 36 | Clinton | 19 | 36019 | 1.2 | 0 | 1943 | 9999 |  |  | N | Hydro | [13 empty] | 0 | 0 | 0 | 0 | [11 empty] | New York State Electric & Gas Corp | 100 | Iberdrola SA | 100 | Regulated
Mill C | 6486_G_3 | 6486 | G | 3 |  | Hydro |  | NY_Z_D | New York | 36 | Clinton | 19 | 36019 | 3.8 | 0 | 1984 | 9999 |  |  | N | Hydro | [13 empty] | 0 | 0 | 0 | 0 | [11 empty] | New York State Electric & Gas Corp | 100 | Iberdrola SA | 100 | Regulated
Billings Road | 64860_G_286 | 64860 | G | 286 |  | Solar PV |  | NENGREST | Vermont | 50 | Caledonia | 5 | 50005 | 1.7 | 0 | 2021 | 9999 |  |  | N | Solar | [13 empty] | 0 | 0 | 0 | 0 | [11 empty] | ER Billings Road Solar LLC | 100 | Encore Renewable Energy | 100 | Non-regulated
Deer Creek 2 | 64861_G_392 | 64861 | G | 392 |  | Solar PV |  | WEC_CALN | California | 6 | El Dorado | 17 | 06017 | 1.3 | 0 | 2021 | 9999 |  |  | N | Solar | [13 empty] | 0 | 0 | 0 | 0 | [11 empty] | Greenbacker Renewable Energy Corporation | 100 | Greenbacker Renewable Energy Corporation | 100 | Non-regulated
Strobus | 64862_G_515 | 64862 | G | 515 |  | Solar PV |  | MIS_WUMS | Wisconsin | 55 | Jackson | 53 | 55053 | 1.5 | 0 | 2021 | 9999 |  |  | N | Solar | [13 empty] | 0 | 0 | 0 | 0 | [11 empty] | Greenbacker Renewable Energy Corporation | 100 | Greenbacker Renewable Energy Corporation | 100 | Non-regulated
ER Salvage Yard | 64863_G_284 | 64863 | G | 284 |  | Solar PV |  | NENGREST | Vermont | 50 | Lamoille | 15 | 50015 | 2.1 | 0 | 2021 | 9999 |  |  | N | Solar | [13 empty] | 0 | 0 | 0 | 0 | [11 empty] | ER Salvage Yard Solar LLC | 100 | Encore Renewable Energy | 100 | Non-regulated
Chaparral Springs | 64864_G_CHAPB | 64864 | G | CHAPB |  | Energy Storage |  | WECC_SCE | California | 6 | Kern | 29 | 06029 | 52 | 0 | 2023 | 9999 |  |  | N | Energy Storage | [13 empty] | 0 | 0 | 0 | 0 | [11 empty] | Leeward Asset Management, LLC | 100 | Leeward Asset Management, LLC | 100 | Non-regulated
Chaparral Springs | 64864_G_CHAPS | 64864 | G | CHAPS |  | Solar PV |  | WECC_SCE | California | 6 | Kern | 29 | 06029 | 102 | 0 | 2023 | 9999 |  |  | N | Solar | [13 empty] | 0 | 0 | 0 | 0 | [11 empty] | Leeward Asset Management, LLC | 100 | Leeward Asset Management, LLC | 100 | Non-regulated
Novel Blilie Solar LLC | 64865_G_BLILE | 64865 | G | BLILE |  | Solar PV |  | MIS_MNWI | Minnesota | 27 | Wilkin | 167 | 27167 | 1 | 0 | 2023 | 9999 |  |  | N | Solar | [13 empty] | 0 | 0 | 0 | 0 | [11 empty] | Novel Blilie Solar, LLC | 100 | Novel Blilie Solar, LLC | 100 | Non-regulated
USS Wildcat Solar LLC | 64866_G_USSWC | 64866 | G | USSWC |  | Solar PV |  | MIS_MNWI | Minnesota | 27 | Goodhue | 49 | 27049 | 1 | 0 | 2021 | 9999 |  |  | N | Solar | [13 empty] | 0 | 0 | 0 | 0 | [11 empty] | USS Wildcat Solar LLC | 100 | USS Wildcat Solar LLC | 100 | Non-regulated
Slayton Settlement Road Solar | 64867_G_SLYTA | 64867 | G | SLYTA |  | Solar PV |  | NY_Z_A | New York | 36 | Niagara | 63 | 36063 | 5 | 0 | 2023 | 9999 |  |  | N | Solar | [13 empty] | 0 | 0 | 0 | 0 | [11 empty] | RPNY Solar 3, LLC | 100 | RPNY Solar 3, LLC | 100 | Non-regulated
Slayton Settlement Road Solar | 64867_G_SLYTB | 64867 | G | SLYTB |  | Solar PV |  | NY_Z_A | New York | 36 | Niagara | 63 | 36063 | 2 | 0 | 2023 | 9999 |  |  | N | Solar | [13 empty] | 0 | 0 | 0 | 0 | [11 empty] | RPNY Solar 3, LLC | 100 | RPNY Solar 3, LLC | 100 | Non-regulated
Keeversville Solar CSG | 64868_G_KEEV | 64868 | G | KEEV |  | Solar PV |  | PJM_COMD | Illinois | 17 | Will | 197 | 17197 | 2 | 0 | 2021 | 9999 |  |  | N | Solar | [13 empty] | 0 | 0 | 0 | 0 | [11 empty] | Keeversville Solar Energy Center LLC | 100 | Keeversville Solar Energy Center LLC | 100 | Non-regulated
Helen CSG 1 LLC | 64869_G_HLCSG | 64869 | G | HLCSG |  | Solar PV |  | MIS_MNWI | Minnesota | 27 | McLeod | 85 | 27085 | 1 | 0 | 2021 | 9999 |  |  | N | Solar | [13 empty] | 0 | 0 | 0 | 0 | [11 empty] | Helen CSG 1 LLC | 100 | Helen CSG 1 LLC | 100 | Non-regulated
USS Quail Solar LLC | 64870_G_USSQL | 64870 | G | USSQL |  | Solar PV |  | MIS_MNWI | Minnesota | 27 | Wright | 171 | 27171 | 1 | 0 | 2022 | 9999 |  |  | N | Solar | [13 empty] | 0 | 0 | 0 | 0 | [11 empty] | USS Quail Solar LLC | 100 | USS Quail Solar LLC | 100 | Non-regulated
USS Danube Solar LLC | 64871_G_USSDA | 64871 | G | USSDA |  | Solar PV |  | MIS_MNWI | Minnesota | 27 | Renville | 129 | 27129 | 1 | 0 | 2021 | 9999 |  |  | N | Solar | [13 empty] | 0 | 0 | 0 | 0 | [11 empty] | USS Danube Solar LLC | 100 | USS Danube Solar LLC | 100 | Non-regulated
Panorama Wind, LLC | 64872_G_PANWD | 64872 | G | PANWD |  | Onshore Wind |  | WECC_CO | Colorado | 8 | Weld | 123 | 08123 | 145 | 0 | 2022 | 9999 |  |  | N | Wind | [13 empty] | 0 | 0 | 0 | 0 | [11 empty] | Leeward Asset Management, LLC | 100 | Leeward Asset Management, LLC | 100 | Non-regulated
Pittsburgh Airport Gas Plant | 64873_G_GEN1 | 64873 | G | GEN1 |  | Combustion Turbine | IC Engine | PJM_AP | Pennsylvania | 42 | Allegheny | 3 | 42003 | 4.4 | 9905 | 2021 | 9999 |  |  | N | Natural Gas | [13 empty] | 0.011 | 0.011 | 0.011 | 0.011 | [11 empty] | Peoples Gas | 100 | Peoples Gas | 100 | Non-regulated
Pittsburgh Airport Gas Plant | 64873_G_GEN2 | 64873 | G | GEN2 |  | Combustion Turbine | IC Engine | PJM_AP | Pennsylvania | 42 | Allegheny | 3 | 42003 | 4.4 | 9905 | 2021 | 9999 |  |  | N | Natural Gas | [13 empty] | 0.011 | 0.011 | 0.011 | 0.011 | [11 empty] | Peoples Gas | 100 | Peoples Gas | 100 | Non-regulated
Pittsburgh Airport Gas Plant | 64873_G_GEN3 | 64873 | G | GEN3 |  | Combustion Turbine | IC Engine | PJM_AP | Pennsylvania | 42 | Allegheny | 3 | 42003 | 4.4 | 9905 | 2021 | 9999 |  |  | N | Natural Gas | [13 empty] | 0.011 | 0.011 | 0.011 | 0.011 | [11 empty] | Peoples Gas | 100 | Peoples Gas | 100 | Non-regulated
Pittsburgh Airport Gas Plant | 64873_G_GEN4 | 64873 | G | GEN4 |  | Combustion Turbine | IC Engine | PJM_AP | Pennsylvania | 42 | Allegheny | 3 | 42003 | 4.4 | 9905 | 2021 | 9999 |  |  | N | Natural Gas | [13 empty] | 0.011 | 0.011 | 0.011 | 0.011 | [11 empty] | Peoples Gas | 100 | Peoples Gas | 100 | Non-regulated
Pittsburgh Airport Gas Plant | 64873_G_GEN5 | 64873 | G | GEN5 |  | Combustion Turbine | IC Engine | PJM_AP | Pennsylvania | 42 | Allegheny | 3 | 42003 | 4.4 | 9905 | 2021 | 9999 |  |  | N | Natural Gas | [13 empty] | 0.011 | 0.011 | 0.011 | 0.011 | [11 empty] | Peoples Gas | 100 | Peoples Gas | 100 | Non-regulated
PG Solar 1 | 64874_G_SGEN1 | 64874 | G | SGEN1 |  | Solar PV |  | PJM_AP | Pennsylvania | 42 | Allegheny | 3 | 42003 | 3 | 0 | 2021 | 9999 |  |  | N | Solar | [13 empty] | 0 | 0 | 0 | 0 | [11 empty] | IMG Energy Solutions | 100 | IMG Energy Solutions | 100 | Non-regulated
276 Federal Rd(CSG) | 64875_G_276FB | 64875 | G | 276FB |  | Energy Storage |  | NENGREST | Massachusetts | 25 | Plymouth | 23 | 25023 | 3.3 | 0 | 2021 | 9999 |  |  | N | Energy Storage | [13 empty] | 0 | 0 | 0 | 0 | [11 empty] | 276FED WHAM8 Solar, LLC | 100 | 276FED WHAM8 Solar, LLC | 100 | Non-regulated
276 Federal Rd(CSG) | 64875_G_276FP | 64875 | G | 276FP |  | Solar PV |  | NENGREST | Massachusetts | 25 | Plymouth | 23 | 25023 | 5 | 0 | 2021 | 9999 |  |  | N | Solar | [13 empty] | 0 | 0 | 0 | 0 | [11 empty] | 276FED WHAM8 Solar, LLC | 100 | 276FED WHAM8 Solar, LLC | 100 | Non-regulated
0 Hammond St CSG | 64876_G_0HAMP | 64876 | G | 0HAMP |  | Solar PV |  | NENGREST | Massachusetts | 25 | Plymouth | 23 | 25023 | 4.8 | 0 | 2021 | 9999 |  |  | N | Solar | [13 empty] | 0 | 0 | 0 | 0 | [11 empty] | 0HAM WHAM8 Solar, LLC | 100 | 0HAM WHAM8 Solar, LLC | 100 | Non-regulated
0 Hammond St CSG | 64876_G_OHAMB | 64876 | G | OHAMB |  | Energy Storage |  | NENGREST | Massachusetts | 25 | Plymouth | 23 | 25023 | 5 | 0 | 2021 | 9999 |  |  | N | Energy Storage | [13 empty] | 0 | 0 | 0 | 0 | [11 empty] | 0HAM WHAM8 Solar, LLC | 100 | 0HAM WHAM8 Solar, LLC | 100 | Non-regulated
Edwards Sanborn E3 | 64877_G_BESS | 64877 | G | BESS |  | Energy Storage |  | WECC_SCE | California | 6 | Kern | 29 | 06029 | 13.7 | 0 | 2021 | 9999 |  |  | N | Energy Storage | [13 empty] | 0 | 0 | 0 | 0 | [11 empty] | ES 1A Group 2 Opco, LLC | 100 | ES 1A Group 2 Opco, LLC | 100 | Non-regulated
Edwards Sanborn E3 | 64877_G_PV | 64877 | G | PV |  | Solar PV |  | WECC_SCE | California | 6 | Kern | 29 | 06029 | 27.4 | 0 | 2021 | 9999 |  |  | N | Solar | [13 empty] | 0 | 0 | 0 | 0 | [11 empty] | ES 1A Group 2 Opco, LLC | 100 | ES 1A Group 2 Opco, LLC | 100 | Non-regulated
Edwards Sanborn E1A | 64878_G_BESS | 64878 | G | BESS |  | Energy Storage |  | WECC_SCE | California | 6 | Kern | 29 | 06029 | 133.4 | 0 | 2022 | 9999 |  |  | N | Energy Storage | [13 empty] | 0 | 0 | 0 | 0 | [11 empty] | Terra-Gen Operating Co-Hybrid | 100 | Terra-Gen Operating Co-Hybrid | 100 | Non-regulated
Edwards Sanborn E1A | 64878_G_PV | 64878 | G | PV |  | Solar PV |  | WECC_SCE | California | 6 | Kern | 29 | 06029 | 149.3 | 0 | 2022 | 9999 |  |  | N | Solar | [13 empty] | 0 | 0 | 0 | 0 | [11 empty] | Terra-Gen Operating Co-Hybrid | 100 | Terra-Gen Operating Co-Hybrid | 100 | Non-regulated
Edwards Sanborn E2 | 64879_G_BESS | 64879 | G | BESS |  | Energy Storage |  | WECC_SCE | California | 6 | Kern | 29 | 06029 | 122.8 | 0 | 2022 | 9999 |  |  | N | Energy Storage | [13 empty] | 0 | 0 | 0 | 0 | [11 empty] | Terra-Gen Operating Co-Hybrid | 100 | Terra-Gen Operating Co-Hybrid | 100 | Non-regulated
Edwards Sanborn E2 | 64879_G_PV | 64879 | G | PV |  | Solar PV |  | WECC_SCE | California | 6 | Kern | 29 | 06029 | 140.6 | 0 | 2021 | 9999 |  |  | N | Solar | [13 empty] | 0 | 0 | 0 | 0 | [11 empty] | Terra-Gen Operating Co-Hybrid | 100 | Terra-Gen Operating Co-Hybrid | 100 | Non-regulated
Venture 1 - 1A CSG | 64880_G_75020 | 64880 | G | 75020 |  | Solar PV |  | WECC_CO | Colorado | 8 | Adams | 1 | 08001 | 1.5 | 0 | 2021 | 9999 |  |  | N | Solar | [13 empty] | 0 | 0 | 0 | 0 | [11 empty] | UXI CSG Venture 1 8301 LLC | 100 | UXI CSG Venture 1 8301 LLC | 100 | Non-regulated
NMSU Solar and Storage | 64881_G_NMSUB | 64881 | G | NMSUB |  | Energy Storage |  | WECC_NM | New Mexico | 35 | Dona Ana | 13 | 35013 | 1 | 0 | 2022 | 9999 |  |  | N | Energy Storage | [13 empty] | 0 | 0 | 0 | 0 | [11 empty] | El Paso Electric Co | 100 | El Paso Electric Co | 100 | Regulated
NMSU Solar and Storage | 64881_G_NMSUF | 64881 | G | NMSUF |  | Solar PV |  | WECC_NM | New Mexico | 35 | Dona Ana | 13 | 35013 | 3 | 0 | 2021 | 9999 |  |  | N | Solar | [13 empty] | 0 | 0 | 0 | 0 | [11 empty] | El Paso Electric Co | 100 | El Paso Electric Co | 100 | Regulated
Woodfin Solar | 64882_G_PV1 | 64882 | G | PV1 |  | Solar PV |  | S_VACA | North Carolina | 37 | Buncombe | 21 | 37021 | 5 | 0 | 2023 | 9999 |  |  | N | Solar | [13 empty] | 0 | 0 | 0 | 0 | [11 empty] | Duke Energy Progress - (NC) | 100 | Duke Energy Progress - (NC) | 100 | Regulated
WAL1455 | 64883_G_GEN1 | 64883 | G | GEN1 |  | Combustion Turbine | IC Engine | ERC_REST | Texas | 48 | Tarrant | 439 | 48439 | 0.4 | 9905 | 2021 | 9999 |  |  | N | Natural Gas | [13 empty] | 0.011 | 0.011 | 0.011 | 0.011 | [11 empty] | Walmart Stores Texas, LLC | 100 | Walmart Stores Texas, LLC | 100 | Non-regulated
WAL1455 | 64883_G_GEN2 | 64883 | G | GEN2 |  | Combustion Turbine | IC Engine | ERC_REST | Texas | 48 | Tarrant | 439 | 48439 | 0.4 | 9905 | 2021 | 9999 |  |  | N | Natural Gas | [13 empty] | 0.011 | 0.011 | 0.011 | 0.011 | [11 empty] | Walmart Stores Texas, LLC | 100 | Walmart Stores Texas, LLC | 100 | Non-regulated
WAL1455 | 64883_G_GEN3 | 64883 | G | GEN3 |  | Combustion Turbine | IC Engine | ERC_REST | Texas | 48 | Tarrant | 439 | 48439 | 0.4 | 9905 | 2021 | 9999 |  |  | N | Natural Gas | [13 empty] | 0.011 | 0.011 | 0.011 | 0.011 | [11 empty] | Walmart Stores Texas, LLC | 100 | Walmart Stores Texas, LLC | 100 | Non-regulated
WAL1801 | 64884_G_GEN1 | 64884 | G | GEN1 |  | Combustion Turbine | IC Engine | ERC_REST | Texas | 48 | Tarrant | 439 | 48439 | 0.4 | 9905 | 2022 | 9999 |  |  | N | Natural Gas | [13 empty] | 0.011 | 0.011 | 0.011 | 0.011 | [11 empty] | Walmart Stores Texas, LLC | 100 | Walmart Stores Texas, LLC | 100 | Non-regulated
WAL1801 | 64884_G_GEN2 | 64884 | G | GEN2 |  | Combustion Turbine | IC Engine | ERC_REST | Texas | 48 | Tarrant | 439 | 48439 | 0.4 | 9905 | 2022 | 9999 |  |  | N | Natural Gas | [13 empty] | 0.011 | 0.011 | 0.011 | 0.011 | [11 empty] | Walmart Stores Texas, LLC | 100 | Walmart Stores Texas, LLC | 100 | Non-regulated
WAL1801 | 64884_G_GEN3 | 64884 | G | GEN3 |  | Combustion Turbine | IC Engine | ERC_REST | Texas | 48 | Tarrant | 439 | 48439 | 0.4 | 9905 | 2022 | 9999 |  |  | N | Natural Gas | [13 empty] | 0.011 | 0.011 | 0.011 | 0.011 | [11 empty] | Walmart Stores Texas, LLC | 100 | Walmart Stores Texas, LLC | 100 | Non-regulated
WAL2257 | 64885_G_GEN1 | 64885 | G | GEN1 |  | Combustion Turbine | IC Engine | ERC_REST | Texas | 48 | Harris | 201 | 48201 | 0.4 | 9905 | 2021 | 9999 |  |  | N | Natural Gas | [13 empty] | 0.011 | 0.011 | 0.011 | 0.011 | [11 empty] | Walmart Stores Texas, LLC | 100 | Walmart Stores Texas, LLC | 100 | Non-regulated
WAL2257 | 64885_G_GEN2 | 64885 | G | GEN2 |  | Combustion Turbine | IC Engine | ERC_REST | Texas | 48 | Harris | 201 | 48201 | 0.4 | 9905 | 2021 | 9999 |  |  | N | Natural Gas | [13 empty] | 0.011 | 0.011 | 0.011 | 0.011 | [11 empty] | Walmart Stores Texas, LLC | 100 | Walmart Stores Texas, LLC | 100 | Non-regulated
WAL2257 | 64885_G_GEN3 | 64885 | G | GEN3 |  | Combustion Turbine | IC Engine | ERC_REST | Texas | 48 | Harris | 201 | 48201 | 0.4 | 9905 | 2021 | 9999 |  |  | N | Natural Gas | [13 empty] | 0.011 | 0.011 | 0.011 | 0.011 | [11 empty] | Walmart Stores Texas, LLC | 100 | Walmart Stores Texas, LLC | 100 | Non-regulated
WAL2439 | 64886_G_GEN1 | 64886 | G | GEN1 |  | Combustion Turbine | IC Engine | ERC_REST | Texas | 48 | Chambers | 71 | 48071 | 0.4 | 9905 | 2021 | 9999 |  |  | N | Natural Gas | [13 empty] | 0.011 | 0.011 | 0.011 | 0.011 | [11 empty] | Walmart Stores Texas, LLC | 100 | Walmart Stores Texas, LLC | 100 | Non-regulated
WAL2439 | 64886_G_GEN2 | 64886 | G | GEN2 |  | Combustion Turbine | IC Engine | ERC_REST | Texas | 48 | Chambers | 71 | 48071 | 0.4 | 9905 | 2021 | 9999 |  |  | N | Natural Gas | [13 empty] | 0.011 | 0.011 | 0.011 | 0.011 | [11 empty] | Walmart Stores Texas, LLC | 100 | Walmart Stores Texas, LLC | 100 | Non-regulated
WAL2439 | 64886_G_GEN3 | 64886 | G | GEN3 |  | Combustion Turbine | IC Engine | ERC_REST | Texas | 48 | Chambers | 71 | 48071 | 0.4 | 9905 | 2021 | 9999 |  |  | N | Natural Gas | [13 empty] | 0.011 | 0.011 | 0.011 | 0.011 | [11 empty] | Walmart Stores Texas, LLC | 100 | Walmart Stores Texas, LLC | 100 | Non-regulated
WAL2667 | 64887_G_GEN1 | 64887 | G | GEN1 |  | Combustion Turbine | IC Engine | ERC_REST | Texas | 48 | Dallas | 113 | 48113 | 0.4 | 9905 | 2021 | 9999 |  |  | N | Natural Gas | [13 empty] | 0.011 | 0.011 | 0.011 | 0.011 | [11 empty] | Walmart Stores Texas, LLC | 100 | Walmart Stores Texas, LLC | 100 | Non-regulated
WAL2667 | 64887_G_GEN2 | 64887 | G | GEN2 |  | Combustion Turbine | IC Engine | ERC_REST | Texas | 48 | Dallas | 113 | 48113 | 0.4 | 9905 | 2021 | 9999 |  |  | N | Natural Gas | [13 empty] | 0.011 | 0.011 | 0.011 | 0.011 | [11 empty] | Walmart Stores Texas, LLC | 100 | Walmart Stores Texas, LLC | 100 | Non-regulated
WAL2667 | 64887_G_GEN3 | 64887 | G | GEN3 |  | Combustion Turbine | IC Engine | ERC_REST | Texas | 48 | Dallas | 113 | 48113 | 0.4 | 9905 | 2021 | 9999 |  |  | N | Natural Gas | [13 empty] | 0.011 | 0.011 | 0.011 | 0.011 | [11 empty] | Walmart Stores Texas, LLC | 100 | Walmart Stores Texas, LLC | 100 | Non-regulated
WAL2724 | 64888_G_GEN1 | 64888 | G | GEN1 |  | Combustion Turbine | IC Engine | ERC_REST | Texas | 48 | Harris | 201 | 48201 | 0.4 | 9905 | 2020 | 9999 |  |  | N | Natural Gas | [13 empty] | 0.011 | 0.011 | 0.011 | 0.011 | [11 empty] | Walmart Stores Texas, LLC | 100 | Walmart Stores Texas, LLC | 100 | Non-regulated
WAL2724 | 64888_G_GEN2 | 64888 | G | GEN2 |  | Combustion Turbine | IC Engine | ERC_REST | Texas | 48 | Harris | 201 | 48201 | 0.4 | 9905 | 2020 | 9999 |  |  | N | Natural Gas | [13 empty] | 0.011 | 0.011 | 0.011 | 0.011 | [11 empty] | Walmart Stores Texas, LLC | 100 | Walmart Stores Texas, LLC | 100 | Non-regulated
WAL2724 | 64888_G_GEN3 | 64888 | G | GEN3 |  | Combustion Turbine | IC Engine | ERC_REST | Texas | 48 | Harris | 201 | 48201 | 0.4 | 9905 | 2020 | 9999 |  |  | N | Natural Gas | [13 empty] | 0.011 | 0.011 | 0.011 | 0.011 | [11 empty] | Walmart Stores Texas, LLC | 100 | Walmart Stores Texas, LLC | 100 | Non-regulated
WAL2883 | 64889_G_GEN1 | 64889 | G | GEN1 |  | Combustion Turbine | IC Engine | ERC_REST | Texas | 48 | Collin | 85 | 48085 | 0.4 | 9905 | 2021 | 9999 |  |  | N | Natural Gas | [13 empty] | 0.011 | 0.011 | 0.011 | 0.011 | [11 empty] | Walmart Stores Texas, LLC | 100 | Walmart Stores Texas, LLC | 100 | Non-regulated
WAL2883 | 64889_G_GEN2 | 64889 | G | GEN2 |  | Combustion Turbine | IC Engine | ERC_REST | Texas | 48 | Collin | 85 | 48085 | 0.4 | 9905 | 2021 | 9999 |  |  | N | Natural Gas | [13 empty] | 0.011 | 0.011 | 0.011 | 0.011 | [11 empty] | Walmart Stores Texas, LLC | 100 | Walmart Stores Texas, LLC | 100 | Non-regulated
WAL2883 | 64889_G_GEN3 | 64889 | G | GEN3 |  | Combustion Turbine | IC Engine | ERC_REST | Texas | 48 | Collin | 85 | 48085 | 0.4 | 9905 | 2021 | 9999 |  |  | N | Natural Gas | [13 empty] | 0.011 | 0.011 | 0.011 | 0.011 | [11 empty] | Walmart Stores Texas, LLC | 100 | Walmart Stores Texas, LLC | 100 | Non-regulated
WAL2980 | 64890_G_GEN1 | 64890 | G | GEN1 |  | Combustion Turbine | IC Engine | ERC_REST | Texas | 48 | Tarrant | 439 | 48439 | 0.4 | 9905 | 2021 | 9999 |  |  | N | Natural Gas | [13 empty] | 0.011 | 0.011 | 0.011 | 0.011 | [11 empty] | Walmart Stores Texas, LLC | 100 | Walmart Stores Texas, LLC | 100 | Non-regulated
WAL2980 | 64890_G_GEN2 | 64890 | G | GEN2 |  | Combustion Turbine | IC Engine | ERC_REST | Texas | 48 | Tarrant | 439 | 48439 | 0.4 | 9905 | 2021 | 9999 |  |  | N | Natural Gas | [13 empty] | 0.011 | 0.011 | 0.011 | 0.011 | [11 empty] | Walmart Stores Texas, LLC | 100 | Walmart Stores Texas, LLC | 100 | Non-regulated
WAL2980 | 64890_G_GEN3 | 64890 | G | GEN3 |  | Combustion Turbine | IC Engine | ERC_REST | Texas | 48 | Tarrant | 439 | 48439 | 0.4 | 9905 | 2021 | 9999 |  |  | N | Natural Gas | [13 empty] | 0.011 | 0.011 | 0.011 | 0.011 | [11 empty] | Walmart Stores Texas, LLC | 100 | Walmart Stores Texas, LLC | 100 | Non-regulated
WAL2993 | 64891_G_GEN1 | 64891 | G | GEN1 |  | Combustion Turbine | IC Engine | ERC_REST | Texas | 48 | Fort Bend | 157 | 48157 | 0.4 | 9905 | 2021 | 9999 |  |  | N | Natural Gas | [13 empty] | 0.011 | 0.011 | 0.011 | 0.011 | [11 empty] | Walmart Stores Texas, LLC | 100 | Walmart Stores Texas, LLC | 100 | Non-regulated
WAL2993 | 64891_G_GEN2 | 64891 | G | GEN2 |  | Combustion Turbine | IC Engine | ERC_REST | Texas | 48 | Fort Bend | 157 | 48157 | 0.4 | 9905 | 2021 | 9999 |  |  | N | Natural Gas | [13 empty] | 0.011 | 0.011 | 0.011 | 0.011 | [11 empty] | Walmart Stores Texas, LLC | 100 | Walmart Stores Texas, LLC | 100 | Non-regulated
WAL2993 | 64891_G_GEN3 | 64891 | G | GEN3 |  | Combustion Turbine | IC Engine | ERC_REST | Texas | 48 | Fort Bend | 157 | 48157 | 0.4 | 9905 | 2021 | 9999 |  |  | N | Natural Gas | [11 empty] | 0 |  | 0.011 | 0.011 | 0.011 | 0.011 | [11 empty] | Walmart Stores Texas, LLC | 100 | Walmart Stores Texas, LLC | 100 | Non-regulated
TPE Erath Solar, LLC | 64892_G_ERATH | 64892 | G | ERATH |  | Solar PV |  | ERC_REST | Texas | 48 | Erath | 143 | 48143 | 9.9 | 0 | 2021 | 9999 |  |  | N | Solar | [13 empty] | 0 | 0 | 0 | 0 | [11 empty] | Navisun LLC | 100 | Navisun LLC | 100 | Non-regulated
WAL3224 | 64893_G_GEN1 | 64893 | G | GEN1 |  | Combustion Turbine | IC Engine | ERC_REST | Texas | 48 | Dallas | 113 | 48113 | 0.4 | 9905 | 2022 | 9999 |  |  | N | Natural Gas | [13 empty] | 0.011 | 0.011 | 0.011 | 0.011 | [11 empty] | Walmart Stores Texas, LLC | 100 | Walmart Stores Texas, LLC | 100 | Non-regulated
WAL3224 | 64893_G_GEN2 | 64893 | G | GEN2 |  | Combustion Turbine | IC Engine | ERC_REST | Texas | 48 | Dallas | 113 | 48113 | 0.4 | 9905 | 2022 | 9999 |  |  | N | Natural Gas | [13 empty] | 0.011 | 0.011 | 0.011 | 0.011 | [11 empty] | Walmart Stores Texas, LLC | 100 | Walmart Stores Texas, LLC | 100 | Non-regulated
WAL3224 | 64893_G_GEN3 | 64893 | G | GEN3 |  | Combustion Turbine | IC Engine | ERC_REST | Texas | 48 | Dallas | 113 | 48113 | 0.4 | 9905 | 2022 | 9999 |  |  | N | Natural Gas | [13 empty] | 0.011 | 0.011 | 0.011 | 0.011 | [11 empty] | Walmart Stores Texas, LLC | 100 | Walmart Stores Texas, LLC | 100 | Non-regulated
WAL3226 | 64895_G_GEN1 | 64895 | G | GEN1 |  | Combustion Turbine | IC Engine | ERC_REST | Texas | 48 | Fort Bend | 157 | 48157 | 0.4 | 9905 | 2019 | 9999 |  |  | N | Natural Gas | [13 empty] | 1.061 | 1.061 | 1.061 | 1.061 | [11 empty] | Walmart Stores Texas, LLC | 100 | Walmart Stores Texas, LLC | 100 | Non-regulated
WAL3226 | 64895_G_GEN2 | 64895 | G | GEN2 |  | Combustion Turbine | IC Engine | ERC_REST | Texas | 48 | Fort Bend | 157 | 48157 | 0.4 | 9905 | 2019 | 9999 |  |  | N | Natural Gas | [13 empty] | 1.061 | 1.061 | 1.061 | 1.061 | [11 empty] | Walmart Stores Texas, LLC | 100 | Walmart Stores Texas, LLC | 100 | Non-regulated
WAL3226 | 64895_G_GEN3 | 64895 | G | GEN3 |  | Combustion Turbine | IC Engine | ERC_REST | Texas | 48 | Fort Bend | 157 | 48157 | 0.4 | 9905 | 2019 | 9999 |  |  | N | Natural Gas | [13 empty] | 1.061 | 1.061 | 1.061 | 1.061 | [11 empty] | Walmart Stores Texas, LLC | 100 | Walmart Stores Texas, LLC | 100 | Non-regulated
WAL3284 | 64896_G_GEN1 | 64896 | G | GEN1 |  | Combustion Turbine | IC Engine | ERC_REST | Texas | 48 | Tarrant | 439 | 48439 | 0.4 | 9905 | 2021 | 9999 |  |  | N | Natural Gas | [13 empty] | 0.011 | 0.011 | 0.011 | 0.011 | [11 empty] | Walmart Stores Texas, LLC | 100 | Walmart Stores Texas, LLC | 100 | Non-regulated
WAL3284 | 64896_G_GEN2 | 64896 | G | GEN2 |  | Combustion Turbine | IC Engine | ERC_REST | Texas | 48 | Tarrant | 439 | 48439 | 0.4 | 9905 | 2021 | 9999 |  |  | N | Natural Gas | [13 empty] | 0.011 | 0.011 | 0.011 | 0.011 | [11 empty] | Walmart Stores Texas, LLC | 100 | Walmart Stores Texas, LLC | 100 | Non-regulated
WAL3284 | 64896_G_GEN3 | 64896 | G | GEN3 |  | Combustion Turbine | IC Engine | ERC_REST | Texas | 48 | Tarrant | 439 | 48439 | 0.4 | 9905 | 2021 | 9999 |  |  | N | Natural Gas | [13 empty] | 0.011 | 0.011 | 0.011 | 0.011 | [11 empty] | Walmart Stores Texas, LLC | 100 | Walmart Stores Texas, LLC | 100 | Non-regulated
WAL3285 | 64897_G_GEN1 | 64897 | G | GEN1 |  | Combustion Turbine | IC Engine | ERC_REST | Texas | 48 | Dallas | 113 | 48113 | 0.4 | 9905 | 2021 | 9999 |  |  | N | Natural Gas | [13 empty] | 0.011 | 0.011 | 0.011 | 0.011 | [11 empty] | Walmart Stores Texas, LLC | 100 | Walmart Stores Texas, LLC | 100 | Non-regulated
WAL3285 | 64897_G_GEN2 | 64897 | G | GEN2 |  | Combustion Turbine | IC Engine | ERC_REST | Texas | 48 | Dallas | 113 | 48113 | 0.4 | 9905 | 2021 | 9999 |  |  | N | Natural Gas | [13 empty] | 0.011 | 0.011 | 0.011 | 0.011 | [11 empty] | Walmart Stores Texas, LLC | 100 | Walmart Stores Texas, LLC | 100 | Non-regulated
WAL3285 | 64897_G_GEN3 | 64897 | G | GEN3 |  | Combustion Turbine | IC Engine | ERC_REST | Texas | 48 | Dallas | 113 | 48113 | 0.4 | 9905 | 2021 | 9999 |  |  | N | Natural Gas | [13 empty] | 0.011 | 0.011 | 0.011 | 0.011 | [11 empty] | Walmart Stores Texas, LLC | 100 | Walmart Stores Texas, LLC | 100 | Non-regulated
WAL3297 | 64898_G_GEN1 | 64898 | G | GEN1 |  | Combustion Turbine | IC Engine | ERC_REST | Texas | 48 | Harris | 201 | 48201 | 0.4 | 9905 | 2020 | 9999 |  |  | N | Natural Gas | [13 empty] | 0.011 | 0.011 | 0.011 | 0.011 | [11 empty] | Walmart Stores Texas, LLC | 100 | Walmart Stores Texas, LLC | 100 | Non-regulated
WAL3297 | 64898_G_GEN2 | 64898 | G | GEN2 |  | Combustion Turbine | IC Engine | ERC_REST | Texas | 48 | Harris | 201 | 48201 | 0.4 | 9905 | 2020 | 9999 |  |  | N | Natural Gas | [13 empty] | 0.011 | 0.011 | 0.011 | 0.011 | [11 empty] | Walmart Stores Texas, LLC | 100 | Walmart Stores Texas, LLC | 100 | Non-regulated
WAL3297 | 64898_G_GEN3 | 64898 | G | GEN3 |  | Combustion Turbine | IC Engine | ERC_REST | Texas | 48 | Harris | 201 | 48201 | 0.4 | 9905 | 2020 | 9999 |  |  | N | Natural Gas | [13 empty] | 0.011 | 0.011 | 0.011 | 0.011 | [11 empty] | Walmart Stores Texas, LLC | 100 | Walmart Stores Texas, LLC | 100 | Non-regulated
WAL3298 | 64899_G_GEN1 | 64899 | G | GEN1 |  | Combustion Turbine | IC Engine | ERC_REST | Texas | 48 | Galveston | 167 | 48167 | 0.4 | 9905 | 2020 | 9999 |  |  | N | Natural Gas | [13 empty] | 0.011 | 0.011 | 0.011 | 0.011 | [11 empty] | Walmart Stores Texas, LLC | 100 | Walmart Stores Texas, LLC | 100 | Non-regulated
WAL3298 | 64899_G_GEN2 | 64899 | G | GEN2 |  | Combustion Turbine | IC Engine | ERC_REST | Texas | 48 | Galveston | 167 | 48167 | 0.4 | 9905 | 2020 | 9999 |  |  | N | Natural Gas | [13 empty] | 0.011 | 0.011 | 0.011 | 0.011 | [11 empty] | Walmart Stores Texas, LLC | 100 | Walmart Stores Texas, LLC | 100 | Non-regulated
WAL3298 | 64899_G_GEN3 | 64899 | G | GEN3 |  | Combustion Turbine | IC Engine | ERC_REST | Texas | 48 | Galveston | 167 | 48167 | 0.4 | 9905 | 2020 | 9999 |  |  | N | Natural Gas | [13 empty] | 0.011 | 0.011 | 0.011 | 0.011 | [11 empty] | Walmart Stores Texas, LLC | 100 | Walmart Stores Texas, LLC | 100 | Non-regulated
Vogtle | 649_G_1 | 649 | G | 1 |  | Nuclear |  | S_SOU | Georgia | 13 | Burke | 33 | 13033 | 1150 | 10456 | 1987 | 9999 |  |  | N | Nuclear Fuel | [13 empty] | 0 | 0 | 0 | 0 | [11 empty] | Georgia Power Co | 45.7 | Southern Co | 45.7 | Regulated
Vogtle | 649_G_2 | 649 | G | 2 |  | Nuclear |  | S_SOU | Georgia | 13 | Burke | 33 | 13033 | 1152 | 10456 | 1989 | 9999 |  |  | N | Nuclear Fuel | [13 empty] | 0 | 0 | 0 | 0 | [11 empty] | Georgia Power Co | 45.7 | Southern Co | 45.7 | Regulated
Vogtle | 649_G_3 | 649 | G | 3 |  | Nuclear |  | S_SOU | Georgia | 13 | Burke | 33 | 13033 | 1114 | 10456 | 2023 | 9999 |  |  | N | Nuclear Fuel | [13 empty] | 0 | 0 | 0 | 0 | [11 empty] | Georgia Power Co | 45.7 | Southern Co | 45.7 | Regulated
Vogtle | 649_G_4 | 649 | G | 4 |  | Nuclear |  | S_SOU | Georgia | 13 | Burke | 33 | 13033 | 1114 | 10456 | 2023 | 9999 |  |  | N | Nuclear Fuel | [13 empty] | 0 | 0 | 0 | 0 | [11 empty] | Georgia Power Co | 45.7 | Southern Co | 45.7 | Regulated
WAL3302 | 64900_G_GEN1 | 64900 | G | GEN1 |  | Combustion Turbine | IC Engine | ERC_REST | Texas | 48 | Harris | 201 | 48201 | 0.4 | 9905 | 2021 | 9999 |  |  | N | Natural Gas | [13 empty] | 0.011 | 0.011 | 0.011 | 0.011 | [11 empty] | Walmart Stores Texas, LLC | 100 | Walmart Stores Texas, LLC | 100 | Non-regulated
WAL3302 | 64900_G_GEN2 | 64900 | G | GEN2 |  | Combustion Turbine | IC Engine | ERC_REST | Texas | 48 | Harris | 201 | 48201 | 0.4 | 9905 | 2021 | 9999 |  |  | N | Natural Gas | [13 empty] | 0.011 | 0.011 | 0.011 | 0.011 | [11 empty] | Walmart Stores Texas, LLC | 100 | Walmart Stores Texas, LLC | 100 | Non-regulated
WAL3302 | 64900_G_GEN3 | 64900 | G | GEN3 |  | Combustion Turbine | IC Engine | ERC_REST | Texas | 48 | Harris | 201 | 48201 | 0.4 | 9905 | 2021 | 9999 |  |  | N | Natural Gas | [13 empty] | 0.011 | 0.011 | 0.011 | 0.011 | [11 empty] | Walmart Stores Texas, LLC | 100 | Walmart Stores Texas, LLC | 100 | Non-regulated
WAL3320 | 64901_G_GEN1 | 64901 | G | GEN1 |  | Combustion Turbine | IC Engine | ERC_REST | Texas | 48 | Hidalgo | 215 | 48215 | 0.4 | 9905 | 2021 | 9999 |  |  | N | Natural Gas | [13 empty] | 0.011 | 0.011 | 0.011 | 0.011 | [11 empty] | Walmart Stores Texas, LLC | 100 | Walmart Stores Texas, LLC | 100 | Non-regulated
WAL3320 | 64901_G_GEN2 | 64901 | G | GEN2 |  | Combustion Turbine | IC Engine | ERC_REST | Texas | 48 | Hidalgo | 215 | 48215 | 0.4 | 9905 | 2021 | 9999 |  |  | N | Natural Gas | [13 empty] | 0.011 | 0.011 | 0.011 | 0.011 | [11 empty] | Walmart Stores Texas, LLC | 100 | Walmart Stores Texas, LLC | 100 | Non-regulated
WAL3320 | 64901_G_GEN3 | 64901 | G | GEN3 |  | Combustion Turbine | IC Engine | ERC_REST | Texas | 48 | Hidalgo | 215 | 48215 | 0.4 | 9905 | 2021 | 9999 |  |  | N | Natural Gas | [13 empty] | 0.011 | 0.011 | 0.011 | 0.011 | [11 empty] | Walmart Stores Texas, LLC | 100 | Walmart Stores Texas, LLC | 100 | Non-regulated
WAL3390 | 64902_G_GEN1 | 64902 | G | GEN1 |  | Combustion Turbine | IC Engine | MIS_WOTA | Texas | 48 | Montgomery | 339 | 48339 | 0.4 | 9905 | 2020 | 9999 |  |  | N | Natural Gas | [13 empty] | 0.011 | 0.011 | 0.011 | 0.011 | [11 empty] | Walmart Stores Texas, LLC | 100 | Walmart Stores Texas, LLC | 100 | Non-regulated
WAL3390 | 64902_G_GEN2 | 64902 | G | GEN2 |  | Combustion Turbine | IC Engine | MIS_WOTA | Texas | 48 | Montgomery | 339 | 48339 | 0.4 | 9905 | 2020 | 9999 |  |  | N | Natural Gas | [13 empty] | 0.011 | 0.011 | 0.011 | 0.011 | [11 empty] | Walmart Stores Texas, LLC | 100 | Walmart Stores Texas, LLC | 100 | Non-regulated
WAL3390 | 64902_G_GEN3 | 64902 | G | GEN3 |  | Combustion Turbine | IC Engine | MIS_WOTA | Texas | 48 | Montgomery | 339 | 48339 | 0.4 | 9905 | 2020 | 9999 |  |  | N | Natural Gas | [13 empty] | 0.011 | 0.011 | 0.011 | 0.011 | [11 empty] | Walmart Stores Texas, LLC | 100 | Walmart Stores Texas, LLC | 100 | Non-regulated
Cuba 2.5ac, LLC | 64903_G_SOLAR | 64903 | G | SOLAR |  | Solar PV |  | WECC_NM | New Mexico | 35 | Sandoval | 43 | 35043 | 2.5 | 0 | 2022 | 9999 |  |  | N | Solar | [13 empty] | 0 | 0 | 0 | 0 | [11 empty] | Cuba 2.5ac, LLC | 100 | Cuba 2.5ac, LLC | 100 | Non-regulated
Elliot Solar LLC | 64904_G_1 | 64904 | G | 1 |  | Solar PV |  | MIS_INKY | Indiana | 18 | Gibson | 51 | 18051 | 200 | 0 | 2024 | 9999 |  |  | N | Solar | [13 empty] | 0 | 0 | 0 | 0 | [11 empty] | Arevon Asset Management | 100 | Arevon Asset Management | 100 | Non-regulated
Mt. Morris Solar CSG | 64905_G_MTMIL | 64905 | G | MTMIL |  | Solar PV |  | PJM_COMD | Illinois | 17 | Ogle | 141 | 17141 | 2 | 0 | 2020 | 9999 |  |  | N | Solar | [13 empty] | 0 | 0 | 0 | 0 | [11 empty] | DG Illinois Solar, LLC | 100 | DG Illinois Solar, LLC | 100 | Non-regulated
Hazel | 64906_G_512 | 64906 | G | 512 |  | Solar PV |  | MIS_MNWI | Minnesota | 27 | Fillmore | 45 | 27045 | 3 | 0 | 2021 | 9999 |  |  | N | Solar | [13 empty] | 0 | 0 | 0 | 0 | [11 empty] | Greenbacker Renewable Energy Corporation | 100 | Greenbacker Renewable Energy Corporation | 100 | Non-regulated
Fountain | 64907_G_511 | 64907 | G | 511 |  | Solar PV |  | MIS_MNWI | Minnesota | 27 | Fillmore | 45 | 27045 | 3 | 0 | 2021 | 9999 |  |  | N | Solar | [13 empty] | 0 | 0 | 0 | 0 | [11 empty] | Greenbacker Renewable Energy Corporation | 100 | Greenbacker Renewable Energy Corporation | 100 | Non-regulated
Scarlet Solar (CA) | 64908_G_GEN01 | 64908 | G | GEN01 |  | Solar PV |  | WEC_CALN | California | 6 | Fresno | 19 | 06019 | 160 | 0 | 2023 | 9999 |  |  | N | Solar | [13 empty] | 0 | 0 | 0 | 0 | [11 empty] | EDP Renewables North America LLC | 100 | EDP Renewables North America LLC | 100 | Non-regulated
Scarlet Solar (CA) | 64908_G_GEN02 | 64908 | G | GEN02 |  | Energy Storage |  | WEC_CALN | California | 6 | Fresno | 19 | 06019 | 40 | 0 | 2023 | 9999 |  |  | N | Energy Storage | [13 empty] | 0 | 0 | 0 | 0 | [11 empty] | EDP Renewables North America LLC | 100 | EDP Renewables North America LLC | 100 | Non-regulated
Luciana | 64909_G_TSC | 64909 | G | TSC |  | Solar PV |  | WECC_SCE | California | 6 | Tulare | 107 | 06107 | 55.8 | 0 | 2022 | 9999 |  |  | N | Solar | [13 empty] | 0 | 0 | 0 | 0 | [11 empty] | Tulare Solar Center, LLC | 100 | Tulare Solar Center, LLC | 100 | Non-regulated
Brighter Future Solar | 64910_G_BFSNC | 64910 | G | BFSNC |  | Solar PV |  | S_VACA | North Carolina | 37 | Caldwell | 27 | 37027 | 11 | 0 | 2022 | 9999 |  |  | N | Solar | [13 empty] | 0 | 0 | 0 | 0 | [11 empty] | Brighter Future Solar LLC | 100 | Brighter Future Solar LLC | 100 | Non-regulated
South Ripley Solar | 64911_G_CSRB1 | 64911 | G | CSRB1 |  | Energy Storage |  | NY_Z_A | New York | 36 | Chautauqua | 13 | 36013 | 20 | 0 | 2024 | 9999 |  |  | N | Energy Storage | [13 empty] | 0 | 0 | 0 | 0 | [11 empty] | ConnectGen Chautauqua County LLC | 100 | ConnectGen Chautauqua County LLC | 100 | Non-regulated
South Ripley Solar | 64911_G_CSRS1 | 64911 | G | CSRS1 |  | Solar PV |  | NY_Z_A | New York | 36 | Chautauqua | 13 | 36013 | 270 | 0 | 2024 | 9999 |  |  | N | Solar | [13 empty] | 0 | 0 | 0 | 0 | [11 empty] | ConnectGen Chautauqua County LLC | 100 | ConnectGen Chautauqua County LLC | 100 | Non-regulated
Mill Point Solar | 64912_G_CMPS1 | 64912 | G | CMPS1 |  | Solar PV |  | NY_Z_F | New York | 36 | Montgomery | 57 | 36057 | 250 | 0 | 2025 | 9999 |  |  | N | Solar | [13 empty] | 0 | 0 | 0 | 0 | [11 empty] | ConnectGen Montgomery County LLC | 100 | ConnectGen Montgomery County LLC | 100 | Non-regulated
Sandy Creek Solar | 64913_G_GEN1 | 64913 | G | GEN1 |  | Solar PV |  | NY_Z_C&E | New York | 36 | Jefferson | 45 | 36045 | 20 | 0 | 2024 | 9999 |  |  | N | Solar | [13 empty] | 0 | 0 | 0 | 0 | [11 empty] | Sandy Creek Solar LLC | 100 | Sandy Creek Solar LLC | 100 | Non-regulated
Trona Solar III | 64914_G_71466 | 64914 | G | 71466 |  | Solar PV |  | WECC_SCE | California | 6 | Inyo | 27 | 06027 | 2 | 0 | 2023 | 9999 |  |  | N | Solar | [13 empty] | 0 | 0 | 0 | 0 | [11 empty] | Trona Solar III LLC | 100 | Trona Solar III LLC | 100 | Non-regulated
Flower Valley I | 64915_G_FLRV1 | 64915 | G | FLRV1 |  | Energy Storage |  | ERC_WEST | Texas | 48 | Reeves | 389 | 48389 | 9.9 | 0 | 2021 | 9999 |  |  | N | Energy Storage | [13 empty] | 0 | 0 | 0 | 0 | [11 empty] | Flower Valley | 100 | Flower Valley | 100 | Non-regulated
Swoose I | 64916_G_SWOO1 | 64916 | G | SWOO1 |  | Energy Storage |  | ERC_WEST | Texas | 48 | Ward | 475 | 48475 | 9.9 | 0 | 2021 | 9999 |  |  | N | Energy Storage | [13 empty] | 0 | 0 | 0 | 0 | [11 empty] | Swoose | 100 | Swoose | 100 | Non-regulated
Triple Butte I | 64917_G_TRBT1 | 64917 | G | TRBT1 |  | Energy Storage |  | ERC_WEST | Texas | 48 | Pecos | 371 | 48371 | 7.5 | 0 | 2021 | 9999 |  |  | N | Energy Storage | [13 empty] | 0 | 0 | 0 | 0 | [11 empty] | Triple Butte | 100 | Triple Butte | 100 | Non-regulated
NorthropGrummanSolar(Rolling Meadows,IL) | 64918_G_NGCIL | 64918 | G | NGCIL |  | Solar PV |  | PJM_COMD | Illinois | 17 | Cook | 31 | 17031 | 1.1 | 0 | 2020 | 9999 |  |  | N | Solar | [13 empty] | 0 | 0 | 0 | 0 | [11 empty] | DG Illinois Solar, LLC | 100 | DG Illinois Solar, LLC | 100 | Non-regulated
FedEx Chicago Solar Facility | 64919_G_FDXIL | 64919 | G | FDXIL |  | Solar PV |  | PJM_COMD | Illinois | 17 | Cook | 31 | 17031 | 1.5 | 0 | 2020 | 9999 |  |  | N | Solar | [13 empty] | 0 | 0 | 0 | 0 | [11 empty] | DG Illinois Solar, LLC | 100 | DG Illinois Solar, LLC | 100 | Non-regulated
GE-Hitachi Solar - Morris, IL | 64920_G_GEHIL | 64920 | G | GEHIL |  | Solar PV |  | PJM_COMD | Illinois | 17 | Grundy | 63 | 17063 | 0.9 | 0 | 2020 | 9999 |  |  | N | Solar | [13 empty] | 0 | 0 | 0 | 0 | [11 empty] | DG Illinois Solar, LLC | 100 | DG Illinois Solar, LLC | 100 | Non-regulated
Santa Ana Storage 2 | 64921_G_SAP2 | 64921 | G | SAP2 |  | Energy Storage |  | WECC_SCE | California | 6 | Orange | 59 | 06059 | 20 | 0 | 2022 | 9999 |  |  | N | Energy Storage | [13 empty] | 0 | 0 | 0 | 0 | [11 empty] | Johanna Energy Center, LLC | 100 | Johanna Energy Center, LLC | 100 | Non-regulated
WAL3406 | 64922_G_GEN1 | 64922 | G | GEN1 |  | Combustion Turbine | IC Engine | ERC_REST | Texas | 48 | Dallas | 113 | 48113 | 0.4 | 9905 | 2022 | 9999 |  |  | N | Natural Gas | [13 empty] | 0.011 | 0.011 | 0.011 | 0.011 | [11 empty] | Walmart Stores Texas, LLC | 100 | Walmart Stores Texas, LLC | 100 | Non-regulated
WAL3406 | 64922_G_GEN2 | 64922 | G | GEN2 |  | Combustion Turbine | IC Engine | ERC_REST | Texas | 48 | Dallas | 113 | 48113 | 0.4 | 9905 | 2022 | 9999 |  |  | N | Natural Gas | [13 empty] | 0.011 | 0.011 | 0.011 | 0.011 | [11 empty] | Walmart Stores Texas, LLC | 100 | Walmart Stores Texas, LLC | 100 | Non-regulated
WAL3406 | 64922_G_GEN3 | 64922 | G | GEN3 |  | Combustion Turbine | IC Engine | ERC_REST | Texas | 48 | Dallas | 113 | 48113 | 0.4 | 9905 | 2022 | 9999 |  |  | N | Natural Gas | [13 empty] | 0.011 | 0.011 | 0.011 | 0.011 | [11 empty] | Walmart Stores Texas, LLC | 100 | Walmart Stores Texas, LLC | 100 | Non-regulated
WAL3425 | 64923_G_GEN1 | 64923 | G | GEN1 |  | Combustion Turbine | IC Engine | ERC_REST | Texas | 48 | Harris | 201 | 48201 | 0.4 | 9905 | 2021 | 9999 |  |  | N | Natural Gas | [13 empty] | 0.011 | 0.011 | 0.011 | 0.011 | [11 empty] | Walmart Stores Texas, LLC | 100 | Walmart Stores Texas, LLC | 100 | Non-regulated
WAL3425 | 64923_G_GEN2 | 64923 | G | GEN2 |  | Combustion Turbine | IC Engine | ERC_REST | Texas | 48 | Harris | 201 | 48201 | 0.4 | 9905 | 2021 | 9999 |  |  | N | Natural Gas | [13 empty] | 0.011 | 0.011 | 0.011 | 0.011 | [11 empty] | Walmart Stores Texas, LLC | 100 | Walmart Stores Texas, LLC | 100 | Non-regulated
WAL3425 | 64923_G_GEN3 | 64923 | G | GEN3 |  | Combustion Turbine | IC Engine | ERC_REST | Texas | 48 | Harris | 201 | 48201 | 0.4 | 9905 | 2021 | 9999 |  |  | N | Natural Gas | [13 empty] | 0.011 | 0.011 | 0.011 | 0.011 | [11 empty] | Walmart Stores Texas, LLC | 100 | Walmart Stores Texas, LLC | 100 | Non-regulated
WAL3432 | 64924_G_GEN1 | 64924 | G | GEN1 |  | Combustion Turbine | IC Engine | ERC_REST | Texas | 48 | Dallas | 113 | 48113 | 0.4 | 9905 | 2021 | 9999 |  |  | N | Natural Gas | [13 empty] | 0.011 | 0.011 | 0.011 | 0.011 | [11 empty] | Walmart Stores Texas, LLC | 100 | Walmart Stores Texas, LLC | 100 | Non-regulated
WAL3432 | 64924_G_GEN2 | 64924 | G | GEN2 |  | Combustion Turbine | IC Engine | ERC_REST | Texas | 48 | Dallas | 113 | 48113 | 0.4 | 9905 | 2021 | 9999 |  |  | N | Natural Gas | [13 empty] | 0.011 | 0.011 | 0.011 | 0.011 | [11 empty] | Walmart Stores Texas, LLC | 100 | Walmart Stores Texas, LLC | 100 | Non-regulated
WAL3432 | 64924_G_GEN3 | 64924 | G | GEN3 |  | Combustion Turbine | IC Engine | ERC_REST | Texas | 48 | Dallas | 113 | 48113 | 0.4 | 9905 | 2021 | 9999 |  |  | N | Natural Gas | [13 empty] | 0.011 | 0.011 | 0.011 | 0.011 | [11 empty] | Walmart Stores Texas, LLC | 100 | Walmart Stores Texas, LLC | 100 | Non-regulated
WAL3500 | 64925_G_GEN1 | 64925 | G | GEN1 |  | Combustion Turbine | IC Engine | ERC_REST | Texas | 48 | Harris | 201 | 48201 | 0.4 | 9905 | 2021 | 9999 |  |  | N | Natural Gas | [13 empty] | 0.011 | 0.011 | 0.011 | 0.011 | [11 empty] | Walmart Stores Texas, LLC | 100 | Walmart Stores Texas, LLC | 100 | Non-regulated
WAL3500 | 64925_G_GEN2 | 64925 | G | GEN2 |  | Combustion Turbine | IC Engine | ERC_REST | Texas | 48 | Harris | 201 | 48201 | 0.4 | 9905 | 2021 | 9999 |  |  | N | Natural Gas | [13 empty] | 0.011 | 0.011 | 0.011 | 0.011 | [11 empty] | Walmart Stores Texas, LLC | 100 | Walmart Stores Texas, LLC | 100 | Non-regulated
WAL3500 | 64925_G_GEN3 | 64925 | G | GEN3 |  | Combustion Turbine | IC Engine | ERC_REST | Texas | 48 | Harris | 201 | 48201 | 0.4 | 9905 | 2021 | 9999 |  |  | N | Natural Gas | [13 empty] | 0.011 | 0.011 | 0.011 | 0.011 | [11 empty] | Walmart Stores Texas, LLC | 100 | Walmart Stores Texas, LLC | 100 | Non-regulated
WAL3510 | 64926_G_GEN1 | 64926 | G | GEN1 |  | Combustion Turbine | IC Engine | ERC_REST | Texas | 48 | Brazoria | 39 | 48039 | 1.3 | 9905 | 2019 | 9999 |  |  | N | Natural Gas | [13 empty] | 1.061 | 1.061 | 1.061 | 1.061 | [11 empty] | Walmart Stores Texas, LLC | 100 | Walmart Stores Texas, LLC | 100 | Non-regulated
Aktina Solar | 64927_G_AKS01 | 64927 | G | AKS01 |  | Solar PV |  | ERC_REST | Texas | 48 | Wharton | 481 | 48481 | 500 | 0 | 2023 | 9999 |  |  | N | Solar | [13 empty] | 0 | 0 | 0 | 0 | [11 empty] | Hecate Energy Ramsey, LLC | 100 | Hecate Energy Ramsey, LLC | 100 | Non-regulated
Edwards Sanborn S3 | 64928_G_BESS | 64928 | G | BESS |  | Energy Storage |  | WECC_SCE | California | 6 | Kern | 29 | 06029 | 35.1 | 0 | 2022 | 9999 |  |  | N | Energy Storage | [13 empty] | 0 | 0 | 0 | 0 | [11 empty] | ES 1A Group 2 Opco, LLC | 100 | ES 1A Group 2 Opco, LLC | 100 | Non-regulated
Edwards Sanborn S3 | 64928_G_PV | 64928 | G | PV |  | Solar PV |  | WECC_SCE | California | 6 | Kern | 29 | 06029 | 37.7 | 0 | 2022 | 9999 |  |  | N | Solar | [13 empty] | 0 | 0 | 0 | 0 | [11 empty] | ES 1A Group 2 Opco, LLC | 100 | ES 1A Group 2 Opco, LLC | 100 | Non-regulated
Edwards Sanborn S1 | 64929_G_BESS | 64929 | G | BESS |  | Energy Storage |  | WECC_SCE | California | 6 | Kern | 29 | 06029 | 42.1 | 0 | 2022 | 9999 |  |  | N | Energy Storage | [13 empty] | 0 | 0 | 0 | 0 | [11 empty] | ES 1A Group 2 Opco, LLC | 100 | ES 1A Group 2 Opco, LLC | 100 | Non-regulated
Edwards Sanborn S1 | 64929_G_PV | 64929 | G | PV |  | Solar PV |  | WECC_SCE | California | 6 | Kern | 29 | 06029 | 44.6 | 0 | 2022 | 9999 |  |  | N | Solar | [13 empty] | 0 | 0 | 0 | 0 | [11 empty] | ES 1A Group 2 Opco, LLC | 100 | ES 1A Group 2 Opco, LLC | 100 | Non-regulated
Stockton (MN) | 64930_G_514 | 64930 | G | 514 |  | Solar PV |  | MIS_MNWI | Minnesota | 27 | Winona | 169 | 27169 | 2 | 0 | 2021 | 9999 |  |  | N | Solar | [13 empty] | 0 | 0 | 0 | 0 | [11 empty] | Greenbacker Renewable Energy Corporation | 100 | Greenbacker Renewable Energy Corporation | 100 | Non-regulated
Capital Hill Solar LLC | 64931_G_531 | 64931 | G | 531 |  | Solar PV |  | NY_Z_F | New York | 36 | Albany | 1 | 36001 | 1.5 | 0 | 2022 | 9999 |  |  | N | Solar | [13 empty] | 0 | 0 | 0 | 0 | [11 empty] | Greenbacker Renewable Energy Corporation | 100 | Greenbacker Renewable Energy Corporation | 100 | Non-regulated
Rushford Village | 64932_G_513 | 64932 | G | 513 |  | Solar PV |  | MIS_MNWI | Minnesota | 27 | Fillmore | 45 | 27045 | 1 | 0 | 2021 | 9999 |  |  | N | Solar | [13 empty] | 0 | 0 | 0 | 0 | [11 empty] | Greenbacker Renewable Energy Corporation | 100 | Greenbacker Renewable Energy Corporation | 100 | Non-regulated
WAL3518 | 64933_G_GEN1 | 64933 | G | GEN1 |  | Combustion Turbine | IC Engine | ERC_REST | Texas | 48 | Webb | 479 | 48479 | 0.4 | 9905 | 2021 | 9999 |  |  | N | Natural Gas | [13 empty] | 0.011 | 0.011 | 0.011 | 0.011 | [11 empty] | Walmart Stores Texas, LLC | 100 | Walmart Stores Texas, LLC | 100 | Non-regulated
WAL3518 | 64933_G_GEN2 | 64933 | G | GEN2 |  | Combustion Turbine | IC Engine | ERC_REST | Texas | 48 | Webb | 479 | 48479 | 0.4 | 9905 | 2021 | 9999 |  |  | N | Natural Gas | [13 empty] | 0.011 | 0.011 | 0.011 | 0.011 | [11 empty] | Walmart Stores Texas, LLC | 100 | Walmart Stores Texas, LLC | 100 | Non-regulated
WAL3518 | 64933_G_GEN3 | 64933 | G | GEN3 |  | Combustion Turbine | IC Engine | ERC_REST | Texas | 48 | Webb | 479 | 48479 | 0.4 | 9905 | 2021 | 9999 |  |  | N | Natural Gas | [13 empty] | 0.011 | 0.011 | 0.011 | 0.011 | [11 empty] | Walmart Stores Texas, LLC | 100 | Walmart Stores Texas, LLC | 100 | Non-regulated
WAL3572 | 64934_G_GEN1 | 64934 | G | GEN1 |  | Combustion Turbine | IC Engine | ERC_REST | Texas | 48 | Brazoria | 39 | 48039 | 1.3 | 9905 | 2019 | 9999 |  |  | N | Natural Gas | [13 empty] | 1.061 | 1.061 | 1.061 | 1.061 | [11 empty] | Walmart Stores Texas, LLC | 100 | Walmart Stores Texas, LLC | 100 | Non-regulated
WAL3584 | 64935_G_GEN1 | 64935 | G | GEN1 |  | Combustion Turbine | IC Engine | ERC_REST | Texas | 48 | Harris | 201 | 48201 | 0.4 | 9905 | 2021 | 9999 |  |  | N | Natural Gas | [13 empty] | 0.011 | 0.011 | 0.011 | 0.011 | [11 empty] | Walmart Stores Texas, LLC | 100 | Walmart Stores Texas, LLC | 100 | Non-regulated
WAL3584 | 64935_G_GEN2 | 64935 | G | GEN2 |  | Combustion Turbine | IC Engine | ERC_REST | Texas | 48 | Harris | 201 | 48201 | 0.4 | 9905 | 2021 | 9999 |  |  | N | Natural Gas | [13 empty] | 0.011 | 0.011 | 0.011 | 0.011 | [11 empty] | Walmart Stores Texas, LLC | 100 | Walmart Stores Texas, LLC | 100 | Non-regulated
WAL3584 | 64935_G_GEN3 | 64935 | G | GEN3 |  | Combustion Turbine | IC Engine | ERC_REST | Texas | 48 | Harris | 201 | 48201 | 0.4 | 9905 | 2021 | 9999 |  |  | N | Natural Gas | [13 empty] | 0.011 | 0.011 | 0.011 | 0.011 | [11 empty] | Walmart Stores Texas, LLC | 100 | Walmart Stores Texas, LLC | 100 | Non-regulated
WAL3631 | 64936_G_GEN1 | 64936 | G | GEN1 |  | Combustion Turbine | IC Engine | ERC_REST | Texas | 48 | Tarrant | 439 | 48439 | 0.4 | 9905 | 2020 | 9999 |  |  | N | Natural Gas | [13 empty] | 0.011 | 0.011 | 0.011 | 0.011 | [11 empty] | Walmart Stores Texas, LLC | 100 | Walmart Stores Texas, LLC | 100 | Non-regulated
WAL3631 | 64936_G_GEN2 | 64936 | G | GEN2 |  | Combustion Turbine | IC Engine | ERC_REST | Texas | 48 | Tarrant | 439 | 48439 | 0.4 | 9905 | 2020 | 9999 |  |  | N | Natural Gas | [13 empty] | 0.011 | 0.011 | 0.011 | 0.011 | [11 empty] | Walmart Stores Texas, LLC | 100 | Walmart Stores Texas, LLC | 100 | Non-regulated
WAL3631 | 64936_G_GEN3 | 64936 | G | GEN3 |  | Combustion Turbine | IC Engine | ERC_REST | Texas | 48 | Tarrant | 439 | 48439 | 0.4 | 9905 | 2020 | 9999 |  |  | N | Natural Gas | [13 empty] | 0.011 | 0.011 | 0.011 | 0.011 | [11 empty] | Walmart Stores Texas, LLC | 100 | Walmart Stores Texas, LLC | 100 | Non-regulated
WAL3773 | 64937_G_GEN1 | 64937 | G | GEN1 |  | Combustion Turbine | IC Engine | ERC_REST | Texas | 48 | Tarrant | 439 | 48439 | 0.4 | 9905 | 2020 | 9999 |  |  | N | Natural Gas | [13 empty] | 0.011 | 0.011 | 0.011 | 0.011 | [11 empty] | Walmart Stores Texas, LLC | 100 | Walmart Stores Texas, LLC | 100 | Non-regulated
WAL3773 | 64937_G_GEN2 | 64937 | G | GEN2 |  | Combustion Turbine | IC Engine | ERC_REST | Texas | 48 | Tarrant | 439 | 48439 | 0.4 | 9905 | 2020 | 9999 |  |  | N | Natural Gas | [13 empty] | 0.011 | 0.011 | 0.011 | 0.011 | [11 empty] | Walmart Stores Texas, LLC | 100 | Walmart Stores Texas, LLC | 100 | Non-regulated
WAL3773 | 64937_G_GEN3 | 64937 | G | GEN3 |  | Combustion Turbine | IC Engine | ERC_REST | Texas | 48 | Tarrant | 439 | 48439 | 0.4 | 9905 | 2020 | 9999 |  |  | N | Natural Gas | [13 empty] | 0.011 | 0.011 | 0.011 | 0.011 | [11 empty] | Walmart Stores Texas, LLC | 100 | Walmart Stores Texas, LLC | 100 | Non-regulated
WAL3777 | 64938_G_GEN1 | 64938 | G | GEN1 |  | Combustion Turbine | IC Engine | ERC_REST | Texas | 48 | Denton | 121 | 48121 | 1.3 | 9905 | 2020 | 9999 |  |  | N | Distillate Fuel Oil | [13 empty] | 0.011 | 0.011 | 0.011 | 0.011 | [11 empty] | Walmart Stores Texas, LLC | 100 | Walmart Stores Texas, LLC | 100 | Non-regulated
WAL3827 | 64939_G_GEN1 | 64939 | G | GEN1 |  | Combustion Turbine | IC Engine | ERC_REST | Texas | 48 | Fort Bend | 157 | 48157 | 0.4 | 9905 | 2020 | 9999 |  |  | N | Natural Gas | [13 empty] | 0.011 | 0.011 | 0.011 | 0.011 | [11 empty] | Walmart Stores Texas, LLC | 100 | Walmart Stores Texas, LLC | 100 | Non-regulated
WAL3827 | 64939_G_GEN2 | 64939 | G | GEN2 |  | Combustion Turbine | IC Engine | ERC_REST | Texas | 48 | Fort Bend | 157 | 48157 | 0.4 | 9905 | 2020 | 9999 |  |  | N | Natural Gas | [13 empty] | 0.011 | 0.011 | 0.011 | 0.011 | [11 empty] | Walmart Stores Texas, LLC | 100 | Walmart Stores Texas, LLC | 100 | Non-regulated
WAL3827 | 64939_G_GEN3 | 64939 | G | GEN3 |  | Combustion Turbine | IC Engine | ERC_REST | Texas | 48 | Fort Bend | 157 | 48157 | 0.4 | 9905 | 2020 | 9999 |  |  | N | Natural Gas | [13 empty] | 0.011 | 0.011 | 0.011 | 0.011 | [11 empty] | Walmart Stores Texas, LLC | 100 | Walmart Stores Texas, LLC | 100 | Non-regulated
WAL3886 | 64940_G_GEN1 | 64940 | G | GEN1 |  | Combustion Turbine | IC Engine | ERC_REST | Texas | 48 | Hidalgo | 215 | 48215 | 0.4 | 9905 | 2021 | 9999 |  |  | N | Natural Gas | [13 empty] | 0.011 | 0.011 | 0.011 | 0.011 | [11 empty] | Walmart Stores Texas, LLC | 100 | Walmart Stores Texas, LLC | 100 | Non-regulated
WAL3886 | 64940_G_GEN2 | 64940 | G | GEN2 |  | Combustion Turbine | IC Engine | ERC_REST | Texas | 48 | Hidalgo | 215 | 48215 | 0.4 | 9905 | 2021 | 9999 |  |  | N | Natural Gas | [13 empty] | 0.011 | 0.011 | 0.011 | 0.011 | [11 empty] | Walmart Stores Texas, LLC | 100 | Walmart Stores Texas, LLC | 100 | Non-regulated
WAL3886 | 64940_G_GEN3 | 64940 | G | GEN3 |  | Combustion Turbine | IC Engine | ERC_REST | Texas | 48 | Hidalgo | 215 | 48215 | 0.4 | 9905 | 2021 | 9999 |  |  | N | Natural Gas | [13 empty] | 0.011 | 0.011 | 0.011 | 0.011 | [11 empty] | Walmart Stores Texas, LLC | 100 | Walmart Stores Texas, LLC | 100 | Non-regulated
WAL4298 | 64942_G_GEN1 | 64942 | G | GEN1 |  | Combustion Turbine | IC Engine | ERC_REST | Texas | 48 | Harris | 201 | 48201 | 0.4 | 9905 | 2021 | 9999 |  |  | N | Natural Gas | [13 empty] | 0.011 | 0.011 | 0.011 | 0.011 | [11 empty] | Walmart Stores Texas, LLC | 100 | Walmart Stores Texas, LLC | 100 | Non-regulated
WAL4298 | 64942_G_GEN2 | 64942 | G | GEN2 |  | Combustion Turbine | IC Engine | ERC_REST | Texas | 48 | Harris | 201 | 48201 | 0.4 | 9905 | 2021 | 9999 |  |  | N | Natural Gas | [13 empty] | 0.011 | 0.011 | 0.011 | 0.011 | [11 empty] | Walmart Stores Texas, LLC | 100 | Walmart Stores Texas, LLC | 100 | Non-regulated
WAL4298 | 64942_G_GEN3 | 64942 | G | GEN3 |  | Combustion Turbine | IC Engine | ERC_REST | Texas | 48 | Harris | 201 | 48201 | 0.4 | 9905 | 2021 | 9999 |  |  | N | Natural Gas | [13 empty] | 0.011 | 0.011 | 0.011 | 0.011 | [11 empty] | Walmart Stores Texas, LLC | 100 | Walmart Stores Texas, LLC | 100 | Non-regulated
WAL4509 | 64943_G_GEN1 | 64943 | G | GEN1 |  | Combustion Turbine | IC Engine | ERC_REST | Texas | 48 | Tarrant | 439 | 48439 | 0.4 | 9905 | 2020 | 9999 |  |  | N | Natural Gas | [13 empty] | 0.011 | 0.011 | 0.011 | 0.011 | [11 empty] | Walmart Stores Texas, LLC | 100 | Walmart Stores Texas, LLC | 100 | Non-regulated
WAL4509 | 64943_G_GEN2 | 64943 | G | GEN2 |  | Combustion Turbine | IC Engine | ERC_REST | Texas | 48 | Tarrant | 439 | 48439 | 0.4 | 9905 | 2020 | 9999 |  |  | N | Natural Gas | [13 empty] | 0.011 | 0.011 | 0.011 | 0.011 | [11 empty] | Walmart Stores Texas, LLC | 100 | Walmart Stores Texas, LLC | 100 | Non-regulated
WAL4509 | 64943_G_GEN3 | 64943 | G | GEN3 |  | Combustion Turbine | IC Engine | ERC_REST | Texas | 48 | Tarrant | 439 | 48439 | 0.4 | 9905 | 2020 | 9999 |  |  | N | Natural Gas | [13 empty] | 0.011 | 0.011 | 0.011 | 0.011 | [11 empty] | Walmart Stores Texas, LLC | 100 | Walmart Stores Texas, LLC | 100 | Non-regulated
WAL4512 | 64944_G_GEN1 | 64944 | G | GEN1 |  | Combustion Turbine | IC Engine | ERC_REST | Texas | 48 | Harris | 201 | 48201 | 0.4 | 9905 | 2020 | 9999 |  |  | N | Natural Gas | [13 empty] | 0.011 | 0.011 | 0.011 | 0.011 | [11 empty] | Walmart Stores Texas, LLC | 100 | Walmart Stores Texas, LLC | 100 | Non-regulated
WAL4512 | 64944_G_GEN2 | 64944 | G | GEN2 |  | Combustion Turbine | IC Engine | ERC_REST | Texas | 48 | Harris | 201 | 48201 | 0.4 | 9905 | 2020 | 9999 |  |  | N | Natural Gas | [13 empty] | 0.011 | 0.011 | 0.011 | 0.011 | [11 empty] | Walmart Stores Texas, LLC | 100 | Walmart Stores Texas, LLC | 100 | Non-regulated
WAL4512 | 64944_G_GEN3 | 64944 | G | GEN3 |  | Combustion Turbine | IC Engine | ERC_REST | Texas | 48 | Harris | 201 | 48201 | 0.4 | 9905 | 2020 | 9999 |  |  | N | Natural Gas | [13 empty] | 0.011 | 0.011 | 0.011 | 0.011 | [11 empty] | Walmart Stores Texas, LLC | 100 | Walmart Stores Texas, LLC | 100 | Non-regulated
WAL4526 | 64945_G_GEN1 | 64945 | G | GEN1 |  | Combustion Turbine | IC Engine | ERC_REST | Texas | 48 | Harris | 201 | 48201 | 0.4 | 9905 | 2021 | 9999 |  |  | N | Natural Gas | [13 empty] | 0.011 | 0.011 | 0.011 | 0.011 | [11 empty] | Walmart Stores Texas, LLC | 100 | Walmart Stores Texas, LLC | 100 | Non-regulated
WAL4526 | 64945_G_GEN2 | 64945 | G | GEN2 |  | Combustion Turbine | IC Engine | ERC_REST | Texas | 48 | Harris | 201 | 48201 | 0.4 | 9905 | 2021 | 9999 |  |  | N | Natural Gas | [13 empty] | 0.011 | 0.011 | 0.011 | 0.011 | [11 empty] | Walmart Stores Texas, LLC | 100 | Walmart Stores Texas, LLC | 100 | Non-regulated
WAL4526 | 64945_G_GEN3 | 64945 | G | GEN3 |  | Combustion Turbine | IC Engine | ERC_REST | Texas | 48 | Harris | 201 | 48201 | 0.4 | 9905 | 2021 | 9999 |  |  | N | Natural Gas | [13 empty] | 0.011 | 0.011 | 0.011 | 0.011 | [11 empty] | Walmart Stores Texas, LLC | 100 | Walmart Stores Texas, LLC | 100 | Non-regulated
WAL4538 | 64946_G_GEN1 | 64946 | G | GEN1 |  | Combustion Turbine | IC Engine | ERC_REST | Texas | 48 | Harris | 201 | 48201 | 0.4 | 9905 | 2019 | 9999 |  |  | N | Natural Gas | [13 empty] | 1.061 | 1.061 | 1.061 | 1.061 | [11 empty] | Walmart Stores Texas, LLC | 100 | Walmart Stores Texas, LLC | 100 | Non-regulated
WAL4538 | 64946_G_GEN2 | 64946 | G | GEN2 |  | Combustion Turbine | IC Engine | ERC_REST | Texas | 48 | Harris | 201 | 48201 | 0.4 | 9905 | 2019 | 9999 |  |  | N | Natural Gas | [13 empty] | 1.061 | 1.061 | 1.061 | 1.061 | [11 empty] | Walmart Stores Texas, LLC | 100 | Walmart Stores Texas, LLC | 100 | Non-regulated
WAL4538 | 64946_G_GEN3 | 64946 | G | GEN3 |  | Combustion Turbine | IC Engine | ERC_REST | Texas | 48 | Harris | 201 | 48201 | 0.4 | 9905 | 2019 | 9999 |  |  | N | Natural Gas | [13 empty] | 1.061 | 1.061 | 1.061 | 1.061 | [11 empty] | Walmart Stores Texas, LLC | 100 | Walmart Stores Texas, LLC | 100 | Non-regulated
WAL5045 | 64947_G_GEN1 | 64947 | G | GEN1 |  | Combustion Turbine | IC Engine | ERC_REST | Texas | 48 | Harris | 201 | 48201 | 0.4 | 9905 | 2020 | 9999 |  |  | N | Natural Gas | [13 empty] | 0.011 | 0.011 | 0.011 | 0.011 | [11 empty] | Walmart Stores Texas, LLC | 100 | Walmart Stores Texas, LLC | 100 | Non-regulated
WAL5045 | 64947_G_GEN2 | 64947 | G | GEN2 |  | Combustion Turbine | IC Engine | ERC_REST | Texas | 48 | Harris | 201 | 48201 | 0.4 | 9905 | 2020 | 9999 |  |  | N | Natural Gas | [13 empty] | 0.011 | 0.011 | 0.011 | 0.011 | [11 empty] | Walmart Stores Texas, LLC | 100 | Walmart Stores Texas, LLC | 100 | Non-regulated
WAL5045 | 64947_G_GEN3 | 64947 | G | GEN3 |  | Combustion Turbine | IC Engine | ERC_REST | Texas | 48 | Harris | 201 | 48201 | 0.4 | 9905 | 2020 | 9999 |  |  | N | Natural Gas | [13 empty] | 0.011 | 0.011 | 0.011 | 0.011 | [11 empty] | Walmart Stores Texas, LLC | 100 | Walmart Stores Texas, LLC | 100 | Non-regulated
WAL5080 | 64948_G_GEN1 | 64948 | G | GEN1 |  | Combustion Turbine | IC Engine | ERC_REST | Texas | 48 | Tarrant | 439 | 48439 | 0.4 | 9905 | 2022 | 9999 |  |  | N | Natural Gas | [13 empty] | 0.011 | 0.011 | 0.011 | 0.011 | [11 empty] | Walmart Stores Texas, LLC | 100 | Walmart Stores Texas, LLC | 100 | Non-regulated
WAL5080 | 64948_G_GEN2 | 64948 | G | GEN2 |  | Combustion Turbine | IC Engine | ERC_REST | Texas | 48 | Tarrant | 439 | 48439 | 0.4 | 9905 | 2022 | 9999 |  |  | N | Natural Gas | [13 empty] | 0.011 | 0.011 | 0.011 | 0.011 | [11 empty] | Walmart Stores Texas, LLC | 100 | Walmart Stores Texas, LLC | 100 | Non-regulated
WAL5080 | 64948_G_GEN3 | 64948 | G | GEN3 |  | Combustion Turbine | IC Engine | ERC_REST | Texas | 48 | Tarrant | 439 | 48439 | 0.4 | 9905 | 2022 | 9999 |  |  | N | Natural Gas | [13 empty] | 0.011 | 0.011 | 0.011 | 0.011 | [11 empty] | Walmart Stores Texas, LLC | 100 | Walmart Stores Texas, LLC | 100 | Non-regulated
WAL5091 | 64949_G_GEN1 | 64949 | G | GEN1 |  | Combustion Turbine | IC Engine | ERC_REST | Texas | 48 | Harris | 201 | 48201 | 0.4 | 9905 | 2020 | 9999 |  |  | N | Natural Gas | [13 empty] | 0.011 | 0.011 | 0.011 | 0.011 | [11 empty] | Walmart Stores Texas, LLC | 100 | Walmart Stores Texas, LLC | 100 | Non-regulated
WAL5091 | 64949_G_GEN2 | 64949 | G | GEN2 |  | Combustion Turbine | IC Engine | ERC_REST | Texas | 48 | Harris | 201 | 48201 | 0.4 | 9905 | 2020 | 9999 |  |  | N | Natural Gas | [13 empty] | 0.011 | 0.011 | 0.011 | 0.011 | [11 empty] | Walmart Stores Texas, LLC | 100 | Walmart Stores Texas, LLC | 100 | Non-regulated
WAL5091 | 64949_G_GEN3 | 64949 | G | GEN3 |  | Combustion Turbine | IC Engine | ERC_REST | Texas | 48 | Harris | 201 | 48201 | 0.4 | 9905 | 2020 | 9999 |  |  | N | Natural Gas | [13 empty] | 0.011 | 0.011 | 0.011 | 0.011 | [11 empty] | Walmart Stores Texas, LLC | 100 | Walmart Stores Texas, LLC | 100 | Non-regulated
WAL5116 | 64950_G_GEN1 | 64950 | G | GEN1 |  | Combustion Turbine | IC Engine | ERC_REST | Texas | 48 | Harris | 201 | 48201 | 0.4 | 9905 | 2020 | 9999 |  |  | N | Natural Gas | [13 empty] | 0.011 | 0.011 | 0.011 | 0.011 | [11 empty] | Walmart Stores Texas, LLC | 100 | Walmart Stores Texas, LLC | 100 | Non-regulated
WAL5116 | 64950_G_GEN2 | 64950 | G | GEN2 |  | Combustion Turbine | IC Engine | ERC_REST | Texas | 48 | Harris | 201 | 48201 | 0.4 | 9905 | 2020 | 9999 |  |  | N | Natural Gas | [13 empty] | 0.011 | 0.011 | 0.011 | 0.011 | [11 empty] | Walmart Stores Texas, LLC | 100 | Walmart Stores Texas, LLC | 100 | Non-regulated
WAL5116 | 64950_G_GEN3 | 64950 | G | GEN3 |  | Combustion Turbine | IC Engine | ERC_REST | Texas | 48 | Harris | 201 | 48201 | 0.4 | 9905 | 2020 | 9999 |  |  | N | Natural Gas | [13 empty] | 0.011 | 0.011 | 0.011 | 0.011 | [11 empty] | Walmart Stores Texas, LLC | 100 | Walmart Stores Texas, LLC | 100 | Non-regulated
WAL5165 | 64951_G_GEN1 | 64951 | G | GEN1 |  | Combustion Turbine | IC Engine | ERC_REST | Texas | 48 | Hidalgo | 215 | 48215 | 0.4 | 9905 | 2021 | 9999 |  |  | N | Natural Gas | [13 empty] | 0.011 | 0.011 | 0.011 | 0.011 | [11 empty] | Walmart Stores Texas, LLC | 100 | Walmart Stores Texas, LLC | 100 | Non-regulated
WAL5165 | 64951_G_GEN2 | 64951 | G | GEN2 |  | Combustion Turbine | IC Engine | ERC_REST | Texas | 48 | Hidalgo | 215 | 48215 | 0.4 | 9905 | 2021 | 9999 |  |  | N | Natural Gas | [13 empty] | 0.011 | 0.011 | 0.011 | 0.011 | [11 empty] | Walmart Stores Texas, LLC | 100 | Walmart Stores Texas, LLC | 100 | Non-regulated
WAL5165 | 64951_G_GEN3 | 64951 | G | GEN3 |  | Combustion Turbine | IC Engine | ERC_REST | Texas | 48 | Hidalgo | 215 | 48215 | 0.4 | 9905 | 2021 | 9999 |  |  | N | Natural Gas | [13 empty] | 0.011 | 0.011 | 0.011 | 0.011 | [11 empty] | Walmart Stores Texas, LLC | 100 | Walmart Stores Texas, LLC | 100 | Non-regulated
WAL5211 | 64952_G_GEN1 | 64952 | G | GEN1 |  | Combustion Turbine | IC Engine | ERC_REST | Texas | 48 | Collin | 85 | 48085 | 1.3 | 9905 | 2020 | 9999 |  |  | N | Distillate Fuel Oil | [13 empty] | 0.011 | 0.011 | 0.011 | 0.011 | [11 empty] | Walmart Stores Texas, LLC | 100 | Walmart Stores Texas, LLC | 100 | Non-regulated
WAL5287 | 64953_G_GE N3 | 64953 | G | GE N3 |  | Combustion Turbine | IC Engine | ERC_REST | Texas | 48 | Harris | 201 | 48201 | 0.4 | 9905 | 2020 | 9999 |  |  | N | Natural Gas | [13 empty] | 0.011 | 0.011 | 0.011 | 0.011 | [11 empty] | Walmart Stores Texas, LLC | 100 | Walmart Stores Texas, LLC | 100 | Non-regulated
WAL5287 | 64953_G_GEN1 | 64953 | G | GEN1 |  | Combustion Turbine | IC Engine | ERC_REST | Texas | 48 | Harris | 201 | 48201 | 0.4 | 9905 | 2020 | 9999 |  |  | N | Natural Gas | [13 empty] | 0.011 | 0.011 | 0.011 | 0.011 | [11 empty] | Walmart Stores Texas, LLC | 100 | Walmart Stores Texas, LLC | 100 | Non-regulated
WAL5287 | 64953_G_GEN2 | 64953 | G | GEN2 |  | Combustion Turbine | IC Engine | ERC_REST | Texas | 48 | Harris | 201 | 48201 | 0.4 | 9905 | 2020 | 9999 |  |  | N | Natural Gas | [13 empty] | 0.011 | 0.011 | 0.011 | 0.011 | [11 empty] | Walmart Stores Texas, LLC | 100 | Walmart Stores Texas, LLC | 100 | Non-regulated
WAL5311 | 64954_G_GEN1 | 64954 | G | GEN1 |  | Combustion Turbine | IC Engine | ERC_REST | Texas | 48 | Collin | 85 | 48085 | 1.3 | 9905 | 2020 | 9999 |  |  | N | Distillate Fuel Oil | [13 empty] | 0.011 | 0.011 | 0.011 | 0.011 | [11 empty] | Walmart Stores Texas, LLC | 100 | Walmart Stores Texas, LLC | 100 | Non-regulated
WAL5312 | 64955_G_GEN1 | 64955 | G | GEN1 |  | Combustion Turbine | IC Engine | ERC_REST | Texas | 48 | Tarrant | 439 | 48439 | 0.4 | 9905 | 2021 | 9999 |  |  | N | Natural Gas | [13 empty] | 0.011 | 0.011 | 0.011 | 0.011 | [11 empty] | Walmart Stores Texas, LLC | 100 | Walmart Stores Texas, LLC | 100 | Non-regulated
WAL5312 | 64955_G_GEN2 | 64955 | G | GEN2 |  | Combustion Turbine | IC Engine | ERC_REST | Texas | 48 | Tarrant | 439 | 48439 | 0.4 | 9905 | 2021 | 9999 |  |  | N | Natural Gas | [13 empty] | 0.011 | 0.011 | 0.011 | 0.011 | [11 empty] | Walmart Stores Texas, LLC | 100 | Walmart Stores Texas, LLC | 100 | Non-regulated
WAL5312 | 64955_G_GEN3 | 64955 | G | GEN3 |  | Combustion Turbine | IC Engine | ERC_REST | Texas | 48 | Tarrant | 439 | 48439 | 0.4 | 9905 | 2021 | 9999 |  |  | N | Natural Gas | [13 empty] | 0.011 | 0.011 | 0.011 | 0.011 | [11 empty] | Walmart Stores Texas, LLC | 100 | Walmart Stores Texas, LLC | 100 | Non-regulated
WAL5316 | 64956_G_GEN1 | 64956 | G | GEN1 |  | Combustion Turbine | IC Engine | ERC_REST | Texas | 48 | Tarrant | 439 | 48439 | 0.4 | 9905 | 2020 | 9999 |  |  | N | Natural Gas | [13 empty] | 0.011 | 0.011 | 0.011 | 0.011 | [11 empty] | Walmart Stores Texas, LLC | 100 | Walmart Stores Texas, LLC | 100 | Non-regulated
WAL5316 | 64956_G_GEN2 | 64956 | G | GEN2 |  | Combustion Turbine | IC Engine | ERC_REST | Texas | 48 | Tarrant | 439 | 48439 | 0.4 | 9905 | 2020 | 9999 |  |  | N | Natural Gas | [13 empty] | 0.011 | 0.011 | 0.011 | 0.011 | [11 empty] | Walmart Stores Texas, LLC | 100 | Walmart Stores Texas, LLC | 100 | Non-regulated
WAL5316 | 64956_G_GEN3 | 64956 | G | GEN3 |  | Combustion Turbine | IC Engine | ERC_REST | Texas | 48 | Tarrant | 439 | 48439 | 0.4 | 9905 | 2020 | 9999 |  |  | N | Natural Gas | [13 empty] | 0.011 | 0.011 | 0.011 | 0.011 | [11 empty] | Walmart Stores Texas, LLC | 100 | Walmart Stores Texas, LLC | 100 | Non-regulated
WAL5388 | 64957_G_GEN1 | 64957 | G | GEN1 |  | Combustion Turbine | IC Engine | ERC_REST | Texas | 48 | Galveston | 167 | 48167 | 1.3 | 9905 | 2020 | 9999 |  |  | N | Natural Gas | [13 empty] | 0.011 | 0.011 | 0.011 | 0.011 | [11 empty] | Walmart Stores Texas, LLC | 100 | Walmart Stores Texas, LLC | 100 | Non-regulated
WAL5479 | 64958_G_GEN1 | 64958 | G | GEN1 |  | Combustion Turbine | IC Engine | ERC_REST | Texas | 48 | Travis | 453 | 48453 | 0.4 | 9905 | 2021 | 9999 |  |  | N | Natural Gas | [13 empty] | 0.011 | 0.011 | 0.011 | 0.011 | [11 empty] | Walmart Stores Texas, LLC | 100 | Walmart Stores Texas, LLC | 100 | Non-regulated
WAL5479 | 64958_G_GEN2 | 64958 | G | GEN2 |  | Combustion Turbine | IC Engine | ERC_REST | Texas | 48 | Travis | 453 | 48453 | 0.4 | 9905 | 2021 | 9999 |  |  | N | Natural Gas | [13 empty] | 0.011 | 0.011 | 0.011 | 0.011 | [11 empty] | Walmart Stores Texas, LLC | 100 | Walmart Stores Texas, LLC | 100 | Non-regulated
WAL5479 | 64958_G_GEN3 | 64958 | G | GEN3 |  | Combustion Turbine | IC Engine | ERC_REST | Texas | 48 | Travis | 453 | 48453 | 0.4 | 9905 | 2021 | 9999 |  |  | N | Natural Gas | [13 empty] | 0.011 | 0.011 | 0.011 | 0.011 | [11 empty] | Walmart Stores Texas, LLC | 100 | Walmart Stores Texas, LLC | 100 | Non-regulated
WAL5480 | 64959_G_GEN1 | 64959 | G | GEN1 |  | Combustion Turbine | IC Engine | ERC_REST | Texas | 48 | Williamson | 491 | 48491 | 0.4 | 9905 | 2021 | 9999 |  |  | N | Natural Gas | [13 empty] | 0.011 | 0.011 | 0.011 | 0.011 | [11 empty] | Walmart Stores Texas, LLC | 100 | Walmart Stores Texas, LLC | 100 | Non-regulated
WAL5480 | 64959_G_GEN2 | 64959 | G | GEN2 |  | Combustion Turbine | IC Engine | ERC_REST | Texas | 48 | Williamson | 491 | 48491 | 0.4 | 9905 | 2021 | 9999 |  |  | N | Natural Gas | [13 empty] | 0.011 | 0.011 | 0.011 | 0.011 | [11 empty] | Walmart Stores Texas, LLC | 100 | Walmart Stores Texas, LLC | 100 | Non-regulated
WAL5480 | 64959_G_GEN3 | 64959 | G | GEN3 |  | Combustion Turbine | IC Engine | ERC_REST | Texas | 48 | Williamson | 491 | 48491 | 0.4 | 9905 | 2021 | 9999 |  |  | N | Natural Gas | [13 empty] | 0.011 | 0.011 | 0.011 | 0.011 | [11 empty] | Walmart Stores Texas, LLC | 100 | Walmart Stores Texas, LLC | 100 | Non-regulated
WAL5612 | 64960_G_GEN1 | 64960 | G | GEN1 |  | Combustion Turbine | IC Engine | ERC_REST | Texas | 48 | Harris | 201 | 48201 | 0.4 | 9905 | 2021 | 9999 |  |  | N | Natural Gas | [13 empty] | 0.011 | 0.011 | 0.011 | 0.011 | [11 empty] | Walmart Stores Texas, LLC | 100 | Walmart Stores Texas, LLC | 100 | Non-regulated
WAL5612 | 64960_G_GEN2 | 64960 | G | GEN2 |  | Combustion Turbine | IC Engine | ERC_REST | Texas | 48 | Harris | 201 | 48201 | 0.4 | 9905 | 2021 | 9999 |  |  | N | Natural Gas | [13 empty] | 0.011 | 0.011 | 0.011 | 0.011 | [11 empty] | Walmart Stores Texas, LLC | 100 | Walmart Stores Texas, LLC | 100 | Non-regulated
WAL5612 | 64960_G_GEN3 | 64960 | G | GEN3 |  | Combustion Turbine | IC Engine | ERC_REST | Texas | 48 | Harris | 201 | 48201 | 0.4 | 9905 | 2021 | 9999 |  |  | N | Natural Gas | [13 empty] | 0.011 | 0.011 | 0.011 | 0.011 | [11 empty] | Walmart Stores Texas, LLC | 100 | Walmart Stores Texas, LLC | 100 | Non-regulated
WAL5713 | 64961_G_GEN1 | 64961 | G | GEN1 |  | Combustion Turbine | IC Engine | ERC_REST | Texas | 48 | Webb | 479 | 48479 | 0.4 | 9905 | 2021 | 9999 |  |  | N | Natural Gas | [13 empty] | 0.011 | 0.011 | 0.011 | 0.011 | [11 empty] | Walmart Stores Texas, LLC | 100 | Walmart Stores Texas, LLC | 100 | Non-regulated
WAL5713 | 64961_G_GEN2 | 64961 | G | GEN2 |  | Combustion Turbine | IC Engine | ERC_REST | Texas | 48 | Webb | 479 | 48479 | 0.4 | 9905 | 2021 | 9999 |  |  | N | Natural Gas | [13 empty] | 0.011 | 0.011 | 0.011 | 0.011 | [11 empty] | Walmart Stores Texas, LLC | 100 | Walmart Stores Texas, LLC | 100 | Non-regulated
WAL5713 | 64961_G_GEN3 | 64961 | G | GEN3 |  | Combustion Turbine | IC Engine | ERC_REST | Texas | 48 | Webb | 479 | 48479 | 0.4 | 9905 | 2021 | 9999 |  |  | N | Natural Gas | [13 empty] | 0.011 | 0.011 | 0.011 | 0.011 | [11 empty] | Walmart Stores Texas, LLC | 100 | Walmart Stores Texas, LLC | 100 | Non-regulated
WAL5764 | 64962_G_GEN1 | 64962 | G | GEN1 |  | Combustion Turbine | IC Engine | ERC_REST | Texas | 48 | Tarrant | 439 | 48439 | 0.4 | 9905 | 2021 | 9999 |  |  | N | Natural Gas | [13 empty] | 0.011 | 0.011 | 0.011 | 0.011 | [11 empty] | Walmart Stores Texas, LLC | 100 | Walmart Stores Texas, LLC | 100 | Non-regulated
WAL5764 | 64962_G_GEN2 | 64962 | G | GEN2 |  | Combustion Turbine | IC Engine | ERC_REST | Texas | 48 | Tarrant | 439 | 48439 | 0.4 | 9905 | 2021 | 9999 |  |  | N | Natural Gas | [13 empty] | 0.011 | 0.011 | 0.011 | 0.011 | [11 empty] | Walmart Stores Texas, LLC | 100 | Walmart Stores Texas, LLC | 100 | Non-regulated
WAL5764 | 64962_G_GEN3 | 64962 | G | GEN3 |  | Combustion Turbine | IC Engine | ERC_REST | Texas | 48 | Tarrant | 439 | 48439 | 0.4 | 9905 | 2021 | 9999 |  |  | N | Natural Gas | [13 empty] | 0.011 | 0.011 | 0.011 | 0.011 | [11 empty] | Walmart Stores Texas, LLC | 100 | Walmart Stores Texas, LLC | 100 | Non-regulated
WAL6929 | 64963_G_GEN1 | 64963 | G | GEN1 |  | Combustion Turbine | IC Engine | ERC_REST | Texas | 48 | Bell | 27 | 48027 | 0.4 | 9905 | 2020 | 9999 |  |  | N | Natural Gas | [13 empty] | 0.011 | 0.011 | 0.011 | 0.011 | [11 empty] | Walmart Stores Texas, LLC | 100 | Walmart Stores Texas, LLC | 100 | Non-regulated
WAL6929 | 64963_G_GEN2 | 64963 | G | GEN2 |  | Combustion Turbine | IC Engine | ERC_REST | Texas | 48 | Bell | 27 | 48027 | 0.4 | 9905 | 2020 | 9999 |  |  | N | Natural Gas | [13 empty] | 0.011 | 0.011 | 0.011 | 0.011 | [11 empty] | Walmart Stores Texas, LLC | 100 | Walmart Stores Texas, LLC | 100 | Non-regulated
WAL6929 | 64963_G_GEN3 | 64963 | G | GEN3 |  | Combustion Turbine | IC Engine | ERC_REST | Texas | 48 | Bell | 27 | 48027 | 0.4 | 9905 | 2020 | 9999 |  |  | N | Natural Gas | [13 empty] | 0.011 | 0.011 | 0.011 | 0.011 | [11 empty] | Walmart Stores Texas, LLC | 100 | Walmart Stores Texas, LLC | 100 | Non-regulated
Rock Island Road Solar Community Solar | 64964_G_ROCKI | 64964 | G | ROCKI |  | Solar PV |  | NY_Z_D | New York | 36 | St Lawrence | 89 | 36089 | 3.5 | 0 | 2022 | 9999 |  |  | N | Solar | [13 empty] | 0 | 0 | 0 | 0 | [11 empty] | RPNY Solar 1, LLC | 100 | RPNY Solar 1, LLC | 100 | Non-regulated
Bullis Road Solar (CSG) | 64965_G_BULLS | 64965 | G | BULLS |  | Solar PV |  | NY_Z_A | New York | 36 | Erie | 29 | 36029 | 4.5 | 0 | 2022 | 9999 |  |  | N | Solar | [13 empty] | 0 | 0 | 0 | 0 | [11 empty] | RPNY Solar 2, LLC | 100 | RPNY Solar 2, LLC | 100 | Non-regulated
SV Gardner 1 (Lutz) CSG | 64967_G_LUTZ | 64967 | G | LUTZ |  | Solar PV |  | PJM_COMD | Illinois | 17 | Grundy | 63 | 17063 | 2 | 0 | 2021 | 9999 |  |  | N | Solar | [13 empty] | 0 | 0 | 0 | 0 | [11 empty] | SV CSG Gardner 1 LLC | 100 | SV CSG Gardner 1 LLC | 100 | Non-regulated
Fall River Solar, LLC | 64968_G_452 | 64968 | G | 452 |  | Solar PV |  | WECC_WY | South Dakota | 46 | Fall River | 47 | 46047 | 80 | 0 | 2023 | 9999 |  |  | N | Solar | [13 empty] | 0 | 0 | 0 | 0 | [11 empty] | Greenbacker Renewable Energy Corporation | 100 | Greenbacker Renewable Energy Corporation | 100 | Non-regulated
Barron Solar Array | 64969_G_BAR01 | 64969 | G | BAR01 |  | Solar PV |  | MIS_MNWI | Wisconsin | 55 | Barron | 5 | 55005 | 3 | 0 | 2021 | 9999 |  |  | N | Solar | [13 empty] | 0 | 0 | 0 | 0 | [11 empty] | AEP Onsite Partners, LLC | 100 | AEP Onsite Partners, LLC | 100 | Non-regulated
59 Federal Rd(CSG) | 64970_G_59FBA | 64970 | G | 59FBA |  | Energy Storage |  | NENGREST | Massachusetts | 25 | Plymouth | 23 | 25023 | 5 | 0 | 2021 | 9999 |  |  | N | Energy Storage | [13 empty] | 0 | 0 | 0 | 0 | [11 empty] | 59FED WHAM8 Solar, LLC | 100 | 59FED WHAM8 Solar, LLC | 100 | Non-regulated
59 Federal Rd(CSG) | 64970_G_59FPV | 64970 | G | 59FPV |  | Solar PV |  | NENGREST | Massachusetts | 25 | Plymouth | 23 | 25023 | 5 | 0 | 2021 | 9999 |  |  | N | Solar | [13 empty] | 0 | 0 | 0 | 0 | [11 empty] | 59FED WHAM8 Solar, LLC | 100 | 59FED WHAM8 Solar, LLC | 100 | Non-regulated
Pretzel CSG | 64971_G_PRETZ | 64971 | G | PRETZ |  | Solar PV |  | PJM_COMD | Illinois | 17 | Stephenson | 177 | 17177 | 2 | 0 | 2022 | 9999 |  |  | N | Solar | [13 empty] | 0 | 0 | 0 | 0 | [11 empty] | Pretzel Solar, LLC | 100 | Pretzel Solar, LLC | 100 | Non-regulated
Prophet CSG | 64972_G_PROPH | 64972 | G | PROPH |  | Solar PV |  | PJM_COMD | Illinois | 17 | Whiteside | 195 | 17195 | 2 | 0 | 2021 | 9999 |  |  | N | Solar | [13 empty] | 0 | 0 | 0 | 0 | [11 empty] | Prophet Solar, LLC | 100 | Prophet Solar, LLC | 100 | Non-regulated
Gala (CSG) | 64973_G_GALA | 64973 | G | GALA |  | Solar PV |  | PJM_COMD | Illinois | 17 | Stephenson | 177 | 17177 | 2 | 0 | 2021 | 9999 |  |  | N | Solar | [13 empty] | 0 | 0 | 0 | 0 | [11 empty] | Gala Solar, LLC | 100 | Gala Solar, LLC | 100 | Non-regulated
Daybreak Solar | 64974_G_DBS1 | 64974 | G | DBS1 |  | Solar PV |  | WECC_PNW | Oregon | 41 | Wasco | 65 | 41065 | 140 | 0 | 2023 | 9999 |  |  | N | Solar | [13 empty] | 0 | 0 | 0 | 0 | [11 empty] | Avangrid Renewables LLC | 100 | Avangrid Renewables LLC | 100 | Non-regulated
Park St | 64975_G_628 | 64975 | G | 628 |  | Solar PV |  | NENGREST | Vermont | 50 | Rutland | 21 | 50021 | 1.8 | 0 | 2014 | 9999 |  |  | N | Solar | [13 empty] | 0 | 0 | 0 | 0 | [11 empty] | Nextsun Energy Rutland LLC | 100 | Greenbacker Renewable Energy Corp | 100 | Non-regulated
Spooner Solar Array | 64976_G_SPN01 | 64976 | G | SPN01 |  | Solar PV |  | MIS_MNWI | Wisconsin | 55 | Washburn | 129 | 55129 | 2.1 | 0 | 2019 | 9999 |  |  | N | Solar | [13 empty] | 0 | 0 | 0 | 0 | [11 empty] | AEP Onsite Partners, LLC | 100 | AEP Onsite Partners, LLC | 100 | Non-regulated
Torrington Solar One, LLC | 64977_G_TORS1 | 64977 | G | TORS1 |  | Solar PV |  | NENG_CT | Connecticut | 9 | Litchfield | 5 | 09005 | 2 | 0 | 2021 | 9999 |  |  | N | Solar | [13 empty] | 0 | 0 | 0 | 0 | [11 empty] | DG Connecticut III, LLC | 100 | DG Connecticut III, LLC | 100 | Non-regulated
Bristol Solar One, LLC | 64978_G_BRIS1 | 64978 | G | BRIS1 |  | Solar PV |  | NENG_CT | Connecticut | 9 | Hartford | 3 | 09003 | 3 | 0 | 2021 | 9999 |  |  | N | Solar | [13 empty] | 0 | 0 | 0 | 0 | [11 empty] | DG Connecticut III, LLC | 100 | DG Connecticut III, LLC | 100 | Non-regulated
Watertown Solar One, LLC | 64979_G_WTRS1 | 64979 | G | WTRS1 |  | Solar PV |  | NENG_CT | Connecticut | 9 | Litchfield | 5 | 09005 | 2 | 0 | 2021 | 9999 |  |  | N | Solar | [13 empty] | 0 | 0 | 0 | 0 | [11 empty] | DG Connecticut III, LLC | 100 | DG Connecticut III, LLC | 100 | Non-regulated
Pecan Prairie South Solar | 64981_G_CPSS1 | 64981 | G | CPSS1 |  | Solar PV |  | ERC_REST | Texas | 48 | Leon | 289 | 48289 | 135 | 0 | 2025 | 9999 |  |  | N | Solar | [13 empty] | 0 | 0 | 0 | 0 | [11 empty] | CG Leon County LLC | 100 | CG Leon County LLC | 100 | Non-regulated
West Plains Solar I | 64982_G_WPS1 | 64982 | G | WPS1 |  | Solar PV |  | SPP_N | Missouri | 29 | Howell | 91 | 29091 | 8 | 0 | 2022 | 9999 |  |  | N | Solar | [13 empty] | 0 | 0 | 0 | 0 | [11 empty] | Evergy, Inc. | 100 | Evergy, Inc. | 100 | Non-regulated
North Wales Diesel | 64983_G_GEN1 | 64983 | G | GEN1 |  | Combustion Turbine | IC Engine | PJM_EMAC | Pennsylvania | 42 | Montgomery | 91 | 42091 | 1.5 | 9905 | 2010 | 9999 |  |  | N | Distillate Fuel Oil | [13 empty] | 1.6498 | 1.6498 | 1.6498 | 1.6498 | [11 empty] | North Wales Diesel | 100 | North Wales Diesel | 100 | Non-regulated
North Wales Diesel | 64983_G_GEN2 | 64983 | G | GEN2 |  | Combustion Turbine | IC Engine | PJM_EMAC | Pennsylvania | 42 | Montgomery | 91 | 42091 | 1.5 | 9905 | 2010 | 9999 |  |  | N | Distillate Fuel Oil | [13 empty] | 1.6498 | 1.6498 | 1.6498 | 1.6498 | [11 empty] | North Wales Diesel | 100 | North Wales Diesel | 100 | Non-regulated
North Wales Diesel | 64983_G_GEN3 | 64983 | G | GEN3 |  | Combustion Turbine | IC Engine | PJM_EMAC | Pennsylvania | 42 | Montgomery | 91 | 42091 | 1.5 | 9905 | 2010 | 9999 |  |  | N | Distillate Fuel Oil | [13 empty] | 1.6498 | 1.6498 | 1.6498 | 1.6498 | [11 empty] | North Wales Diesel | 100 | North Wales Diesel | 100 | Non-regulated
North Wales Diesel | 64983_G_GEN4 | 64983 | G | GEN4 |  | Combustion Turbine | IC Engine | PJM_EMAC | Pennsylvania | 42 | Montgomery | 91 | 42091 | 1.5 | 9905 | 2010 | 9999 |  |  | N | Distillate Fuel Oil | [13 empty] | 1.6498 | 1.6498 | 1.6498 | 1.6498 | [11 empty] | North Wales Diesel | 100 | North Wales Diesel | 100 | Non-regulated
Waterloo Solar (IA) | 64984_G_WATS | 64984 | G | WATS |  | Solar PV |  | MIS_MIDA | Iowa | 19 | Black Hawk | 13 | 19013 | 3 | 0 | 2022 | 9999 |  |  | N | Solar | [13 empty] | 0 | 0 | 0 | 0 | [11 empty] | MidAmerican Energy Co | 100 | MidAmerican Energy Co | 100 | Regulated
Johnson County Hills Solar | 64985_G_JCHS | 64985 | G | JCHS |  | Solar PV |  | MIS_MIDA | Iowa | 19 | Johnson | 103 | 19103 | 3 | 0 | 2022 | 9999 |  |  | N | Solar | [13 empty] | 0 | 0 | 0 | 0 | [11 empty] | MidAmerican Energy Co | 100 | MidAmerican Energy Co | 100 | Regulated
Franklin County Solar | 64986_G_FCS | 64986 | G | FCS |  | Solar PV |  | MIS_MIDA | Iowa | 19 | Franklin | 69 | 19069 | 7 | 0 | 2022 | 9999 |  |  | N | Solar | [13 empty] | 0 | 0 | 0 | 0 | [11 empty] | MidAmerican Energy Co | 100 | MidAmerican Energy Co | 100 | Regulated
USS Foley Solar LLC | 64987_G_USSFS | 64987 | G | USSFS |  | Solar PV |  | MIS_MNWI | Minnesota | 27 | Benton | 9 | 27009 | 1 | 0 | 2022 | 9999 |  |  | N | Solar | [13 empty] | 0 | 0 | 0 | 0 | [11 empty] | USS Foley Solar LLC | 100 | USS Foley Solar LLC | 100 | Non-regulated
USS Prokosch Solar LLC | 64988_G_USPKS | 64988 | G | USPKS |  | Solar PV |  | MIS_MNWI | Minnesota | 27 | Renville | 129 | 27129 | 1 | 0 | 2022 | 9999 |  |  | N | Solar | [13 empty] | 0 | 0 | 0 | 0 | [11 empty] | USS Prokosch Solar LLC | 100 | USS Prokosch Solar LLC | 100 | Non-regulated
USS Rosebud Solar LLC | 64989_G_USRBS | 64989 | G | USRBS |  | Solar PV |  | MIS_MNWI | Minnesota | 27 | Redwood | 127 | 27127 | 1 | 0 | 2022 | 9999 |  |  | N | Solar | [13 empty] | 0 | 0 | 0 | 0 | [11 empty] | USS Rosebud Solar LLC | 100 | USS Rosebud Solar LLC | 100 | Non-regulated
Medin CSG | 64990_G_MED1 | 64990 | G | MED1 |  | Solar PV |  | MIS_MNWI | Minnesota | 27 | Chisago | 25 | 27025 | 1 | 0 | 2021 | 9999 |  |  | N | Solar | [13 empty] | 0 | 0 | 0 | 0 | [11 empty] | Madison Energy Holdings LLC | 100 | Madison Energy Holdings LLC | 100 | Non-regulated
Johnson CSG 1 | 64991_G_JOHN | 64991 | G | JOHN |  | Solar PV |  | MIS_MNWI | Minnesota | 27 | Chisago | 25 | 27025 | 1 | 0 | 2021 | 9999 |  |  | N | Solar | [13 empty] | 0 | 0 | 0 | 0 | [11 empty] | Madison Energy Holdings LLC | 100 | Madison Energy Holdings LLC | 100 | Non-regulated
Cornillie Solar CSG | 64992_G_CORN1 | 64992 | G | CORN1 |  | Solar PV |  | MIS_MNWI | Minnesota | 27 | Chisago | 25 | 27025 | 1 | 0 | 2021 | 9999 |  |  | N | Solar | [13 empty] | 0 | 0 | 0 | 0 | [11 empty] | Madison Energy Holdings LLC | 100 | Madison Energy Holdings LLC | 100 | Non-regulated
BigBeau Solar, LLC | 64993_G_BB1BA | 64993 | G | BB1BA |  | Energy Storage |  | WECC_SCE | California | 6 | Kern | 29 | 06029 | 40 | 0 | 2022 | 9999 |  |  | N | Energy Storage | [13 empty] | 0 | 0 | 0 | 0 | [11 empty] | Big Beau Solar, LLC | 100 | Big Beau Solar, LLC | 100 | Non-regulated
BigBeau Solar, LLC | 64993_G_BB1PV | 64993 | G | BB1PV |  | Solar PV |  | WECC_SCE | California | 6 | Kern | 29 | 06029 | 128 | 0 | 2022 | 9999 |  |  | N | Solar | [13 empty] | 0 | 0 | 0 | 0 | [11 empty] | Big Beau Solar, LLC | 100 | Big Beau Solar, LLC | 100 | Non-regulated
Sacramento Point West Medical Offices | 64994_G_6115 | 64994 | G | 6115 |  | Solar PV |  | WEC_BANC | California | 6 | Sacramento | 67 | 06067 | 1.2 | 0 | 2020 | 9999 |  |  | N | Solar | [13 empty] | 0 | 0 | 0 | 0 | [11 empty] | Citicorp North America Inc. | 99.99 | Citicorp North America Inc. | 99.99 | Non-regulated
Cassville Solar | 64995_G_PV1 | 64995 | G | PV1 |  | Solar PV |  | MIS_WUMS | Wisconsin | 55 | Grant | 43 | 55043 | 50 | 0 | 2024 | 9999 |  |  | N | Solar | [13 empty] | 0 | 0 | 0 | 0 | [11 empty] | Wisconsin Power & Light Co | 100 | Wisconsin Power & Light Co | 100 | Regulated
Springfield Solar (WI) | 64996_G_PV1 | 64996 | G | PV1 |  | Solar PV |  | MIS_WUMS | Wisconsin | 55 | Dodge | 27 | 55027 | 100 | 0 | 2023 | 9999 |  |  | N | Solar | [13 empty] | 0 | 0 | 0 | 0 | [11 empty] | Wisconsin Power & Light Co | 100 | Wisconsin Power & Light Co | 100 | Regulated
Albany Solar (WI) | 64997_G_PV1 | 64997 | G | PV1 |  | Solar PV |  | MIS_WUMS | Wisconsin | 55 | Rock | 105 | 55105 | 50 | 0 | 2023 | 9999 |  |  | N | Solar | [13 empty] | 0 | 0 | 0 | 0 | [11 empty] | Wisconsin Power & Light Co | 100 | Wisconsin Power & Light Co | 100 | Regulated
Paddock Solar | 64998_G_PV1 | 64998 | G | PV1 |  | Solar PV |  | MIS_WUMS | Wisconsin | 55 | Rock | 105 | 55105 | 65 | 0 | 2023 | 9999 |  |  | N | Solar | [13 empty] | 0 | 0 | 0 | 0 | [11 empty] | Wisconsin Power & Light Co | 100 | Wisconsin Power & Light Co | 100 | Regulated
Pecan Prairie North Solar | 64999_G_CPNS1 | 64999 | G | CPNS1 |  | Solar PV |  | ERC_REST | Texas | 48 | Leon | 289 | 48289 | 360 | 0 | 2025 | 9999 |  |  | N | Solar | [13 empty] | 0 | 0 | 0 | 0 | [11 empty] | CG Leon County II LLC | 100 | CG Leon County II LLC | 100 | Non-regulated
Wautoma Solar | 65000_G_PV1 | 65000 | G | PV1 |  | Solar PV |  | MIS_WUMS | Wisconsin | 55 | Waushara | 137 | 55137 | 99 | 0 | 2023 | 9999 |  |  | N | Solar | [13 empty] | 0 | 0 | 0 | 0 | [11 empty] | Wisconsin Power & Light Co | 100 | Wisconsin Power & Light Co | 100 | Regulated
Beaver Dam Solar | 65001_G_PV1 | 65001 | G | PV1 |  | Solar PV |  | MIS_WUMS | Wisconsin | 55 | Dodge | 27 | 55027 | 50 | 0 | 2023 | 9999 |  |  | N | Solar | [13 empty] | 0 | 0 | 0 | 0 | [11 empty] | Wisconsin Power & Light Co | 100 | Wisconsin Power & Light Co | 100 | Regulated
SSI West Riverside Landfill LLC | 65002_G_WERL | 65002 | G | WERL |  | Solar PV |  | WECC_SCE | California | 6 | Riverside | 65 | 06065 | 2.5 | 0 | 2020 | 9999 |  |  | N | Solar | [13 empty] | 0 | 0 | 0 | 0 | [11 empty] | Standard Solar | 100 | Standard Solar | 100 | Non-regulated
MN CSG 2019-16 LLC | 65003_G_WOLFE | 65003 | G | WOLFE |  | Solar PV |  | MIS_MNWI | Minnesota | 27 | Blue Earth | 13 | 27013 | 1 | 0 | 2022 | 9999 |  |  | N | Solar | [13 empty] | 0 | 0 | 0 | 0 | [11 empty] | MN CSG 2019-16 LLC | 100 | MN CSG 2019-16 LLC | 100 | Non-regulated
MN CSG 2019-17 LLC | 65004_G_MOORE | 65004 | G | MOORE |  | Solar PV |  | MIS_MNWI | Minnesota | 27 | Blue Earth | 13 | 27013 | 1 | 0 | 2023 | 9999 |  |  | N | Solar | [13 empty] | 0 | 0 | 0 | 0 | [11 empty] | MN CSG 2019-17 LLC | 100 | MN CSG 2019-17 LLC | 100 | Non-regulated
Albertsons at Melrose Park | 65005_G_PV1 | 65005 | G | PV1 |  | Solar PV |  | PJM_COMD | Illinois | 17 | Cook | 31 | 17031 | 1.9 | 0 | 2021 | 9999 |  |  | N | Solar | [13 empty] | 0 | 0 | 0 | 0 | [11 empty] | ESIL-AL-Melrose, LLC | 100 | ESIL-AL-Melrose, LLC | 100 | Non-regulated
Novel Bo Hu 1 Solar LLC | 65006_G_BOHU1 | 65006 | G | BOHU1 |  | Solar PV |  | MIS_MNWI | Minnesota | 27 | Rice | 131 | 27131 | 1 | 0 | 2023 | 9999 |  |  | N | Solar | [13 empty] | 0 | 0 | 0 | 0 | [11 empty] | Novel Bo Hu 1 Solar LLC | 100 | Novel Bo Hu 1 Solar LLC | 100 | Non-regulated
Grant County | 65007_G_PV1 | 65007 | G | PV1 |  | Solar PV |  | MIS_WUMS | Wisconsin | 55 | Grant | 43 | 55043 | 200 | 0 | 2024 | 9999 |  |  | N | Solar | [13 empty] | 0 | 0 | 0 | 0 | [11 empty] | Wisconsin Power & Light Co | 100 | Wisconsin Power & Light Co | 100 | Regulated
Onion River | 65008_G_PV1 | 65008 | G | PV1 |  | Solar PV |  | MIS_WUMS | Wisconsin | 55 | Sheboygan | 117 | 55117 | 150 | 0 | 2023 | 9999 |  |  | N | Solar | [13 empty] | 0 | 0 | 0 | 0 | [11 empty] | Wisconsin Power & Light Co | 100 | Wisconsin Power & Light Co | 100 | Regulated
Bear Creek | 65009_G_PV1 | 65009 | G | PV1 |  | Solar PV |  | MIS_MNWI | Wisconsin | 55 | Richland | 103 | 55103 | 50 | 0 | 2022 | 9999 |  |  | N | Solar | [13 empty] | 0 | 0 | 0 | 0 | [11 empty] | Wisconsin Power & Light Co | 100 | Wisconsin Power & Light Co | 100 | Regulated
North Rock | 65010_G_PV1 | 65010 | G | PV1 |  | Solar PV |  | MIS_WUMS | Wisconsin | 55 | Rock | 105 | 55105 | 50 | 0 | 2022 | 9999 |  |  | N | Solar | [13 empty] | 0 | 0 | 0 | 0 | [11 empty] | Wisconsin Power & Light Co | 100 | Wisconsin Power & Light Co | 100 | Regulated
Wood County | 65011_G_PV1 | 65011 | G | PV1 |  | Solar PV |  | MIS_WUMS | Wisconsin | 55 | Wood | 141 | 55141 | 150 | 0 | 2022 | 9999 |  |  | N | Solar | [13 empty] | 0 | 0 | 0 | 0 | [11 empty] | Wisconsin Power & Light Co | 100 | Wisconsin Power & Light Co | 100 | Regulated
Crawfish River | 65012_G_PV1 | 65012 | G | PV1 |  | Solar PV |  | MIS_WUMS | Wisconsin | 55 | Jefferson | 55 | 55055 | 75 | 0 | 2023 | 9999 |  |  | N | Solar | [13 empty] | 0 | 0 | 0 | 0 | [11 empty] | Wisconsin Power & Light Co | 100 | Wisconsin Power & Light Co | 100 | Regulated
Marengo Solar | 65013_G_MARIL | 65013 | G | MARIL |  | Solar PV |  | PJM_COMD | Illinois | 17 | McHenry | 111 | 17111 | 2 | 0 | 2020 | 9999 |  |  | N | Solar | [13 empty] | 0 | 0 | 0 | 0 | [11 empty] | DG Illinois Solar, LLC | 100 | DG Illinois Solar, LLC | 100 | Non-regulated
ASD Cotuit MA Solar LLC | 65014_G_COT1 | 65014 | G | COT1 |  | Solar PV |  | NENGREST | Massachusetts | 25 | Barnstable | 1 | 25001 | 3.1 | 0 | 2023 | 9999 |  |  | N | Solar | [13 empty] | 0 | 0 | 0 | 0 | [11 empty] | ASD Cotuit MA Solar LLC | 100 | ASD Cotuit MA Solar LLC | 100 | Non-regulated
ASD Cotuit MA Solar LLC | 65014_G_COT1B | 65014 | G | COT1B |  | Energy Storage |  | NENGREST | Massachusetts | 25 | Barnstable | 1 | 25001 | 2.5 | 0 | 2023 | 9999 |  |  | N | Energy Storage | [13 empty] | 0 | 0 | 0 | 0 | [11 empty] | ASD Cotuit MA Solar LLC | 100 | ASD Cotuit MA Solar LLC | 100 | Non-regulated
ASD Wallum MA Solar LLC(CSG) | 65015_G_WAL1 | 65015 | G | WAL1 |  | Solar PV |  | NENGREST | Massachusetts | 25 | Worcester | 27 | 25027 | 5 | 0 | 2022 | 9999 |  |  | N | Solar | [13 empty] | 0 | 0 | 0 | 0 | [11 empty] | ASD Wallum MA Solar LLC | 100 | ASD Wallum MA Solar LLC | 100 | Non-regulated
ASD Wallum MA Solar LLC(CSG) | 65015_G_WAL1B | 65015 | G | WAL1B |  | Energy Storage |  | NENGREST | Massachusetts | 25 | Worcester | 27 | 25027 | 3.8 | 0 | 2022 | 9999 |  |  | N | Energy Storage | [13 empty] | 0 | 0 | 0 | 0 | [11 empty] | ASD Wallum MA Solar LLC | 100 | ASD Wallum MA Solar LLC | 100 | Non-regulated
Gardy's Mill Solar | 65016_G_GMS | 65016 | G | GMS |  | Solar PV |  | PJM_Dom | Virginia | 51 | Westmoreland | 193 | 51193 | 14 | 0 | 2020 | 9999 |  |  | N | Solar | [13 empty] | 0 | 0 | 0 | 0 | [11 empty] | Gardy's Mill Solar, LLC | 100 | Gardy's Mill Solar, LLC | 100 | Non-regulated
Mazeppa CSG | 65017_G_MZPA | 65017 | G | MZPA |  | Solar PV |  | MIS_MNWI | Minnesota | 27 | Wabasha | 157 | 27157 | 0.4 | 0 | 2023 | 9999 |  |  | N | Solar | [13 empty] | 0 | 0 | 0 | 0 | [11 empty] | Mazeppa CSG 1 LLC | 100 | Mazeppa CSG 1 LLC | 100 | Non-regulated
Mossy Branch Battery Facility | 65018_G_BESS | 65018 | G | BESS |  | Energy Storage |  | S_SOU | Georgia | 13 | Talbot | 263 | 13263 | 65 | 0 | 2023 | 9999 |  |  | N | Energy Storage | [13 empty] | 0 | 0 | 0 | 0 | [11 empty] | Georgia Power Co | 100 | Georgia Power Co | 100 | Regulated
Beaver Creek I | 65019_G_BCW1 | 65019 | G | BCW1 |  | Onshore Wind |  | WECC_MT | Montana | 30 | Stillwater | 95 | 30095 | 50 | 0 | 2024 | 9999 |  |  | N | Wind | [13 empty] | 0 | 0 | 0 | 0 | [11 empty] | Beaver Creek Wind I, LLC | 100 | Beaver Creek Wind I, LLC | 100 | Non-regulated
Beaver Creek I | 65019_G_BCW1B | 65019 | G | BCW1B |  | Energy Storage |  | WECC_MT | Montana | 30 | Stillwater | 95 | 30095 | 30 | 0 | 2024 | 9999 |  |  | N | Energy Storage | [13 empty] | 0 | 0 | 0 | 0 | [11 empty] | Beaver Creek Wind I, LLC | 100 | Beaver Creek Wind I, LLC | 100 | Non-regulated
Beaver Creek II | 65020_G_BCW2 | 65020 | G | BCW2 |  | Onshore Wind |  | WECC_MT | Montana | 30 | Stillwater | 95 | 30095 | 60 | 0 | 2024 | 9999 |  |  | N | Wind | [13 empty] | 0 | 0 | 0 | 0 | [11 empty] | Beaver Creek Wind II, LLC | 100 | Beaver Creek Wind II, LLC | 100 | Non-regulated
Beaver Creek II | 65020_G_BCW2B | 65020 | G | BCW2B |  | Energy Storage |  | WECC_MT | Montana | 30 | Stillwater | 95 | 30095 | 20 | 0 | 2024 | 9999 |  |  | N | Energy Storage | [13 empty] | 0 | 0 | 0 | 0 | [11 empty] | Beaver Creek Wind II, LLC | 100 | Beaver Creek Wind II, LLC | 100 | Non-regulated
Beaver Creek III | 65021_G_BCW3 | 65021 | G | BCW3 |  | Onshore Wind |  | WECC_MT | Montana | 30 | Stillwater | 95 | 30095 | 60 | 0 | 2024 | 9999 |  |  | N | Wind | [13 empty] | 0 | 0 | 0 | 0 | [11 empty] | Beaver Creek Wind III, LLC | 100 | Beaver Creek Wind III, LLC | 100 | Non-regulated
Beaver Creek III | 65021_G_BCW3B | 65021 | G | BCW3B |  | Energy Storage |  | WECC_MT | Montana | 30 | Stillwater | 95 | 30095 | 20 | 0 | 2024 | 9999 |  |  | N | Energy Storage | [13 empty] | 0 | 0 | 0 | 0 | [11 empty] | Beaver Creek Wind III, LLC | 100 | Beaver Creek Wind III, LLC | 100 | Non-regulated
Briel Solar Farm | 65022_G_BMS | 65022 | G | BMS |  | Solar PV |  | PJM_Dom | Virginia | 51 | Henrico | 87 | 51087 | 20 | 0 | 2021 | 9999 |  |  | N | Solar | [13 empty] | 0 | 0 | 0 | 0 | [11 empty] | Briel Solar Farm, LLC | 100 | Briel Solar Farm, LLC | 100 | Non-regulated
Beaver Creek IV | 65023_G_BCW4 | 65023 | G | BCW4 |  | Onshore Wind |  | WECC_MT | Montana | 30 | Stillwater | 95 | 30095 | 50 | 0 | 2024 | 9999 |  |  | N | Wind | [13 empty] | 0 | 0 | 0 | 0 | [11 empty] | Beaver Creek Wind IV, LLC | 100 | Beaver Creek Wind IV, LLC | 100 | Non-regulated
Beaver Creek IV | 65023_G_BCW4B | 65023 | G | BCW4B |  | Energy Storage |  | WECC_MT | Montana | 30 | Stillwater | 95 | 30095 | 30 | 0 | 2024 | 9999 |  |  | N | Energy Storage | [13 empty] | 0 | 0 | 0 | 0 | [11 empty] | Beaver Creek Wind IV, LLC | 100 | Beaver Creek Wind IV, LLC | 100 | Non-regulated
Novel Brock Solar LLC | 65024_G_BROCK | 65024 | G | BROCK |  | Solar PV |  | MIS_MNWI | Minnesota | 27 | Yellow Medicine | 173 | 27173 | 1 | 0 | 2023 | 9999 |  |  | N | Solar | [13 empty] | 0 | 0 | 0 | 0 | [11 empty] | REA Investments, LLC | 100 | REA Investments, LLC | 100 | Non-regulated
Novel Swenson Solar LLC | 65025_G_SWNSN | 65025 | G | SWNSN |  | Solar PV |  | MIS_MNWI | Minnesota | 27 | Chisago | 25 | 27025 | 1 | 0 | 2023 | 9999 |  |  | N | Solar | [13 empty] | 0 | 0 | 0 | 0 | [11 empty] | REA Investments, LLC | 100 | REA Investments, LLC | 100 | Non-regulated
HEB00292 | 65026_G_H2921 | 65026 | G | H2921 |  | Combustion Turbine | IC Engine | ERC_REST | Texas | 48 | Matagorda | 321 | 48321 | 0.4 | 9905 | 2016 | 9999 |  |  | N | Natural Gas | [13 empty] | 1.061 | 1.061 | 1.061 | 1.061 | [11 empty] | Texas Microgrid, LLC | 100 | Texas Microgrid, LLC | 100 | Non-regulated
HEB00292 | 65026_G_H2922 | 65026 | G | H2922 |  | Combustion Turbine | IC Engine | ERC_REST | Texas | 48 | Matagorda | 321 | 48321 | 0.4 | 9905 | 2016 | 9999 |  |  | N | Natural Gas | [13 empty] | 1.061 | 1.061 | 1.061 | 1.061 | [11 empty] | Texas Microgrid, LLC | 100 | Texas Microgrid, LLC | 100 | Non-regulated
HEB00292 | 65026_G_H2923 | 65026 | G | H2923 |  | Combustion Turbine | IC Engine | ERC_REST | Texas | 48 | Matagorda | 321 | 48321 | 0.4 | 9905 | 2016 | 9999 |  |  | N | Natural Gas | [13 empty] | 1.061 | 1.061 | 1.061 | 1.061 | [11 empty] | Texas Microgrid, LLC | 100 | Texas Microgrid, LLC | 100 | Non-regulated
Aero Solar Facility | 65027_G_PV1 | 65027 | G | PV1 |  | Solar PV |  | PJM_West | Kentucky | 21 | Boone | 15 | 21015 | 2 | 0 | 2023 | 9999 |  |  | N | Solar | [13 empty] | 0 | 0 | 0 | 0 | [11 empty] | Duke Energy Kentucky Inc | 100 | Duke Energy Kentucky Inc | 100 | Regulated
Roseland Solar Project, LLC | 65028_G_ROSEB | 65028 | G | ROSEB |  | Energy Storage |  | ERC_REST | Texas | 48 | Falls | 145 | 48145 | 59.1 | 0 | 2023 | 9999 |  |  | N | Energy Storage | [11 empty] | 0 |  | 0 | 0 | 0 | 0 | [11 empty] | Enel Kansas, LLC | 100 | Enel Kansas, LLC | 100 | Non-regulated
Roseland Solar Project, LLC | 65028_G_ROSES | 65028 | G | ROSES |  | Solar PV |  | ERC_REST | Texas | 48 | Falls | 145 | 48145 | 500 | 0 | 2023 | 9999 |  |  | N | Solar | [13 empty] | 0 | 0 | 0 | 0 | [11 empty] | Enel Kansas, LLC | 100 | Enel Kansas, LLC | 100 | Non-regulated
Bissell Solar and Battery Generator | 65029_G_BISBP | 65029 | G | BISBP |  | Energy Storage |  | MIS_LMI | Michigan | 26 | Kent | 81 | 26081 | 0.3 | 0 | 2021 | 9999 |  |  | N | Energy Storage | [13 empty] | 0 | 0 | 0 | 0 | [11 empty] | Consumers Energy Co | 100 | Consumers Energy Co | 100 | Regulated
Bissell Solar and Battery Generator | 65029_G_BISSP | 65029 | G | BISSP |  | Solar PV |  | MIS_LMI | Michigan | 26 | Kent | 81 | 26081 | 0.8 | 0 | 2021 | 9999 |  |  | N | Solar | [13 empty] | 0 | 0 | 0 | 0 | [11 empty] | Consumers Energy Co | 100 | Consumers Energy Co | 100 | Regulated
Oxbow Solar 1 | 65030_G_LAVE1 | 65030 | G | LAVE1 |  | Solar PV |  | MIS_LA | Louisiana | 22 | Pointe Coupee | 77 | 22077 | 300 | 0 | 2023 | 9999 |  |  | N | Solar | [13 empty] | 0 | 0 | 0 | 0 | [11 empty] | Oxbow Solar Farm 1, LLC | 100 | Oxbow Solar Farm 1, LLC | 100 | Non-regulated
Bellflower Solar 1 | 65031_G_INBF1 | 65031 | G | INBF1 |  | Solar PV |  | MIS_INKY | Indiana | 18 | Henry | 65 | 18065 | 152.5 | 0 | 2023 | 9999 |  |  | N | Solar | [13 empty] | 0 | 0 | 0 | 0 | [11 empty] | Bellflower Solar 1, LLC | 100 | Bellflower Solar 1, LLC | 100 | Non-regulated
Sun Mountain Solar 1 | 65032_G_COSM1 | 65032 | G | COSM1 |  | Solar PV |  | WECC_CO | Colorado | 8 | Pueblo | 101 | 08101 | 200 | 0 | 2022 | 9999 |  |  | N | Solar | [13 empty] | 0 | 0 | 0 | 0 | [11 empty] | Sun Mountain Solar 1, LLC | 100 | Sun Mountain Solar 1, LLC | 100 | Non-regulated
Kings River Syphon | 65033_G_UNIT1 | 65033 | G | UNIT1 |  | Hydro |  | WEC_CALN | California | 6 | Fresno | 19 | 06019 | 0.2 | 0 | 1990 | 9999 |  |  | N | Hydro | [13 empty] | 0 | 0 | 0 | 0 | [11 empty] | Orange Cove Irrigation District | 100 | Orange Cove Irrigation District | 100 | Non-regulated
Kings River Syphon | 65033_G_UNIT2 | 65033 | G | UNIT2 |  | Hydro |  | WEC_CALN | California | 6 | Fresno | 19 | 06019 | 0.2 | 0 | 1990 | 9999 |  |  | N | Hydro | [13 empty] | 0 | 0 | 0 | 0 | [11 empty] | Orange Cove Irrigation District | 100 | Orange Cove Irrigation District | 100 | Non-regulated
Kings River Syphon | 65033_G_UNIT3 | 65033 | G | UNIT3 |  | Hydro |  | WEC_CALN | California | 6 | Fresno | 19 | 06019 | 0.2 | 0 | 1990 | 9999 |  |  | N | Hydro | [13 empty] | 0 | 0 | 0 | 0 | [11 empty] | Orange Cove Irrigation District | 100 | Orange Cove Irrigation District | 100 | Non-regulated
Kings River Syphon | 65033_G_UNIT4 | 65033 | G | UNIT4 |  | Hydro |  | WEC_CALN | California | 6 | Fresno | 19 | 06019 | 0.2 | 0 | 1990 | 9999 |  |  | N | Hydro | [13 empty] | 0 | 0 | 0 | 0 | [11 empty] | Orange Cove Irrigation District | 100 | Orange Cove Irrigation District | 100 | Non-regulated
Sandy Branch Solar | 65034_G_CSBS1 | 65034 | G | CSBS1 |  | Solar PV |  | ERC_REST | Texas | 48 | Wharton | 481 | 48481 | 230 | 0 | 2024 | 9999 |  |  | N | Solar | [13 empty] | 0 | 0 | 0 | 0 | [11 empty] | CG Wharton County LLC | 100 | CG Wharton County LLC | 100 | Non-regulated
Fox Hills Battery Station | 65035_G_ESSFH | 65035 | G | ESSFH |  | Energy Storage |  | NY_Z_J | New York | 36 | Richmond | 85 | 36085 | 7.5 | 0 | 2023 | 9999 |  |  | N | Energy Storage | [13 empty] | 0 | 0 | 0 | 0 | [11 empty] | Consolidated Edison Co-NY Inc | 100 | Consolidated Edison Co-NY Inc | 100 | Regulated
Cotton Creek Solar Energy Center | 65036_G_1 | 65036 | G | 1 |  | Solar PV |  | S_SOU | Florida | 12 | Escambia | 33 | 12033 | 74.5 | 0 | 2021 | 9999 |  |  | N | Solar | [13 empty] | 0 | 0 | 0 | 0 | [11 empty] | Florida Power & Light Co | 100 | Florida Power & Light Co | 100 | Regulated
Sawgrass Solar Energy Center | 65037_G_1 | 65037 | G | 1 |  | Solar PV |  | FRCC | Florida | 12 | Hendry | 51 | 12051 | 74.5 | 0 | 2022 | 9999 |  |  | N | Solar | [13 empty] | 0 | 0 | 0 | 0 | [11 empty] | Florida Power & Light Co | 100 | Florida Power & Light Co | 100 | Regulated
Ghost Orchid Solar Energy Center | 65038_G_1 | 65038 | G | 1 |  | Solar PV |  | FRCC | Florida | 12 | Hendry | 51 | 12051 | 74.5 | 0 | 2022 | 9999 |  |  | N | Solar | [13 empty] | 0 | 0 | 0 | 0 | [11 empty] | Florida Power & Light Co | 100 | Florida Power & Light Co | 100 | Regulated
Sundew | 65039_G_1 | 65039 | G | 1 |  | Solar PV |  | FRCC | Florida | 12 | St Lucie | 111 | 12111 | 74.5 | 0 | 2022 | 9999 |  |  | N | Solar | [13 empty] | 0 | 0 | 0 | 0 | [11 empty] | Florida Power & Light Co | 100 | Florida Power & Light Co | 100 | Regulated
Immokalee | 65040_G_1 | 65040 | G | 1 |  | Solar PV |  | FRCC | Florida | 12 | Collier | 21 | 12021 | 74.5 | 0 | 2022 | 9999 |  |  | N | Solar | [13 empty] | 0 | 0 | 0 | 0 | [11 empty] | Florida Power & Light Co | 100 | Florida Power & Light Co | 100 | Regulated
Elder Branch | 65041_G_1 | 65041 | G | 1 |  | Solar PV |  | FRCC | Florida | 12 | Manatee | 81 | 12081 | 74.5 | 0 | 2022 | 9999 |  |  | N | Solar | [13 empty] | 0 | 0 | 0 | 0 | [11 empty] | Florida Power & Light Co | 100 | Florida Power & Light Co | 100 | Regulated
Grove | 65042_G_1 | 65042 | G | 1 |  | Solar PV |  | FRCC | Florida | 12 | Indian River | 61 | 12061 | 74.5 | 0 | 2022 | 9999 |  |  | N | Solar | [13 empty] | 0 | 0 | 0 | 0 | [11 empty] | Florida Power & Light Co | 100 | Florida Power & Light Co | 100 | Regulated
Dulles Solar and Storage | 65043_G_DUSO | 65043 | G | DUSO |  | Solar PV |  | PJM_Dom | Virginia | 51 | Loudoun | 107 | 51107 | 100 | 0 | 2024 | 9999 |  |  | N | Solar | [13 empty] | 0 | 0 | 0 | 0 | [11 empty] | Dominion Energy Inc. | 100 | Dominion Energy Inc. | 100 | Regulated
Dulles Solar and Storage | 65043_G_DUST | 65043 | G | DUST |  | Energy Storage |  | PJM_Dom | Virginia | 51 | Loudoun | 107 | 51107 | 50 | 0 | 2024 | 9999 |  |  | N | Energy Storage | [13 empty] | 0 | 0 | 0 | 0 | [11 empty] | Dominion Energy Inc. | 100 | Dominion Energy Inc. | 100 | Regulated
Dry Bridge Storage | 65044_G_DBES | 65044 | G | DBES |  | Energy Storage |  | PJM_Dom | Virginia | 51 | Chesterfield | 41 | 51041 | 20 | 0 | 2023 | 9999 |  |  | N | Energy Storage | [13 empty] | 0 | 0 | 0 | 0 | [11 empty] | Dominion Energy Inc. | 100 | Dominion Energy Inc. | 100 | Regulated
Emery Shute Solar One | 65045_G_VCP14 | 65045 | G | VCP14 |  | Solar PV |  | NENG_ME | Maine | 23 | Waldo | 27 | 23027 | 1.4 | 0 | 2023 | 9999 |  |  | N | Solar | [13 empty] | 0 | 0 | 0 | 0 | [11 empty] | VCP, LLC d/b/a Verogy | 100 | VCP, LLC d/b/a Verogy | 100 | Non-regulated
FedEx Middletown | 65046_G_VCP15 | 65046 | G | VCP15 |  | Solar PV |  | NENG_CT | Connecticut | 9 | Middlesex | 7 | 09007 | 2 | 0 | 2023 | 9999 |  |  | N | Solar | [13 empty] | 0 | 0 | 0 | 0 | [11 empty] | VCP, LLC d/b/a Verogy | 100 | VCP, LLC d/b/a Verogy | 100 | Non-regulated
Enfield Solar One | 65047_G_VCP07 | 65047 | G | VCP07 |  | Solar PV |  | NENG_CT | Connecticut | 9 | Hartford | 3 | 09003 | 4 | 0 | 2023 | 9999 |  |  | N | Solar | [13 empty] | 0 | 0 | 0 | 0 | [11 empty] | Enfield Solar One, LLC | 100 | Enfield Solar One, LLC | 100 | Non-regulated
Hubbard Wind | 65048_G_HW001 | 65048 | G | HW001 |  | Onshore Wind |  | ERC_REST | Texas | 48 | Limestone | 293 | 48293 | 300 | 0 | 2021 | 9999 |  |  | N | Wind | [13 empty] | 0 | 0 | 0 | 0 | [11 empty] | Hubbard Wind LLC | 100 | Hubbard Wind LLC | 100 | Non-regulated
Pike Creek Wind | 65049_G_CPCW1 | 65049 | G | CPCW1 |  | Onshore Wind |  | MIS_IL | Illinois | 17 | Logan | 107 | 17107 | 202.5 | 0 | 2024 | 9999 |  |  | N | Wind | [13 empty] | 0 | 0 | 0 | 0 | [11 empty] | CG Pike Creek LLC | 100 | CG Pike Creek LLC | 100 | Non-regulated
Oak Grove | 6505_G_1 | 6505 | G | 1 |  | Hydro |  | WECC_PNW | Oregon | 41 | Clackamas | 5 | 41005 | 22 | 0 | 1924 | 9999 |  |  | N | Hydro | [13 empty] | 0 | 0 | 0 | 0 | [11 empty] | Portland General Electric Co | 100 | Portland General Electric Co | 100 | Regulated
Oak Grove | 6505_G_2 | 6505 | G | 2 |  | Hydro |  | WECC_PNW | Oregon | 41 | Clackamas | 5 | 41005 | 22 | 0 | 1931 | 9999 |  |  | N | Hydro | [13 empty] | 0 | 0 | 0 | 0 | [11 empty] | Portland General Electric Co | 100 | Portland General Electric Co | 100 | Regulated
Mark Center Solar Project | 65050_G_MRC1 | 65050 | G | MRC1 |  | Solar PV |  | PJM_ATSI | Ohio | 39 | Defiance | 39 | 39039 | 110 | 0 | 2024 | 9999 |  |  | N | Solar | [13 empty] | 0 | 0 | 0 | 0 | [11 empty] | Naturgy Candela DevCo LLC | 100 | Naturgy Candela DevCo LLC | 100 | Non-regulated
Tracy Solar Energy Center | 65051_G_TSEC | 65051 | G | TSEC |  | Solar PV |  | NY_Z_C&E | New York | 36 | Jefferson | 45 | 36045 | 119 | 0 | 2023 | 9999 |  |  | N | Solar | [13 empty] | 0 | 0 | 0 | 0 | [11 empty] | EDF Renewables Development, Inc. | 100 | EDF Renewables Development, Inc. | 100 | Non-regulated
Homer Solar Energy Center | 65052_G_HSEC | 65052 | G | HSEC |  | Solar PV |  | NY_Z_C&E | New York | 36 | Cortland | 23 | 36023 | 90 | 0 | 2023 | 9999 |  |  | N | Solar | [13 empty] | 0 | 0 | 0 | 0 | [11 empty] | EDF Renewables Development, Inc. | 100 | EDF Renewables Development, Inc. | 100 | Non-regulated
Blythe Mesa Solar II | 65053_G_BMSES | 65053 | G | BMSES |  | Energy Storage |  | WECC_SCE | California | 6 | Riverside | 65 | 06065 | 112 | 0 | 2022 | 9999 |  |  | N | Energy Storage | [13 empty] | 0 | 0 | 0 | 0 | [11 empty] | Blythe Mesa Solar II, LLC | 100 | Blythe Mesa Solar II, LLC | 100 | Non-regulated
Blythe Mesa Solar II | 65053_G_IPBMS | 65053 | G | IPBMS |  | Solar PV |  | WECC_SCE | California | 6 | Riverside | 65 | 06065 | 223.6 | 0 | 2022 | 9999 |  |  | N | Solar | [13 empty] | 0 | 0 | 0 | 0 | [11 empty] | Blythe Mesa Solar II, LLC | 100 | Blythe Mesa Solar II, LLC | 100 | Non-regulated
71 Charlotte Furnace Rd Hybrid(CSG) | 65054_G_71CBA | 65054 | G | 71CBA |  | Energy Storage |  | NENGREST | Massachusetts | 25 | Plymouth | 23 | 25023 | 1 | 0 | 2021 | 9999 |  |  | N | Energy Storage | [13 empty] | 0 | 0 | 0 | 0 | [11 empty] | 71CFR WHAM8 Solar, LLC | 100 | 71CFR WHAM8 Solar, LLC | 100 | Non-regulated
71 Charlotte Furnace Rd Hybrid(CSG) | 65054_G_71CPV | 65054 | G | 71CPV |  | Solar PV |  | NENGREST | Massachusetts | 25 | Plymouth | 23 | 25023 | 1 | 0 | 2021 | 9999 |  |  | N | Solar | [13 empty] | 0 | 0 | 0 | 0 | [11 empty] | 71CFR WHAM8 Solar, LLC | 100 | 71CFR WHAM8 Solar, LLC | 100 | Non-regulated
77 Farm to Market Rd Hybrid(CSG) | 65055_G_77FBA | 65055 | G | 77FBA |  | Energy Storage |  | NENGREST | Massachusetts | 25 | Plymouth | 23 | 25023 | 2.2 | 0 | 2021 | 9999 |  |  | N | Energy Storage | [13 empty] | 0 | 0 | 0 | 0 | [11 empty] | 77F2M WHAM8 Solar, LLC | 100 | 77F2M WHAM8 Solar, LLC | 100 | Non-regulated
77 Farm to Market Rd Hybrid(CSG) | 65055_G_77FPV | 65055 | G | 77FPV |  | Solar PV |  | NENGREST | Massachusetts | 25 | Plymouth | 23 | 25023 | 5 | 0 | 2021 | 9999 |  |  | N | Solar | [13 empty] | 0 | 0 | 0 | 0 | [11 empty] | 77F2M WHAM8 Solar, LLC | 100 | 77F2M WHAM8 Solar, LLC | 100 | Non-regulated
160 Tihonet Rd Hybrid(CSG) | 65056_G_160BA | 65056 | G | 160BA |  | Energy Storage |  | NENGREST | Massachusetts | 25 | Plymouth | 23 | 25023 | 3.3 | 0 | 2021 | 9999 |  |  | N | Energy Storage | [13 empty] | 0 | 0 | 0 | 0 | [11 empty] | 160TIH WHAM8 Solar, LLC | 100 | 160TIH WHAM8 Solar, LLC | 100 | Non-regulated
160 Tihonet Rd Hybrid(CSG) | 65056_G_160PV | 65056 | G | 160PV |  | Solar PV |  | NENGREST | Massachusetts | 25 | Plymouth | 23 | 25023 | 5 | 0 | 2021 | 9999 |  |  | N | Solar | [13 empty] | 0 | 0 | 0 | 0 | [11 empty] | 160TIH WHAM8 Solar, LLC | 100 | 160TIH WHAM8 Solar, LLC | 100 | Non-regulated
299 Farm to Market Rd Hybrid(CSG) | 65057_G_299BA | 65057 | G | 299BA |  | Energy Storage |  | NENGREST | Massachusetts | 25 | Plymouth | 23 | 25023 | 2.3 | 0 | 2021 | 9999 |  |  | N | Energy Storage | [13 empty] | 0 | 0 | 0 | 0 | [11 empty] | 299F2M WHAM8 Solar, LLC | 100 | 299F2M WHAM8 Solar, LLC | 100 | Non-regulated
299 Farm to Market Rd Hybrid(CSG) | 65057_G_299PV | 65057 | G | 299PV |  | Solar PV |  | NENGREST | Massachusetts | 25 | Plymouth | 23 | 25023 | 3 | 0 | 2021 | 9999 |  |  | N | Solar | [13 empty] | 0 | 0 | 0 | 0 | [11 empty] | 299F2M WHAM8 Solar, LLC | 100 | 299F2M WHAM8 Solar, LLC | 100 | Non-regulated
Niyol Wind, LLC | 65059_G_WNIYO | 65059 | G | WNIYO |  | Onshore Wind |  | WECC_CO | Colorado | 8 | Logan | 75 | 08075 | 205 | 0 | 2021 | 9999 |  |  | N | Wind | [13 empty] | 0 | 0 | 0 | 0 | [11 empty] | Niyol Wind, LLC | 100 | Niyol Wind, LLC | 100 | Non-regulated
Moyie Springs | 6506_G_1 | 6506 | G | 1 |  | Hydro |  | WECC_PNW | Idaho | 16 | Boundary | 21 | 16021 | 1.1 | 0 | 1941 | 9999 |  |  | N | Hydro | [13 empty] | 0 | 0 | 0 | 0 | [11 empty] | Bonners Ferry ID (City of) | 100 | Bonners Ferry ID (City of) | 100 | Regulated
Moyie Springs | 6506_G_2 | 6506 | G | 2 |  | Hydro |  | WECC_PNW | Idaho | 16 | Boundary | 21 | 16021 | 0.4 | 0 | 1921 | 9999 |  |  | N | Hydro | [13 empty] | 0 | 0 | 0 | 0 | [11 empty] | Bonners Ferry ID (City of) | 100 | Bonners Ferry ID (City of) | 100 | Regulated
Moyie Springs | 6506_G_3 | 6506 | G | 3 |  | Hydro |  | WECC_PNW | Idaho | 16 | Boundary | 21 | 16021 | 1.1 | 0 | 1950 | 9999 |  |  | N | Hydro | [13 empty] | 0 | 0 | 0 | 0 | [11 empty] | Bonners Ferry ID (City of) | 100 | Bonners Ferry ID (City of) | 100 | Regulated
Moyie Springs | 6506_G_4 | 6506 | G | 4 |  | Hydro |  | WECC_PNW | Idaho | 16 | Boundary | 21 | 16021 | 1.7 | 0 | 1982 | 9999 |  |  | N | Hydro | [13 empty] | 0 | 0 | 0 | 0 | [11 empty] | Bonners Ferry ID (City of) | 100 | Bonners Ferry ID (City of) | 100 | Regulated
Hope Solar One | 65060_G_VCP02 | 65060 | G | VCP02 |  | Solar PV |  | NENGREST | Rhode Island | 44 | Providence | 7 | 44007 | 3.5 | 0 | 2023 | 9999 |  |  | N | Solar | [13 empty] | 0 | 0 | 0 | 0 | [11 empty] | Hope Solar One, LLC | 100 | Hope Solar One, LLC | 100 | Non-regulated
Meriden Solar One | 65061_G_VCP08 | 65061 | G | VCP08 |  | Solar PV |  | NENG_CT | Connecticut | 9 | New Haven | 9 | 09009 | 1 | 0 | 2023 | 9999 |  |  | N | Solar | [13 empty] | 0 | 0 | 0 | 0 | [11 empty] | Meriden Solar One, LLC | 100 | Meriden Solar One, LLC | 100 | Non-regulated
Middletown Solar One | 65062_G_VCP09 | 65062 | G | VCP09 |  | Solar PV |  | NENG_CT | Connecticut | 9 | Middlesex | 7 | 09007 | 2 | 0 | 2023 | 9999 |  |  | N | Solar | [13 empty] | 0 | 0 | 0 | 0 | [11 empty] | Middletown Solar One, LLC | 100 | Middletown Solar One, LLC | 100 | Non-regulated
Millstone Solar One | 65064_G_VCP03 | 65064 | G | VCP03 |  | Solar PV |  | PJM_EMAC | New Jersey | 34 | Monmouth | 25 | 34025 | 2.8 | 0 | 2023 | 9999 |  |  | N | Solar | [13 empty] | 0 | 0 | 0 | 0 | [11 empty] | Millstone Solar One, LLC | 100 | Millstone Solar One, LLC | 100 | Non-regulated
Hoot Lake Solar | 65066_G_1 | 65066 | G | 1 |  | Solar PV |  | MIS_MNWI | Minnesota | 27 | Otter Tail | 111 | 27111 | 49.9 | 0 | 2023 | 9999 |  |  | N | Solar | [13 empty] | 0 | 0 | 0 | 0 | [11 empty] | Otter Tail Power Co | 100 | Otter Tail Power Co | 100 | Regulated
ASA DeKalb NY Solar III LLC | 65067_G_DEK3 | 65067 | G | DEK3 |  | Solar PV |  | NY_Z_D | New York | 36 | St Lawrence | 89 | 36089 | 3.3 | 0 | 2023 | 9999 |  |  | N | Solar | [13 empty] | 0 | 0 | 0 | 0 | [11 empty] | ASA DeKalb NY Solar III LLC | 100 | ASA DeKalb NY Solar III LLC | 100 | Non-regulated
Walkerton | 65068_G_WALK | 65068 | G | WALK |  | Solar PV |  | PJM_West | Indiana | 18 | St Joseph | 141 | 18141 | 1.1 | 0 | 2022 | 9999 |  |  | N | Solar | [13 empty] | 0 | 0 | 0 | 0 | [11 empty] | Indiana Municipal Power Agency | 100 | Indiana Municipal Power Agency | 100 | Regulated
Linton | 65069_G_LINT | 65069 | G | LINT |  | Solar PV |  | MIS_INKY | Indiana | 18 | Greene | 55 | 18055 | 5.4 | 0 | 2022 | 9999 |  |  | N | Solar | [13 empty] | 0 | 0 | 0 | 0 | [11 empty] | Indiana Municipal Power Agency | 100 | Indiana Municipal Power Agency | 100 | Regulated
Austin TX GigaFactory | 65070_G_A04 | 65070 | G | A04 |  | Solar PV |  | ERC_REST | Texas | 48 | Travis | 453 | 48453 | 1.9 | 0 | 2023 | 9999 |  |  | N | Solar | [13 empty] | 0 | 0 | 0 | 0 | [11 empty] | Tesla Inc. | 100 | Tesla Inc. | 100 | Non-regulated
Austin TX GigaFactory | 65070_G_B05 | 65070 | G | B05 |  | Solar PV |  | ERC_REST | Texas | 48 | Travis | 453 | 48453 | 1 | 0 | 2023 | 9999 |  |  | N | Solar | [13 empty] | 0 | 0 | 0 | 0 | [11 empty] | Tesla Inc. | 100 | Tesla Inc. | 100 | Non-regulated
Austin TX GigaFactory | 65070_G_B07 | 65070 | G | B07 |  | Solar PV |  | ERC_REST | Texas | 48 | Travis | 453 | 48453 | 1.9 | 0 | 2023 | 9999 |  |  | N | Solar | [13 empty] | 0 | 0 | 0 | 0 | [11 empty] | Tesla Inc. | 100 | Tesla Inc. | 100 | Non-regulated
Austin TX GigaFactory | 65070_G_C01 | 65070 | G | C01 |  | Solar PV |  | ERC_REST | Texas | 48 | Travis | 453 | 48453 | 1.9 | 0 | 2023 | 9999 |  |  | N | Solar | [13 empty] | 0 | 0 | 0 | 0 | [11 empty] | Tesla Inc. | 100 | Tesla Inc. | 100 | Non-regulated
Austin TX GigaFactory | 65070_G_C02 | 65070 | G | C02 |  | Solar PV |  | ERC_REST | Texas | 48 | Travis | 453 | 48453 | 1.9 | 0 | 2023 | 9999 |  |  | N | Solar | [13 empty] | 0 | 0 | 0 | 0 | [11 empty] | Tesla Inc. | 100 | Tesla Inc. | 100 | Non-regulated
Buffalo NY GigaFactory | 65071_G_PV1 | 65071 | G | PV1 |  | Solar PV |  | NY_Z_A | New York | 36 | Erie | 29 | 36029 | 2 | 0 | 2022 | 9999 |  |  | N | Solar | [13 empty] | 0 | 0 | 0 | 0 | [11 empty] | Tesla Inc. | 100 | Tesla Inc. | 100 | Non-regulated
Fremont CA AutoFactory | 65072_G_GA3 | 65072 | G | GA3 |  | Solar PV |  | WEC_CALN | California | 6 | Alameda | 1 | 06001 | 1.3 | 0 | 2023 | 9999 |  |  | N | Solar | [13 empty] | 0 | 0 | 0 | 0 | [11 empty] | Tesla Inc. | 100 | Tesla Inc. | 100 | Non-regulated
Fremont CA AutoFactory | 65072_G_GVSRS | 65072 | G | GVSRS |  | Solar PV |  | WEC_CALN | California | 6 | Alameda | 1 | 06001 | 0.4 | 0 | 2023 | 9999 |  |  | N | Solar | [13 empty] | 0 | 0 | 0 | 0 | [11 empty] | Tesla Inc. | 100 | Tesla Inc. | 100 | Non-regulated
Fremont CA AutoFactory | 65072_G_RF67 | 65072 | G | RF67 |  | Solar PV |  | WEC_CALN | California | 6 | Alameda | 1 | 06001 | 0.3 | 0 | 2022 | 9999 |  |  | N | Solar | [13 empty] | 0 | 0 | 0 | 0 | [11 empty] | Tesla Inc. | 100 | Tesla Inc. | 100 | Non-regulated
Fremont CA AutoFactory | 65072_G_STAMP | 65072 | G | STAMP |  | Solar PV |  | WEC_CALN | California | 6 | Alameda | 1 | 06001 | 1.2 | 0 | 2023 | 9999 |  |  | N | Solar | [13 empty] | 0 | 0 | 0 | 0 | [11 empty] | Tesla Inc. | 100 | Tesla Inc. | 100 | Non-regulated
Fremont CA AutoFactory | 65072_G_VSRS | 65072 | G | VSRS |  | Solar PV |  | WEC_CALN | California | 6 | Alameda | 1 | 06001 | 0.4 | 0 | 2023 | 9999 |  |  | N | Solar | [13 empty] | 0 | 0 | 0 | 0 | [11 empty] | Tesla Inc. | 100 | Tesla Inc. | 100 | Non-regulated
Berrenda Mesa Water District | 65073_G_PV1 | 65073 | G | PV1 |  | Solar PV |  | WECC_SCE | California | 6 | Kern | 29 | 06029 | 6.4 | 0 | 2023 | 9999 |  |  | N | Solar | [13 empty] | 0 | 0 | 0 | 0 | [11 empty] | Tesla Inc. | 100 | Tesla Inc. | 100 | Non-regulated
Everson Garden | 65075_G_CGS | 65075 | G | CGS |  | Solar PV |  | MIS_MNWI | Minnesota | 27 | Waseca | 161 | 27161 | 1 | 0 | 2022 | 9999 |  |  | N | Solar | [13 empty] | 0 | 0 | 0 | 0 | [11 empty] | Everson Garden LLC | 100 | Everson Garden LLC | 100 | Non-regulated
Cottontail Solar 1 | 65076_G_PACT1 | 65076 | G | PACT1 |  | Solar PV |  | PJM_EMAC | Pennsylvania | 42 | York | 133 | 42133 | 20 | 0 | 2023 | 9999 |  |  | N | Solar | [13 empty] | 0 | 0 | 0 | 0 | [11 empty] | Cottontail Solar 1, LLC | 100 | Cottontail Solar 1, LLC | 100 | Non-regulated
Cottontail Solar 2 | 65077_G_PACT2 | 65077 | G | PACT2 |  | Solar PV |  | PJM_EMAC | Pennsylvania | 42 | York | 133 | 42133 | 20 | 0 | 2023 | 9999 |  |  | N | Solar | [13 empty] | 0 | 0 | 0 | 0 | [11 empty] | Cottontail Solar 2, LLC | 100 | Cottontail Solar 2, LLC | 100 | Non-regulated
Cottontail Solar 4 | 65079_G_PACT4 | 65079 | G | PACT4 |  | Solar PV |  | PJM_WMAC | Pennsylvania | 42 | Northumberland | 97 | 42097 | 20 | 0 | 2023 | 9999 |  |  | N | Solar | [13 empty] | 0 | 0 | 0 | 0 | [11 empty] | Cottontail Solar 4, LLC | 100 | Cottontail Solar 4, LLC | 100 | Non-regulated
Cottontail Solar 5 | 65080_G_PACT5 | 65080 | G | PACT5 |  | Solar PV |  | PJM_WMAC | Pennsylvania | 42 | Juniata | 67 | 42067 | 20 | 0 | 2023 | 9999 |  |  | N | Solar | [13 empty] | 0 | 0 | 0 | 0 | [11 empty] | Cottontail Solar 5, LLC | 100 | Cottontail Solar 5, LLC | 100 | Non-regulated
Cottontail Solar 6 | 65081_G_PACT6 | 65081 | G | PACT6 |  | Solar PV |  | PJM_WMAC | Pennsylvania | 42 | Snyder | 109 | 42109 | 20 | 0 | 2023 | 9999 |  |  | N | Solar | [13 empty] | 0 | 0 | 0 | 0 | [11 empty] | Cottontail Solar 6, LLC | 100 | Cottontail Solar 6, LLC | 100 | Non-regulated
Cottontail Solar 8 | 65082_G_PACT8 | 65082 | G | PACT8 |  | Solar PV |  | PJM_EMAC | Pennsylvania | 42 | York | 133 | 42133 | 20 | 0 | 2023 | 9999 |  |  | N | Solar | [13 empty] | 0 | 0 | 0 | 0 | [11 empty] | Cottontail Solar 8, LLC | 100 | Cottontail Solar 8, LLC | 100 | Non-regulated
Halifax Solar | 65083_G_PV1 | 65083 | G | PV1 |  | Solar PV |  | NENGREST | Massachusetts | 25 | Plymouth | 23 | 25023 | 2.5 | 0 | 2015 | 9999 |  |  | N | Solar | [13 empty] | 0 | 0 | 0 | 0 | [11 empty] | NuGen Capital Management | 100 | NuGen Capital Management | 100 | Non-regulated
Pitkin County Solar | 65084_G_PTKN | 65084 | G | PTKN |  | Solar PV |  | WECC_CO | Colorado | 8 | Pitkin | 97 | 08097 | 5 | 0 | 2021 | 9999 |  |  | N | Solar | [13 empty] | 0 | 0 | 0 | 0 | [11 empty] | Pocket Solar Master Lessee LLC | 100 | Pocket Solar Master Lessee LLC | 100 | Non-regulated
580 River Solar | 65085_G_PV1 | 65085 | G | PV1 |  | Solar PV |  | NENGREST | Massachusetts | 25 | Worcester | 27 | 25027 | 3.1 | 0 | 2018 | 9999 |  |  | N | Solar | [13 empty] | 0 | 0 | 0 | 0 | [11 empty] | NuGen Capital Management | 100 | NuGen Capital Management | 100 | Non-regulated
Bremen | 65086_G_BREM | 65086 | G | BREM |  | Solar PV |  | MIS_INKY | Indiana | 18 | Marshall | 99 | 18099 | 6.8 | 0 | 2022 | 9999 |  |  | N | Solar | [13 empty] | 0 | 0 | 0 | 0 | [11 empty] | Indiana Municipal Power Agency | 100 | Indiana Municipal Power Agency | 100 | Regulated
Shamrock Solar LLC | 65087_G_554 | 65087 | G | 554 |  | Solar PV |  | MIS_WUMS | Wisconsin | 55 | Jackson | 53 | 55053 | 3 | 0 | 2021 | 9999 |  |  | N | Solar | [13 empty] | 0 | 0 | 0 | 0 | [11 empty] | Greenbacker Renewable Energy Corporation | 100 | Greenbacker Renewable Energy Corporation | 100 | Non-regulated
Stromland Solar | 65088_G_510 | 65088 | G | 510 |  | Solar PV |  | MIS_MNWI | Wisconsin | 55 | Buffalo | 11 | 55011 | 3 | 0 | 2021 | 9999 |  |  | N | Solar | [13 empty] | 0 | 0 | 0 | 0 | [11 empty] | Greenbacker Renewable Energy Corporation | 100 | Greenbacker Renewable Energy Corporation | 100 | Non-regulated
Foothill Sanitary Landfill - Solar Array | 65089_G_05452 | 65089 | G | 05452 |  | Solar PV |  | WEC_CALN | California | 6 | San Joaquin | 77 | 06077 | 3.5 | 0 | 2021 | 9999 |  |  | N | Solar | [13 empty] | 0 | 0 | 0 | 0 | [11 empty] | Ameresco San Joaquin Solar LLC | 100 | Ameresco San Joaquin Solar LLC | 100 | Non-regulated
Cortlandville III Solar CSG | 65090_G_CORT3 | 65090 | G | CORT3 |  | Solar PV |  | NY_Z_C&E | New York | 36 | Cortland | 23 | 36023 | 5 | 0 | 2023 | 9999 |  |  | N | Solar | [13 empty] | 0 | 0 | 0 | 0 | [11 empty] | DG New York CS, LLC | 100 | DG New York CS, LLC | 100 | Non-regulated
IGS KSBD | 65091_G_293 | 65091 | G | 293 |  | Solar PV |  | WECC_SCE | California | 6 | San Bernardino | 71 | 06071 | 4.3 | 0 | 2022 | 9999 |  |  | N | Solar | [13 empty] | 0 | 0 | 0 | 0 | [11 empty] | Greenbacker Renewable Energy Corporation | 100 | Greenbacker Renewable Energy Corporation | 100 | Non-regulated
115 G Fisher | 65092_G_634 | 65092 | G | 634 |  | Solar PV |  | NENGREST | Massachusetts | 25 | Plymouth | 23 | 25023 | 1 | 0 | 2015 | 9999 |  |  | N | Solar | [13 empty] | 0 | 0 | 0 | 0 | [11 empty] | Greenbacker Renewable Energy Corporation | 100 | Greenbacker Renewable Energy Corporation | 100 | Non-regulated
154 D Fisher | 65093_G_633 | 65093 | G | 633 |  | Solar PV |  | NENGREST | Massachusetts | 25 | Plymouth | 23 | 25023 | 1 | 0 | 2015 | 9999 |  |  | N | Solar | [13 empty] | 0 | 0 | 0 | 0 | [11 empty] | Greenbacker Renewable Energy Corporation | 100 | Greenbacker Renewable Energy Corporation | 100 | Non-regulated
Jackson Legler Solar 1 LLC | 65094_G_314 | 65094 | G | 314 |  | Solar PV |  | PJM_EMAC | New Jersey | 34 | Ocean | 29 | 34029 | 2.9 | 0 | 2021 | 9999 |  |  | N | Solar | [13 empty] | 0 | 0 | 0 | 0 | [11 empty] | Greenbacker Renewable Energy Corporation | 100 | Greenbacker Renewable Energy Corporation | 100 | Non-regulated
Mt Arlington Solar 1 LLC | 65095_G_196 | 65095 | G | 196 |  | Solar PV |  | PJM_EMAC | New Jersey | 34 | Morris | 27 | 34027 | 1.6 | 0 | 2021 | 9999 |  |  | N | Solar | [13 empty] | 0 | 0 | 0 | 0 | [11 empty] | Greenbacker Renewable Energy Corporation | 100 | Greenbacker Renewable Energy Corporation | 100 | Non-regulated
South Sioux City Energy Storage | 65098_G_SSCES | 65098 | G | SSCES |  | Energy Storage |  | SPP_NEBR | Nebraska | 31 | Dakota | 43 | 31043 | 1.5 | 0 | 2020 | 9999 |  |  | N | Energy Storage | [13 empty] | 0 | 0 | 0 | 0 | [11 empty] | DG Nebraska Energy Storage, LLC | 100 | DG Nebraska Energy Storage, LLC | 100 | Non-regulated
Eikmeier CSG | 65100_G_EIKMR | 65100 | G | EIKMR |  | Solar PV |  | MIS_MNWI | Minnesota | 27 | Stearns | 145 | 27145 | 1 | 0 | 2023 | 9999 |  |  | N | Solar | [13 empty] | 0 | 0 | 0 | 0 | [11 empty] | MN CSG 2019-53 LLC | 100 | MN CSG 2019-53 LLC | 100 | Non-regulated
Hultman CSG | 65101_G_HLTMN | 65101 | G | HLTMN |  | Solar PV |  | MIS_MNWI | Minnesota | 27 | Chisago | 25 | 27025 | 1 | 0 | 2023 | 9999 |  |  | N | Solar | [13 empty] | 0 | 0 | 0 | 0 | [11 empty] | MN CSG 2019-21 LLC | 100 | MN CSG 2019-21 LLC | 100 | Non-regulated
Lindgren 1 CSG | 65102_G_LNDGR | 65102 | G | LNDGR |  | Solar PV |  | MIS_MNWI | Minnesota | 27 | Chisago | 25 | 27025 | 1 | 0 | 2023 | 9999 |  |  | N | Solar | [13 empty] | 0 | 0 | 0 | 0 | [11 empty] | MN CSG 2019-41 LLC | 100 | MN CSG 2019-41 LLC | 100 | Non-regulated
Jicarilla Solar 2 | 65103_G_JICS2 | 65103 | G | JICS2 |  | Solar PV |  | WECC_NM | New Mexico | 35 | Rio Arriba | 39 | 35039 | 50 | 0 | 2022 | 9999 |  |  | N | Solar | [13 empty] | 0 | 0 | 0 | 0 | [11 empty] | Jicarilla Solar 2 LLC | 100 | Jicarilla Solar 2 LLC | 100 | Non-regulated
CA - DGS RFP - RJ Donovan State Prison | 65104_G_15111 | 65104 | G | 15111 |  | Solar PV |  | WEC_SDGE | California | 6 | San Bernardino | 71 | 06071 | 2 | 0 | 2023 | 9999 |  |  | N | Solar | [13 empty] | 0 | 0 | 0 | 0 | [11 empty] | Forefront Power, LLC | 100 | Forefront Power, LLC | 100 | Non-regulated
CA-DGS-California Correctional Inst | 65105_G_15111 | 65105 | G | 15111 |  | Solar PV |  | WECC_SCE | California | 6 | Kern | 29 | 06029 | 4 | 0 | 2023 | 9999 |  |  | N | Solar | [13 empty] | 0 | 0 | 0 | 0 | [11 empty] | Forefront Power, LLC | 100 | Forefront Power, LLC | 100 | Non-regulated
Phobos Solar, LLC | 65106_G_PGR33 | 65106 | G | PGR33 |  | Solar PV |  | S_VACA | North Carolina | 37 | Nash | 127 | 37127 | 78.8 | 0 | 2023 | 9999 |  |  | N | Solar | [13 empty] | 0 | 0 | 0 | 0 | [11 empty] | Phobos Solar, LLC | 100 | Phobos Solar, LLC | 100 | Non-regulated
Cabin Creek Solar, LLC | 65107_G_PGR34 | 65107 | G | PGR34 |  | Solar PV |  | S_VACA | North Carolina | 37 | Montgomery | 123 | 37123 | 70.2 | 0 | 2023 | 9999 |  |  | N | Solar | [13 empty] | 0 | 0 | 0 | 0 | [11 empty] | Cabin Creek Solar, LLC | 100 | Cabin Creek Solar, LLC | 100 | Non-regulated
Moodus Solar One | 65108_G_VCP17 | 65108 | G | VCP17 |  | Solar PV |  | NENG_CT | Connecticut | 9 | Middlesex | 7 | 09007 | 2 | 0 | 2023 | 9999 |  |  | N | Solar | [13 empty] | 0 | 0 | 0 | 0 | [11 empty] | VCP, LLC d/b/a Verogy | 100 | VCP, LLC d/b/a Verogy | 100 | Non-regulated
North Haven Solar One | 65109_G_VCP11 | 65109 | G | VCP11 |  | Solar PV |  | NENG_CT | Connecticut | 9 | New Haven | 9 | 09009 | 1.6 | 0 | 2023 | 9999 |  |  | N | Solar | [13 empty] | 0 | 0 | 0 | 0 | [11 empty] | North Haven Solar One, LLC | 100 | North Haven Solar One, LLC | 100 | Non-regulated
Ridgeback | 65110_G_RID | 65110 | G | RID |  | Solar PV |  | S_VACA | North Carolina | 37 | Randolph | 151 | 37151 | 2 | 0 | 2021 | 9999 |  |  | N | Solar | [13 empty] | 0 | 0 | 0 | 0 | [11 empty] | Ridgeback Solar, LLC | 100 | Ridgeback Solar, LLC | 100 | Non-regulated
Thunderhead | 65111_G_THU | 65111 | G | THU |  | Solar PV |  | S_VACA | North Carolina | 37 | Randolph | 151 | 37151 | 2.6 | 0 | 2021 | 9999 |  |  | N | Solar | [13 empty] | 0 | 0 | 0 | 0 | [11 empty] | Thunderhead Solar, LLC | 100 | Thunderhead Solar, LLC | 100 | Non-regulated
River Road | 65112_G_RIV | 65112 | G | RIV |  | Solar PV |  | NENG_ME | Maine | 23 | Somerset | 25 | 23025 | 5 | 0 | 2022 | 9999 |  |  | N | Solar | [13 empty] | 0 | 0 | 0 | 0 | [11 empty] | Norridgewock River Road Solar, LLC | 100 | Norridgewock River Road Solar, LLC | 100 | Non-regulated
196 Tremont St(CSG) | 65114_G_196BA | 65114 | G | 196BA |  | Energy Storage |  | NENGREST | Massachusetts | 25 | Plymouth | 23 | 25023 | 1.5 | 0 | 2021 | 9999 |  |  | N | Energy Storage | [13 empty] | 0 | 0 | 0 | 0 | [11 empty] | 196TRE WHAM8 Solar, LLC | 100 | 196TRE WHAM8 Solar, LLC | 100 | Non-regulated
196 Tremont St(CSG) | 65114_G_196PV | 65114 | G | 196PV |  | Solar PV |  | NENGREST | Massachusetts | 25 | Plymouth | 23 | 25023 | 1.5 | 0 | 2021 | 9999 |  |  | N | Solar | [13 empty] | 0 | 0 | 0 | 0 | [11 empty] | 196TRE WHAM8 Solar, LLC | 100 | 196TRE WHAM8 Solar, LLC | 100 | Non-regulated
Eichten 3 CSG | 65115_G_ECHT3 | 65115 | G | ECHT3 |  | Solar PV |  | MIS_MNWI | Minnesota | 27 | Chisago | 25 | 27025 | 1 | 0 | 2023 | 9999 |  |  | N | Solar | [13 empty] | 0 | 0 | 0 | 0 | [11 empty] | MN CSG 2019-23 LLC | 100 | MN CSG 2019-23 LLC | 100 | Non-regulated
NY8 - Grissom Solar | 65121_G_GEN1 | 65121 | G | GEN1 |  | Solar PV |  | NY_Z_F | New York | 36 | Montgomery | 57 | 36057 | 20 | 0 | 2023 | 9999 |  |  | N | Solar | [13 empty] | 0 | 0 | 0 | 0 | [11 empty] | MN8 Energy LLC | 100 | MN8 Energy LLC | 100 | Non-regulated
NY8 - Branscomb Solar | 65122_G_GEN1 | 65122 | G | GEN1 |  | Solar PV |  | NY_Z_F | New York | 36 | Rensselaer | 83 | 36083 | 20 | 0 | 2021 | 9999 |  |  | N | Solar | [13 empty] | 0 | 0 | 0 | 0 | [11 empty] | MN8 Energy LLC | 100 | MN8 Energy LLC | 100 | Non-regulated
NY8 - Janis Solar | 65123_G_GEN1 | 65123 | G | GEN1 |  | Solar PV |  | NY_Z_C&E | New York | 36 | Cortland | 23 | 36023 | 20 | 0 | 2023 | 9999 |  |  | N | Solar | [13 empty] | 0 | 0 | 0 | 0 | [11 empty] | MN8 Energy LLC | 100 | MN8 Energy LLC | 100 | Non-regulated
NY8 - Regan Solar | 65124_G_GEN1 | 65124 | G | GEN1 |  | Solar PV |  | NY_Z_F | New York | 36 | Montgomery | 57 | 36057 | 20 | 0 | 2022 | 9999 |  |  | N | Solar | [13 empty] | 0 | 0 | 0 | 0 | [11 empty] | MN8 Energy LLC | 100 | MN8 Energy LLC | 100 | Non-regulated
NY8 - Puckett Solar | 65125_G_GEN1 | 65125 | G | GEN1 |  | Solar PV |  | NY_Z_C&E | New York | 36 | Broome | 7 | 36007 | 20 | 0 | 2022 | 9999 |  |  | N | Solar | [13 empty] | 0 | 0 | 0 | 0 | [11 empty] | MN8 Energy LLC | 100 | MN8 Energy LLC | 100 | Non-regulated
AES Belleville Solar LLC | 65127_G_BELL | 65127 | G | BELL |  | Solar PV |  | MIS_IL | Illinois | 17 | St Clair | 163 | 17163 | 9.9 | 0 | 2021 | 9999 |  |  | N | Solar | [13 empty] | 0 | 0 | 0 | 0 | [11 empty] | AES Distributed Energy | 100 | AES Distributed Energy | 100 | Non-regulated
Atlanta Farms Solar | 65128_G_43164 | 65128 | G | 43164 |  | Solar PV |  | PJM_West | Ohio | 39 | Pickaway | 129 | 39129 | 199.6 | 0 | 2023 | 9999 |  |  | N | Solar | [13 empty] | 0 | 0 | 0 | 0 | [11 empty] | Dominion Renewable Energy | 100 | Dominion Renewable Energy | 100 | Non-regulated
Jayhawk Wind Energy Center | 65129_G_65010 | 65129 | G | 65010 |  | Onshore Wind |  | SPP_N | Kansas | 20 | Crawford | 37 | 20037 | 197.4 | 0 | 2022 | 9999 |  |  | N | Wind | [13 empty] | 0 | 0 | 0 | 0 | [11 empty] | WEC Energy Group | 90 | WEC Energy Group | 90 | Non-regulated
Fleish | 6513_G_1 | 6513 | G | 1 |  | Hydro |  | WECC_NNV | Nevada | 32 | Washoe | 31 | 32031 | 2.5 | 0 | 1914 | 9999 |  |  | N | Hydro | [13 empty] | 0 | 0 | 0 | 0 | [11 empty] | Sierra Pacific Power Co | 100 | Berkshire Hathaway Inc | 100 | Non-regulated
City of Bowie | 65130_G_PV1 | 65130 | G | PV1 |  | Solar PV |  | PJM_SMAC | Maryland | 24 | Prince Georges | 33 | 24033 | 2 | 0 | 2021 | 9999 |  |  | N | Solar | [13 empty] | 0 | 0 | 0 | 0 | [11 empty] | Weisshorn Solar I, LLC | 100 | Weisshorn Solar I, LLC | 100 | Non-regulated
Fremont - Kato Rd | 65131_G_PV1 | 65131 | G | PV1 |  | Solar PV |  | WEC_CALN | California | 6 | Alameda | 1 | 06001 | 0.5 | 0 | 2016 | 9999 |  |  | N | Solar | [13 empty] | 0 | 0 | 0 | 0 | [11 empty] | Tesla Inc. | 100 | Tesla Inc. | 100 | Non-regulated
Fremont - Kato Rd | 65131_G_PV2 | 65131 | G | PV2 |  | Solar PV |  | WEC_CALN | California | 6 | Alameda | 1 | 06001 | 0.9 | 0 | 2017 | 9999 |  |  | N | Solar | [13 empty] | 0 | 0 | 0 | 0 | [11 empty] | Tesla Inc. | 100 | Tesla Inc. | 100 | Non-regulated
University of the Pacific | 65132_G_PV1 | 65132 | G | PV1 |  | Solar PV |  | WEC_CALN | California | 6 | San Joaquin | 77 | 06077 | 4.5 | 0 | 2022 | 9999 |  |  | N | Solar | [13 empty] | 0 | 0 | 0 | 0 | [11 empty] | The Greater Light USA LLC | 100 | The Greater Light USA LLC | 100 | Non-regulated
Benning Road | 65133_G_BENRD | 65133 | G | BENRD |  | Solar PV |  | PJM_SMAC | District of Columbia | 11 | District of Columbia | 1 | 11001 | 0.8 | 0 | 2021 | 9999 |  |  | N | Solar | [13 empty] | 0 | 0 | 0 | 0 | [11 empty] | Azimuth 180 Solar Electric, LLC | 100 | Azimuth 180 Solar Electric, LLC | 100 | Non-regulated
ER Bone Hill Solar, LLC | 65135_G_288 | 65135 | G | 288 |  | Solar PV |  | NENGREST | Vermont | 50 | Washington | 23 | 50023 | 1.2 | 0 | 2022 | 9999 |  |  | N | Solar | [13 empty] | 0 | 0 | 0 | 0 | [11 empty] | ER Bone Hill Solar, LLC | 100 | ER Bone Hill Solar, LLC | 100 | Non-regulated
Royalston Solar One | 65136_G_VCP04 | 65136 | G | VCP04 |  | Solar PV |  | NENGREST | Massachusetts | 25 | Worcester | 27 | 25027 | 5 | 0 | 2023 | 9999 |  |  | N | Solar | [13 empty] | 0 | 0 | 0 | 0 | [11 empty] | Royalston Solar One, LLC | 100 | Royalston Solar One, LLC | 100 | Non-regulated
Royalston Solar One | 65136_G_VCPS1 | 65136 | G | VCPS1 |  | Energy Storage |  | NENGREST | Massachusetts | 25 | Worcester | 27 | 25027 | 2.5 | 0 | 2023 | 9999 |  |  | N | Energy Storage | [13 empty] | 0 | 0 | 0 | 0 | [11 empty] | Royalston Solar One, LLC | 100 | Royalston Solar One, LLC | 100 | Non-regulated
Waterbury Solar One | 65137_G_VCP12 | 65137 | G | VCP12 |  | Solar PV |  | NENG_CT | Connecticut | 9 | New Haven | 9 | 09009 | 2 | 0 | 2023 | 9999 |  |  | N | Solar | [13 empty] | 0 | 0 | 0 | 0 | [11 empty] | Waterbury Solar One, LLC | 100 | Waterbury Solar One, LLC | 100 | Non-regulated
Spencer Drive Solar One | 65138_G_VCP18 | 65138 | G | VCP18 |  | Solar PV |  | NENG_ME | Maine | 23 | York | 31 | 23031 | 2 | 0 | 2023 | 9999 |  |  | N | Solar | [13 empty] | 0 | 0 | 0 | 0 | [11 empty] | VCP, LLC d/b/a Verogy | 100 | VCP, LLC d/b/a Verogy | 100 | Non-regulated
Woodstock Solar One | 65139_G_VCP19 | 65139 | G | VCP19 |  | Solar PV |  | NENG_CT | Connecticut | 9 | Windham | 15 | 09015 | 3 | 0 | 2023 | 9999 |  |  | N | Solar | [13 empty] | 0 | 0 | 0 | 0 | [11 empty] | VCP, LLC d/b/a Verogy | 100 | VCP, LLC d/b/a Verogy | 100 | Non-regulated
Crimson | 65140_G_SWSH1 | 65140 | G | SWSH1 |  | Energy Storage |  | WECC_SCE | California | 6 | Riverside | 65 | 06065 | 200 | 0 | 2022 | 9999 |  |  | N | Energy Storage | [13 empty] | 0 | 0 | 0 | 0 | [11 empty] | Axium Infrastructure US Inc. | 80 | Axium Infrastructure US Inc. | 80 | Non-regulated
Crimson | 65140_G_SWSH2 | 65140 | G | SWSH2 |  | Energy Storage |  | WECC_SCE | California | 6 | Riverside | 65 | 06065 | 150 | 0 | 2022 | 9999 |  |  | N | Energy Storage | [13 empty] | 0 | 0 | 0 | 0 | [11 empty] | Axium Infrastructure US Inc. | 80 | Axium Infrastructure US Inc. | 80 | Non-regulated
Boulder Solar III LLC | 65141_G_BS301 | 65141 | G | BS301 |  | Solar PV |  | WECC_SNV | Nevada | 32 | Clark | 3 | 32003 | 127.9 | 0 | 2023 | 9999 |  |  | N | Solar | [13 empty] | 0 | 0 | 0 | 0 | [11 empty] | Boulder Solar III LLC | 70 | Boulder Solar III LLC | 70 | Non-regulated
Boulder Solar III LLC | 65141_G_BS3ES | 65141 | G | BS3ES |  | Energy Storage |  | WECC_SNV | Nevada | 32 | Clark | 3 | 32003 | 58 | 0 | 2023 | 9999 |  |  | N | Energy Storage | [13 empty] | 0 | 0 | 0 | 0 | [11 empty] | Boulder Solar III LLC | 70 | Boulder Solar III LLC | 70 | Non-regulated
Bristol Landfill Solar | 65142_G_BL1 | 65142 | G | BL1 |  | Solar PV |  | NENGREST | Rhode Island | 44 | Bristol | 1 | 44001 | 5 | 0 | 2023 | 9999 |  |  | N | Solar | [13 empty] | 0 | 0 | 0 | 0 | [11 empty] | NuGen Capital Management | 100 | NuGen Capital Management | 100 | Non-regulated
Big Turtle Wind Farm 2 | 65143_G_BTWF2 | 65143 | G | BTWF2 |  | Onshore Wind |  | MIS_LMI | Michigan | 26 | Huron | 63 | 26063 | 29.4 | 0 | 2016 | 9999 |  |  | N | Wind | [11 empty] | 0 |  | 0 | 0 | 0 | 0 | [11 empty] | Heritage Sustainable Energy. LLC | 100 | Heritage Sustainable Energy. LLC | 100 | Non-regulated
Deer Wood Energy, LLC | 65144_G_ENX11 | 65144 | G | ENX11 |  | Solar PV |  | PJM_Dom | Virginia | 51 | Buckingham | 29 | 51029 | 50 | 0 | 2025 | 9999 |  |  | N | Solar | [13 empty] | 0 | 0 | 0 | 0 | [11 empty] | Deer Wood Energy, LLC | 100 | Deer Wood Energy, LLC | 100 | Non-regulated
Deer Wood Storage, LLC | 65145_G_ENX12 | 65145 | G | ENX12 |  | Energy Storage |  | PJM_Dom | Virginia | 51 | Buckingham | 29 | 51029 | 30 | 0 | 2025 | 9999 |  |  | N | Energy Storage | [13 empty] | 0 | 0 | 0 | 0 | [11 empty] | Deer Wood Storage, LLC | 100 | Deer Wood Storage, LLC | 100 | Non-regulated
CT Airport Authority Solar One | 65146_G_VCP16 | 65146 | G | VCP16 |  | Solar PV |  | NENG_CT | Connecticut | 9 | Hartford | 3 | 09003 | 4 | 0 | 2023 | 9999 |  |  | N | Solar | [13 empty] | 0 | 0 | 0 | 0 | [11 empty] | CAA CT Solar One, LLC | 100 | CAA CT Solar One, LLC | 100 | Non-regulated
Deptford Solar One | 65147_G_VCP01 | 65147 | G | VCP01 |  | Solar PV |  | PJM_EMAC | New Jersey | 34 | Gloucester | 15 | 34015 | 3 | 0 | 2023 | 9999 |  |  | N | Solar | [13 empty] | 0 | 0 | 0 | 0 | [11 empty] | Deptford Solar One, LLC | 100 | Deptford Solar One, LLC | 100 | Non-regulated
Dollar Tree Solar One | 65148_G_VCP13 | 65148 | G | VCP13 |  | Solar PV |  | NENG_CT | Connecticut | 9 | Hartford | 3 | 09003 | 2 | 0 | 2023 | 9999 |  |  | N | Solar | [13 empty] | 0 | 0 | 0 | 0 | [11 empty] | VCP, LLC d/b/a Verogy | 100 | VCP, LLC d/b/a Verogy | 100 | Non-regulated
East Windsor Solar Two | 65149_G_VCP05 | 65149 | G | VCP05 |  | Solar PV |  | NENG_CT | Connecticut | 9 | Hartford | 3 | 09003 | 4 | 0 | 2023 | 9999 |  |  | N | Solar | [13 empty] | 0 | 0 | 0 | 0 | [11 empty] | East Windsor Solar Two, LLC | 100 | East Windsor Solar Two, LLC | 100 | Non-regulated
Valencia | 6515_G_GT1 | 6515 | G | GT1 |  | Combustion Turbine |  | WECC_AZ | Arizona | 4 | Santa Cruz | 23 | 04023 | 13.5 | 25000 | 1989 | 9999 |  |  | N | Natural Gas, Distillate Fuel Oil | [12 empty] | 0.8 | 0.18795 | 0.18795 | 0.18795 | 0.18795 | [11 empty] | UNS Electric Inc | 100 | Uns Energy Corp | 100 | Regulated
Valencia | 6515_G_GT2 | 6515 | G | GT2 |  | Combustion Turbine |  | WECC_AZ | Arizona | 4 | Santa Cruz | 23 | 04023 | 13.5 | 25000 | 1989 | 9999 |  |  | N | Natural Gas, Distillate Fuel Oil | [12 empty] | 0.8 | 0.03536 | 0.03536 | 0.03536 | 0.03536 | [11 empty] | UNS Electric Inc | 100 | Uns Energy Corp | 100 | Regulated
Valencia | 6515_G_GT3 | 6515 | G | GT3 |  | Combustion Turbine |  | WECC_AZ | Arizona | 4 | Santa Cruz | 23 | 04023 | 13.5 | 25000 | 1989 | 9999 |  |  | N | Natural Gas, Distillate Fuel Oil | [12 empty] | 0.8 | 0.02314 | 0.02314 | 0.02314 | 0.02314 | [11 empty] | UNS Electric Inc | 100 | Uns Energy Corp | 100 | Regulated
Valencia | 6515_G_GT4 | 6515 | G | GT4 |  | Combustion Turbine |  | WECC_AZ | Arizona | 4 | Santa Cruz | 23 | 04023 | 19.8 | 15616 | 2006 | 9999 |  |  | N | Natural Gas, Distillate Fuel Oil | [12 empty] | 0.8 | 0.14489 | 0.14489 | 0.14489 | 0.14489 | [11 empty] | UNS Electric Inc | 100 | Uns Energy Corp | 100 | Regulated
Ellington Solar One | 65150_G_VCP06 | 65150 | G | VCP06 |  | Solar PV |  | NENG_CT | Connecticut | 9 | Tolland | 13 | 09013 | 2 | 0 | 2023 | 9999 |  |  | N | Solar | [13 empty] | 0 | 0 | 0 | 0 | [11 empty] | Ellington Solar One, LLC | 100 | Ellington Solar One, LLC | 100 | Non-regulated
Energix Aditya, LLC | 65151_G_ENX13 | 65151 | G | ENX13 |  | Solar PV |  | PJM_Dom | Virginia | 51 | Louisa | 109 | 51109 | 11.5 | 0 | 2023 | 9999 |  |  | N | Solar | [13 empty] | 0 | 0 | 0 | 0 | [11 empty] | Energix Aditya, LLC | 100 | Energix Aditya, LLC | 100 | Non-regulated
Clinton Solar | 65152_G_CLINT | 65152 | G | CLINT |  | Solar PV |  | NENG_CT | Connecticut | 9 | New London | 11 | 09011 | 1 | 0 | 2021 | 9999 |  |  | N | Solar | [13 empty] | 0 | 0 | 0 | 0 | [11 empty] | Ecos Energy LLC | 100 | Ecos Energy LLC | 100 | Non-regulated
UMass PV Lot 49 | 65153_G_U49PV | 65153 | G | U49PV |  | Solar PV |  | NENGREST | Massachusetts | 25 | Hampshire | 15 | 25015 | 0.9 | 0 | 2022 | 9999 |  |  | N | Solar | [13 empty] | 0 | 0 | 0 | 0 | [11 empty] | Consolidated Edison Development Inc. | 100 | Consolidated Edison Development Inc. | 100 | Non-regulated
UMass PV Lot 22 | 65154_G_U22ES | 65154 | G | U22ES |  | Energy Storage |  | NENGREST | Massachusetts | 25 | Hampshire | 15 | 25015 | 2 | 0 | 2022 | 9999 |  |  | N | Energy Storage | [13 empty] | 0 | 0 | 0 | 0 | [11 empty] | Consolidated Edison Development Inc. | 100 | Consolidated Edison Development Inc. | 100 | Non-regulated
UMass PV Lot 22 | 65154_G_U22PV | 65154 | G | U22PV |  | Solar PV |  | NENGREST | Massachusetts | 25 | Hampshire | 15 | 25015 | 2.1 | 0 | 2022 | 9999 |  |  | N | Solar | [13 empty] | 0 | 0 | 0 | 0 | [11 empty] | Consolidated Edison Development Inc. | 100 | Consolidated Edison Development Inc. | 100 | Non-regulated
ASA DeKalb NY Solar II LLC | 65155_G_DEK2 | 65155 | G | DEK2 |  | Solar PV |  | NY_Z_D | New York | 36 | St Lawrence | 89 | 36089 | 3 | 0 | 2023 | 9999 |  |  | N | Solar | [13 empty] | 0 | 0 | 0 | 0 | [11 empty] | ASA DeKalb NY Solar II LLC | 100 | ASA DeKalb NY Solar II LLC | 100 | Non-regulated
ASA DeKalb NY Solar I LLC | 65156_G_DEK1 | 65156 | G | DEK1 |  | Solar PV |  | NY_Z_D | New York | 36 | St Lawrence | 89 | 36089 | 5 | 0 | 2023 | 9999 |  |  | N | Solar | [13 empty] | 0 | 0 | 0 | 0 | [11 empty] | ASA DeKalb NY Solar I LLC | 100 | ASA DeKalb NY Solar I LLC | 100 | Non-regulated
ASA Gouverneur NY Solar I LLC | 65157_G_GOV1 | 65157 | G | GOV1 |  | Solar PV |  | NY_Z_D | New York | 36 | St Lawrence | 89 | 36089 | 1.5 | 0 | 2023 | 9999 |  |  | N | Solar | [13 empty] | 0 | 0 | 0 | 0 | [11 empty] | ASA Gouverneur NY Solar I LLC | 100 | ASA Gouverneur NY Solar I LLC | 100 | Non-regulated
ASA Gouverneur NY Solar II LLC | 65158_G_GOV2 | 65158 | G | GOV2 |  | Solar PV |  | NY_Z_D | New York | 36 | St Lawrence | 89 | 36089 | 4 | 0 | 2023 | 9999 |  |  | N | Solar | [13 empty] | 0 | 0 | 0 | 0 | [11 empty] | ASA Gouverneur NY Solar II LLC | 100 | ASA Gouverneur NY Solar II LLC | 100 | Non-regulated
ASA Volney NY Solar I LLC | 65159_G_VOL1 | 65159 | G | VOL1 |  | Solar PV |  | NY_Z_C&E | New York | 36 | Oswego | 75 | 36075 | 5 | 0 | 2023 | 9999 |  |  | N | Solar | [13 empty] | 0 | 0 | 0 | 0 | [11 empty] | ASA Volney NY Solar I LLC | 100 | ASA Volney NY Solar I LLC | 100 | Non-regulated
Rocky Ford | 6516_G_IC1A | 6516 | G | IC1A |  | Combustion Turbine | IC Engine | WECC_CO | Colorado | 8 | Otero | 89 | 08089 | 2 | 12283 | 1964 | 9999 |  |  | N | Distillate Fuel Oil | [13 empty] | 1.6498 | 1.6498 | 1.6498 | 1.6498 | [11 empty] | Black Hills Colorado Electric LLC | 100 | Black Hills Corp | 100 | Regulated
Rocky Ford | 6516_G_IC2 | 6516 | G | IC2 |  | Combustion Turbine | IC Engine | WECC_CO | Colorado | 8 | Otero | 89 | 08089 | 2 | 12283 | 1964 | 9999 |  |  | N | Distillate Fuel Oil | [12 empty] | 1.2 | 1.6498 | 1.6498 | 1.6498 | 1.6498 | [11 empty] | Black Hills Colorado Electric LLC | 100 | Black Hills Corp | 100 | Regulated
Rocky Ford | 6516_G_IC3 | 6516 | G | IC3 |  | Combustion Turbine | IC Engine | WECC_CO | Colorado | 8 | Otero | 89 | 08089 | 2 | 12283 | 1964 | 9999 |  |  | N | Distillate Fuel Oil | [12 empty] | 1.2 | 1.6498 | 1.6498 | 1.6498 | 1.6498 | [11 empty] | Black Hills Colorado Electric LLC | 100 | Black Hills Corp | 100 | Regulated
Rocky Ford | 6516_G_IC4 | 6516 | G | IC4 |  | Combustion Turbine | IC Engine | WECC_CO | Colorado | 8 | Otero | 89 | 08089 | 2 | 12283 | 1964 | 9999 |  |  | N | Distillate Fuel Oil | [12 empty] | 1.2 | 1.6498 | 1.6498 | 1.6498 | 1.6498 | [11 empty] | Black Hills Colorado Electric LLC | 100 | Black Hills Corp | 100 | Regulated
Rocky Ford | 6516_G_IC5 | 6516 | G | IC5 |  | Combustion Turbine | IC Engine | WECC_CO | Colorado | 8 | Otero | 89 | 08089 | 2 | 12283 | 1964 | 9999 |  |  | N | Distillate Fuel Oil | [12 empty] | 1.2 | 1.6498 | 1.6498 | 1.6498 | 1.6498 | [11 empty] | Black Hills Colorado Electric LLC | 100 | Black Hills Corp | 100 | Regulated
Lily Garden | 65160_G_CSG | 65160 | G | CSG |  | Solar PV |  | MIS_MNWI | Minnesota | 27 | Waseca | 161 | 27161 | 1 | 0 | 2023 | 9999 |  |  | N | Solar | [13 empty] | 0 | 0 | 0 | 0 | [11 empty] | Lily Garden LLC | 100 | Lily Garden LLC | 100 | Non-regulated
ASA Clayton NY Solar I LLC | 65161_G_CLA1 | 65161 | G | CLA1 |  | Solar PV |  | NY_Z_C&E | New York | 36 | Jefferson | 45 | 36045 | 1.3 | 0 | 2023 | 9999 |  |  | N | Solar | [13 empty] | 0 | 0 | 0 | 0 | [11 empty] | ASA Clayton NY Solar I LLC | 100 | ASA Clayton NY Solar I LLC | 100 | Non-regulated
Lacy Creek Wind Energy Center | 65162_G_LCW1 | 65162 | G | LCW1 |  | Onshore Wind |  | ERC_WEST | Texas | 48 | Sterling | 431 | 48431 | 301.3 | 0 | 2022 | 9999 |  |  | N | Wind | [13 empty] | 0 | 0 | 0 | 0 | [11 empty] | Lacy Creek Wind, LLC | 100 | Lacy Creek Wind, LLC | 100 | Non-regulated
Orioles Community Solar | 65163_G_ORIOL | 65163 | G | ORIOL |  | Solar PV |  | NY_Z_F | New York | 36 | Greene | 39 | 36039 | 5.6 | 0 | 2022 | 9999 |  |  | N | Solar | [13 empty] | 0 | 0 | 0 | 0 | [11 empty] | Azimuth 180 Solar Electric, LLC | 100 | Azimuth 180 Solar Electric, LLC | 100 | Non-regulated
Grinnell College | 65164_G_GRIN | 65164 | G | GRIN |  | Solar PV |  | MIS_IA | Iowa | 19 | Poweshiek | 157 | 19157 | 3.9 | 0 | 2023 | 9999 |  |  | N | Solar | [13 empty] | 0 | 0 | 0 | 0 | [11 empty] | Azimuth 180 Solar Electric, LLC | 100 | Azimuth 180 Solar Electric, LLC | 100 | Non-regulated
Ontario Sun | 65165_G_ONSUN | 65165 | G | ONSUN |  | Solar PV |  | NY_Z_C&E | New York | 36 | Oswego | 75 | 36075 | 2.4 | 0 | 2023 | 9999 |  |  | N | Solar | [13 empty] | 0 | 0 | 0 | 0 | [11 empty] | Azimuth 180 Solar Electric, LLC | 100 | Azimuth 180 Solar Electric, LLC | 100 | Non-regulated
ER Center Road Solar, LLC | 65166_G_287 | 65166 | G | 287 |  | Solar PV |  | NENGREST | Vermont | 50 | Caledonia | 5 | 50005 | 2.1 | 0 | 2022 | 9999 |  |  | N | Solar | [13 empty] | 0 | 0 | 0 | 0 | [11 empty] | ER Center Road Solar LLC | 100 | Encore Renewable Energy | 100 | Non-regulated
Hudson County Solar | 65167_G_470 | 65167 | G | 470 |  | Solar PV |  | PJM_EMAC | New Jersey | 34 | Hudson | 17 | 34017 | 1.2 | 0 | 2022 | 9999 |  |  | N | Solar | [13 empty] | 0 | 0 | 0 | 0 | [11 empty] | Greenbacker Renewable Energy Corporation | 100 | Greenbacker Renewable Energy Corporation | 100 | Non-regulated
Five H Farms Solar Array | 65168_G_FHF | 65168 | G | FHF |  | Solar PV |  | WEC_CALN | California | 6 | Merced | 47 | 06047 | 1.1 | 0 | 2021 | 9999 |  |  | N | Solar | [13 empty] | 0 | 0 | 0 | 0 | [11 empty] | Maas Energy Works | 100 | Maas Energy Works | 100 | Non-regulated
Van der Kooi Dairy Solary Array | 65169_G_VDK | 65169 | G | VDK |  | Solar PV |  | WEC_CALN | California | 6 | Fresno | 19 | 06019 | 1.5 | 0 | 2021 | 9999 |  |  | N | Solar | [13 empty] | 0 | 0 | 0 | 0 | [11 empty] | Maas Energy Works | 100 | Maas Energy Works | 100 | Non-regulated
Keowee | 6517_G_1 | 6517 | G | 1 |  | Hydro |  | S_VACA | South Carolina | 45 | Pickens | 77 | 45077 | 76 | 0 | 1971 | 9999 |  |  | N | Hydro | [13 empty] | 0 | 0 | 0 | 0 | [11 empty] | Duke Energy Carolinas | 100 | Duke Energy Corp | 100 | Regulated
Keowee | 6517_G_2 | 6517 | G | 2 |  | Hydro |  | S_VACA | South Carolina | 45 | Pickens | 77 | 45077 | 76 | 0 | 1971 | 9999 |  |  | N | Hydro | [13 empty] | 0 | 0 | 0 | 0 | [11 empty] | Duke Energy Carolinas | 100 | Duke Energy Corp | 100 | Regulated
Hildreth Solar Power Plant | 65170_G_PV1 | 65170 | G | PV1 |  | Solar PV |  | FRCC | Florida | 12 | Suwannee | 121 | 12121 | 74.9 | 0 | 2023 | 9999 |  |  | N | Solar | [13 empty] | 0 | 0 | 0 | 0 | [11 empty] | Duke Energy Florida, LLC | 100 | Duke Energy Florida, LLC | 100 | Regulated
Bay Ranch Solar Power Plant | 65171_G_PV1 | 65171 | G | PV1 |  | Solar PV |  | S_SOU | Florida | 12 | Bay | 5 | 12005 | 74.9 | 0 | 2023 | 9999 |  |  | N | Solar | [13 empty] | 0 | 0 | 0 | 0 | [11 empty] | Duke Energy Florida, LLC | 100 | Duke Energy Florida, LLC | 100 | Regulated
High Springs Solar Power Plant | 65172_G_PV1 | 65172 | G | PV1 |  | Solar PV |  | FRCC | Florida | 12 | Alachua | 1 | 12001 | 74.9 | 0 | 2023 | 9999 |  |  | N | Solar | [13 empty] | 0 | 0 | 0 | 0 | [11 empty] | Duke Energy Florida, LLC | 100 | Duke Energy Florida, LLC | 100 | Regulated
Hardeetown Solar Power Plant | 65173_G_PV1 | 65173 | G | PV1 |  | Solar PV |  | FRCC | Florida | 12 | Levy | 75 | 12075 | 74.9 | 0 | 2023 | 9999 |  |  | N | Solar | [13 empty] | 0 | 0 | 0 | 0 | [11 empty] | Duke Energy Florida, LLC | 100 | Duke Energy Florida, LLC | 100 | Regulated
Cranberry Highway Solar LLC | 65174_G_BA1 | 65174 | G | BA1 |  | Energy Storage |  | NENGREST | Massachusetts | 25 | Plymouth | 23 | 25023 | 2 | 0 | 2021 | 9999 |  |  | N | Energy Storage | [11 empty] | 0 |  | 0 | 0 | 0 | 0 | [11 empty] | Cranberry Highway Solar, LLC | 100 | Cranberry Highway Solar, LLC | 100 | Non-regulated
Cranberry Highway Solar LLC | 65174_G_PV1 | 65174 | G | PV1 |  | Solar PV |  | NENGREST | Massachusetts | 25 | Plymouth | 23 | 25023 | 2.2 | 0 | 2021 | 9999 |  |  | N | Solar | [13 empty] | 0 | 0 | 0 | 0 | [11 empty] | Cranberry Highway Solar, LLC | 100 | Cranberry Highway Solar, LLC | 100 | Non-regulated
ENGIE 2019 ProjectCo-MA1, LLC | 65175_G_PV1 | 65175 | G | PV1 |  | Solar PV |  | NENGREST | Massachusetts | 25 | Hampden | 13 | 25013 | 5 | 0 | 2021 | 9999 |  |  | N | Solar | [13 empty] | 0 | 0 | 0 | 0 | [11 empty] | ENGIE 2019 ProjectCo MA-1, LLC | 100 | ENGIE 2019 ProjectCo MA-1, LLC | 100 | Non-regulated
WW-DC Solar 1, LLC | 65176_G_654 | 65176 | G | 654 |  | Solar PV |  | PJM_SMAC | District of Columbia | 11 | District of Columbia | 1 | 11001 | 1.2 | 0 | 2022 | 9999 |  |  | N | Solar | [13 empty] | 0 | 0 | 0 | 0 | [11 empty] | Greenbacker Renewable Energy Corporation | 100 | Greenbacker Renewable Energy Corporation | 100 | Non-regulated
Donaghy-Stockton | 65177_G_DSPV1 | 65177 | G | DSPV1 |  | Solar PV |  | WEC_CALN | California | 6 | San Joaquin | 77 | 06077 | 1.1 | 0 | 2021 | 9999 |  |  | N | Solar | [13 empty] | 0 | 0 | 0 | 0 | [11 empty] | Donaghy Sales Inc. | 100 | Donaghy Sales Inc. | 100 | Non-regulated
Mtn. Solar 4 (CSG) | 65178_G_MTNS4 | 65178 | G | MTNS4 |  | Solar PV |  | WECC_CO | Colorado | 8 | Jefferson | 59 | 08059 | 1.5 | 0 | 2021 | 9999 |  |  | N | Solar | [13 empty] | 0 | 0 | 0 | 0 | [11 empty] | Standard Solar | 100 | Standard Solar | 100 | Non-regulated
Kings Beach | 6518_G_KB1 | 6518 | G | KB1 |  | Combustion Turbine | IC Engine | WECC_NNV | California | 6 | Placer | 61 | 06061 | 2 | 11731 | 2008 | 9999 |  |  | N | Distillate Fuel Oil | [13 empty] | 0.4671 | 0.4671 | 0.4671 | 0.4671 | [11 empty] | California Pacific Electric Co LLC | 100 | California Pacific Electric Co LLC | 100 | Regulated
Kings Beach | 6518_G_KB2 | 6518 | G | KB2 |  | Combustion Turbine | IC Engine | WECC_NNV | California | 6 | Placer | 61 | 06061 | 2 | 11940 | 2008 | 9999 |  |  | N | Distillate Fuel Oil | [13 empty] | 0.4671 | 0.4671 | 0.4671 | 0.4671 | [11 empty] | California Pacific Electric Co LLC | 100 | California Pacific Electric Co LLC | 100 | Regulated
Kings Beach | 6518_G_KB3 | 6518 | G | KB3 |  | Combustion Turbine | IC Engine | WECC_NNV | California | 6 | Placer | 61 | 06061 | 2 | 11940 | 2008 | 9999 |  |  | N | Distillate Fuel Oil | [13 empty] | 0.4671 | 0.4671 | 0.4671 | 0.4671 | [11 empty] | California Pacific Electric Co LLC | 100 | California Pacific Electric Co LLC | 100 | Regulated
Kings Beach | 6518_G_KB4 | 6518 | G | KB4 |  | Combustion Turbine | IC Engine | WECC_NNV | California | 6 | Placer | 61 | 06061 | 2 | 11940 | 2008 | 9999 |  |  | N | Distillate Fuel Oil | [13 empty] | 0.4671 | 0.4671 | 0.4671 | 0.4671 | [11 empty] | California Pacific Electric Co LLC | 100 | California Pacific Electric Co LLC | 100 | Regulated
Kings Beach | 6518_G_KB5 | 6518 | G | KB5 |  | Combustion Turbine | IC Engine | WECC_NNV | California | 6 | Placer | 61 | 06061 | 2 | 11940 | 2008 | 9999 |  |  | N | Distillate Fuel Oil | [13 empty] | 0.4671 | 0.4671 | 0.4671 | 0.4671 | [11 empty] | California Pacific Electric Co LLC | 100 | California Pacific Electric Co LLC | 100 | Regulated
Kings Beach | 6518_G_KB6 | 6518 | G | KB6 |  | Combustion Turbine | IC Engine | WECC_NNV | California | 6 | Placer | 61 | 06061 | 2 | 11940 | 2008 | 9999 |  |  | N | Distillate Fuel Oil | [13 empty] | 0.4671 | 0.4671 | 0.4671 | 0.4671 | [11 empty] | California Pacific Electric Co LLC | 100 | California Pacific Electric Co LLC | 100 | Regulated
CSP Solano | 65181_G_CSLNO | 65181 | G | CSLNO |  | Solar PV |  | WEC_CALN | California | 6 | Solano | 95 | 06095 | 5.1 | 0 | 2023 | 9999 |  |  | N | Solar | [13 empty] | 0 | 0 | 0 | 0 | [11 empty] | Ecoplexus, Inc | 100 | Ecoplexus, Inc | 100 | Non-regulated
CSP Los Angeles | 65182_G_CSLPA | 65182 | G | CSLPA |  | Solar PV |  | WEC_LADW | California | 6 | Los Angeles | 37 | 06037 | 2.3 | 0 | 2022 | 9999 |  |  | N | Solar | [13 empty] | 0 | 0 | 0 | 0 | [11 empty] | Ecoplexus, Inc | 100 | Ecoplexus, Inc | 100 | Non-regulated
Norton LLC | 65183_G_671 | 65183 | G | 671 |  | Solar PV |  | NENGREST | Massachusetts | 25 | Bristol | 5 | 25005 | 3.3 | 0 | 2020 | 9999 |  |  | N | Solar | [13 empty] | 0 | 0 | 0 | 0 | [11 empty] | Greenbacker Renewable Energy Corporation | 100 | Greenbacker Renewable Energy Corporation | 100 | Non-regulated
Holliston LLC | 65184_G_674 | 65184 | G | 674 |  | Solar PV |  | NENGREST | Massachusetts | 25 | Middlesex | 17 | 25017 | 1.5 | 0 | 2020 | 9999 |  |  | N | Solar | [13 empty] | 0 | 0 | 0 | 0 | [11 empty] | Greenbacker Renewable Energy Corporation | 100 | Greenbacker Renewable Energy Corporation | 100 | Non-regulated
Broadway 3 - Tucson Phase I | 65185_G_GEN1 | 65185 | G | GEN1 |  | Solar PV |  | WECC_AZ | Arizona | 4 | Pima | 19 | 04019 | 1 | 0 | 2011 | 9999 |  |  | N | Solar | [11 empty] | 0 |  | 0 | 0 | 0 | 0 | [11 empty] | MN8 Energy LLC | 100 | MN8 Energy LLC | 100 | Non-regulated
Broadway 3 - UC Merced 1 | 65186_G_GEN1 | 65186 | G | GEN1 |  | Solar PV |  | WEC_CALN | California | 6 | Merced | 47 | 06047 | 1 | 0 | 2009 | 9999 |  |  | N | Solar | [11 empty] | 0 |  | 0 | 0 | 0 | 0 | [11 empty] | MN8 Energy LLC | 100 | MN8 Energy LLC | 100 | Non-regulated
Broadway 3 - UCSB Lot 38 | 65187_G_GEN1 | 65187 | G | GEN1 |  | Solar PV |  | WECC_SCE | California | 6 | Santa Barbara | 83 | 06083 | 1 | 0 | 2016 | 9999 |  |  | N | Solar | [11 empty] | 0 |  | 0 | 0 | 0 | 0 | [11 empty] | MN8 Energy LLC | 100 | MN8 Energy LLC | 100 | Non-regulated
Broadway 4 - Target Shafter | 65188_G_GEN1 | 65188 | G | GEN1 |  | Solar PV |  | WECC_SCE | California | 6 | Kern | 29 | 06029 | 1.6 | 0 | 2018 | 9999 |  |  | N | Solar | [11 empty] | 0 |  | 0 | 0 | 0 | 0 | [11 empty] | MN8 Energy LLC | 100 | MN8 Energy LLC | 100 | Non-regulated
West Village Solar - Array 1Community Solar | 65189_G_WVSA1 | 65189 | G | WVSA1 |  | Solar PV |  | WEC_CALN | California | 6 | Yolo | 113 | 06113 | 1 | 0 | 2022 | 9999 |  |  | N | Solar | [13 empty] | 0 | 0 | 0 | 0 | [11 empty] | CHF-Davis I, LLC | 100 | CHF-Davis I, LLC | 100 | Non-regulated
Vergennes 9 | 6519_G_1 | 6519 | G | 1 |  | Hydro |  | NENGREST | Vermont | 50 | Addison | 1 | 50001 | 0.7 | 0 | 1912 | 9999 |  |  | N | Hydro | [13 empty] | 0 | 0 | 0 | 0 | [11 empty] | Green Mountain Power Corp | 100 | Gaz Métropolitain & Co LP | 100 | Regulated
Vergennes 9 | 6519_G_2 | 6519 | G | 2 |  | Hydro |  | NENGREST | Vermont | 50 | Addison | 1 | 50001 | 0.7 | 0 | 1912 | 9999 |  |  | N | Hydro | [13 empty] | 0 | 0 | 0 | 0 | [11 empty] | Green Mountain Power Corp | 100 | Gaz Métropolitain & Co LP | 100 | Regulated
Vergennes 9 | 6519_G_4 | 6519 | G | 4 |  | Hydro |  | NENGREST | Vermont | 50 | Addison | 1 | 50001 | 1 | 0 | 1943 | 9999 |  |  | N | Hydro | [13 empty] | 0 | 0 | 0 | 0 | [11 empty] | Green Mountain Power Corp | 100 | Gaz Métropolitain & Co LP | 100 | Regulated
West Village Solar - Array 2 Community Solar | 65190_G_WVSA2 | 65190 | G | WVSA2 |  | Solar PV |  | WEC_CALN | California | 6 | Yolo | 113 | 06113 | 1 | 0 | 2022 | 9999 |  |  | N | Solar | [13 empty] | 0 | 0 | 0 | 0 | [11 empty] | CHF-Davis I, LLC | 100 | CHF-Davis I, LLC | 100 | Non-regulated
University of San Diego | 65191_G_USD00 | 65191 | G | USD00 |  | Fuel Cell |  | WEC_SDGE | California | 6 | San Diego | 73 | 06073 | 1 | 6469 | 2016 | 9999 |  |  | N | Natural Gas | [11 empty] | 0 |  | 0 | 0 | 0 | 0 | [11 empty] | Bloom Energy 2009 PPA | 100 | Bloom Energy 2009 PPA | 100 | Non-regulated
AT&T San Diego | 65192_G_ATT41 | 65192 | G | ATT41 |  | Fuel Cell |  | WEC_SDGE | California | 6 | San Diego | 73 | 06073 | 1 | 6469 | 2015 | 9999 |  |  | N | Natural Gas | [11 empty] | 0 |  | 0 | 0 | 0 | 0 | [11 empty] | Bloom Energy | 100 | Bloom Energy | 100 | Non-regulated
CalTech - Pasadena (PPA) | 65193_G_CLT05 | 65193 | G | CLT05 |  | Fuel Cell |  | WEC_LADW | California | 6 | Los Angeles | 37 | 06037 | 1 | 6469 | 2016 | 9999 |  |  | N | Natural Gas | [11 empty] | 0 |  | 0 | 0 | 0 | 0 | [11 empty] | Bloom Energy 2009 PPA | 100 | Bloom Energy 2009 PPA | 100 | Non-regulated
AT&T Middletown | 65194_G_ATT39 | 65194 | G | ATT39 |  | Fuel Cell |  | PJM_EMAC | New Jersey | 34 | Monmouth | 25 | 34025 | 2 | 6469 | 2015 | 9999 |  |  | N | Natural Gas | [11 empty] | 0 |  | 0 | 0 | 0 | 0 | [11 empty] | Bloom Energy 2009 PPA | 100 | Bloom Energy 2009 PPA | 100 | Non-regulated
SCC - San Jose | 65196_G_SCC02 | 65196 | G | SCC02 |  | Fuel Cell |  | WEC_CALN | California | 6 | Santa Clara | 85 | 06085 | 1 | 6469 | 2014 | 9999 |  |  | N | Natural Gas | [11 empty] | 0 |  | 0 | 0 | 0 | 0 | [11 empty] | Bloom Energy | 100 | Bloom Energy | 100 | Non-regulated
Medtronic - New Haven 2 | 65197_G_MDC04 | 65197 | G | MDC04 |  | Fuel Cell |  | NENG_CT | Connecticut | 9 | New Haven | 9 | 09009 | 2.2 | 6469 | 2020 | 9999 |  |  | N | Natural Gas | [11 empty] | 0 |  | 0 | 0 | 0 | 0 | [11 empty] | Bloom Energy | 100 | Bloom Energy | 100 | Non-regulated
Medtronic - New Haven | 65198_G_MDC02 | 65198 | G | MDC02 |  | Fuel Cell |  | NENG_CT | Connecticut | 9 | New Haven | 9 | 09009 | 2.3 | 6469 | 2020 | 9999 |  |  | N | Natural Gas | [11 empty] | 0 |  | 0 | 0 | 0 | 0 | [11 empty] | Bloom Energy | 100 | Bloom Energy | 100 | Non-regulated
Keysight - Santa Rosa | 65199_G_KST00 | 65199 | G | KST00 |  | Fuel Cell |  | WEC_CALN | California | 6 | Sonoma | 97 | 06097 | 4.5 | 6469 | 2018 | 9999 |  |  | N | Natural Gas | [11 empty] | 0 |  | 0 | 0 | 0 | 0 | [11 empty] | Bloom Energy | 100 | Bloom Energy | 100 | Non-regulated
Waterbury 22 | 6520_G_1 | 6520 | G | 1 |  | Hydro |  | NENGREST | Vermont | 50 | Washington | 23 | 50023 | 5 | 0 | 1953 | 9999 |  |  | N | Hydro | [13 empty] | 0 | 0 | 0 | 0 | [11 empty] | Green Mountain Power Corp | 100 | Gaz Métropolitain & Co LP | 100 | Regulated
DirecTV - Los Angeles | 65200_G_DTV02 | 65200 | G | DTV02 |  | Fuel Cell |  | WEC_LADW | California | 6 | Los Angeles | 37 | 06037 | 1 | 6469 | 2016 | 9999 |  |  | N | Natural Gas | [11 empty] | 0 |  | 0 | 0 | 0 | 0 | [11 empty] | Bloom Energy | 100 | Bloom Energy | 100 | Non-regulated
Certain Solar - Staten Island | 65201_G_CTS0A | 65201 | G | CTS0A |  | Fuel Cell |  | NY_Z_J | New York | 36 | Richmond | 85 | 36085 | 2 | 6469 | 2020 | 9999 |  |  | N | Natural Gas | [11 empty] | 0 |  | 0 | 0 | 0 | 0 | [11 empty] | Bloom Energy | 100 | Bloom Energy | 100 | Non-regulated
Certain Solar - Staten Island | 65201_G_CTS0B | 65201 | G | CTS0B |  | Fuel Cell |  | NY_Z_J | New York | 36 | Richmond | 85 | 36085 | 1.5 | 6469 | 2020 | 9999 |  |  | N | Natural Gas | [11 empty] | 0 |  | 0 | 0 | 0 | 0 | [11 empty] | Bloom Energy | 100 | Bloom Energy | 100 | Non-regulated
Certain Solar - Staten Island | 65201_G_CTS0C | 65201 | G | CTS0C |  | Fuel Cell |  | NY_Z_J | New York | 36 | Richmond | 85 | 36085 | 2 | 6469 | 2020 | 9999 |  |  | N | Natural Gas | [11 empty] | 0 |  | 0 | 0 | 0 | 0 | [11 empty] | Bloom Energy | 100 | Bloom Energy | 100 | Non-regulated
Certain Solar - Staten Island | 65201_G_CTS0D | 65201 | G | CTS0D |  | Fuel Cell |  | NY_Z_J | New York | 36 | Richmond | 85 | 36085 | 2 | 6469 | 2020 | 9999 |  |  | N | Natural Gas | [11 empty] | 0 |  | 0 | 0 | 0 | 0 | [11 empty] | Bloom Energy | 100 | Bloom Energy | 100 | Non-regulated
CalTech - Pasadena | 65202_G_CLT05 | 65202 | G | CLT05 |  | Fuel Cell |  | WEC_LADW | California | 6 | Los Angeles | 37 | 06037 | 1 | 6469 | 2016 | 9999 |  |  | N | Natural Gas | [11 empty] | 0 |  | 0 | 0 | 0 | 0 | [11 empty] | Bloom Energy | 100 | Bloom Energy | 100 | Non-regulated
Beckton Dickenson - San Jose | 65203_G_BDB01 | 65203 | G | BDB01 |  | Fuel Cell |  | WEC_CALN | California | 6 | Santa Clara | 85 | 06085 | 1 | 6469 | 2016 | 9999 |  |  | N | Natural Gas | [11 empty] | 0 |  | 0 | 0 | 0 | 0 | [11 empty] | Bloom Energy | 100 | Bloom Energy | 100 | Non-regulated
AT&T - Redwood City | 65204_G_ATT95 | 65204 | G | ATT95 |  | Fuel Cell |  | WEC_CALN | California | 6 | San Mateo | 81 | 06081 | 1 | 6469 | 2013 | 9999 |  |  | N | Natural Gas | [11 empty] | 0 |  | 0 | 0 | 0 | 0 | [11 empty] | Bloom Energy | 100 | Bloom Energy | 100 | Non-regulated
AT&T - Gardena | 65205_G_ATT26 | 65205 | G | ATT26 |  | Fuel Cell |  | WEC_LADW | California | 6 | Los Angeles | 37 | 06037 | 1 | 6469 | 2013 | 9999 |  |  | N | Natural Gas | [11 empty] | 0 |  | 0 | 0 | 0 | 0 | [11 empty] | Bloom Energy | 100 | Bloom Energy | 100 | Non-regulated
AT&T - Hawthorne | 65206_G_ATT58 | 65206 | G | ATT58 |  | Fuel Cell |  | WEC_LADW | California | 6 | Los Angeles | 37 | 06037 | 1 | 6469 | 2016 | 9999 |  |  | N | Natural Gas | [11 empty] | 0 |  | 0 | 0 | 0 | 0 | [11 empty] | Bloom Energy | 100 | Bloom Energy | 100 | Non-regulated
AT&T - Hayward | 65208_G_ATA17 | 65208 | G | ATA17 |  | Fuel Cell |  | WEC_CALN | California | 6 | Alameda | 1 | 06001 | 1 | 6469 | 2016 | 9999 |  |  | N | Natural Gas | [11 empty] | 0 |  | 0 | 0 | 0 | 0 | [11 empty] | Bloom Energy | 100 | Bloom Energy | 100 | Non-regulated
Equinix - Billerica | 65209_G_EQX53 | 65209 | G | EQX53 |  | Fuel Cell |  | NENGREST | Massachusetts | 25 | Middlesex | 17 | 25017 | 1.9 | 6469 | 2021 | 9999 |  |  | N | Natural Gas | [11 empty] | 0 |  | 0 | 0 | 0 | 0 | [11 empty] | Bloom Energy | 100 | Bloom Energy | 100 | Non-regulated
Lahontan | 6521_G_1 | 6521 | G | 1 |  | Hydro |  | WECC_NNV | Nevada | 32 | Churchill | 1 | 32001 | 0.6 | 0 | 1911 | 9999 |  |  | N | Hydro | [13 empty] | 0 | 0 | 0 | 0 | [11 empty] | Sierra Pacific Power Co | 100 | Berkshire Hathaway Inc | 100 | Non-regulated
Lahontan | 6521_G_2 | 6521 | G | 2 |  | Hydro |  | WECC_NNV | Nevada | 32 | Churchill | 1 | 32001 | 0.6 | 0 | 1911 | 9999 |  |  | N | Hydro | [13 empty] | 0 | 0 | 0 | 0 | [11 empty] | Sierra Pacific Power Co | 100 | Berkshire Hathaway Inc | 100 | Non-regulated
Lahontan | 6521_G_3 | 6521 | G | 3 |  | Hydro |  | WECC_NNV | Nevada | 32 | Churchill | 1 | 32001 | 0.6 | 0 | 1911 | 9999 |  |  | N | Hydro | [13 empty] | 0 | 0 | 0 | 0 | [11 empty] | Sierra Pacific Power Co | 100 | Berkshire Hathaway Inc | 100 | Non-regulated
Enloe Medical - Chico | 65210_G_ENL00 | 65210 | G | ENL00 |  | Fuel Cell |  | WEC_CALN | California | 6 | Butte | 7 | 06007 | 1.7 | 6469 | 2021 | 9999 |  |  | N | Natural Gas | [11 empty] | 0 |  | 0 | 0 | 0 | 0 | [11 empty] | Bloom Energy | 100 | Bloom Energy | 100 | Non-regulated
Comcast - Universal City | 65211_G_CMC04 | 65211 | G | CMC04 |  | Fuel Cell |  | WEC_LADW | California | 6 | Los Angeles | 37 | 06037 | 1 | 6469 | 2021 | 9999 |  |  | N | Natural Gas | [11 empty] | 0 |  | 0 | 0 | 0 | 0 | [11 empty] | Bloom Energy | 100 | Bloom Energy | 100 | Non-regulated
Altice - Hicksville | 65212_G_ATC04 | 65212 | G | ATC04 |  | Fuel Cell |  | NY_Z_K | New York | 36 | Nassau | 59 | 36059 | 2 | 6469 | 2021 | 9999 |  |  | N | Natural Gas | [11 empty] | 0 |  | 0 | 0 | 0 | 0 | [11 empty] | Bloom Energy | 100 | Bloom Energy | 100 | Non-regulated
Altice - Parsippany | 65213_G_ATC03 | 65213 | G | ATC03 |  | Fuel Cell |  | PJM_EMAC | New Jersey | 34 | Morris | 27 | 34027 | 2 | 6469 | 2021 | 9999 |  |  | N | Natural Gas | [11 empty] | 0 |  | 0 | 0 | 0 | 0 | [11 empty] | Bloom Energy | 100 | Bloom Energy | 100 | Non-regulated
Gaucho Solar | 65214_G_GCHOS | 65214 | G | GCHOS |  | Solar PV |  | PJM_ATSI | Pennsylvania | 42 | Beaver | 7 | 42007 | 20 | 0 | 2023 | 9999 |  |  | N | Solar | [13 empty] | 0 | 0 | 0 | 0 | [11 empty] | Gaucho Solar | 100 | Gaucho Solar | 100 | Non-regulated
Nestlewood Solar | 65215_G_NSTLW | 65215 | G | NSTLW |  | Solar PV |  | PJM_West | Ohio | 39 | Clermont | 25 | 39025 | 80 | 0 | 2023 | 9999 |  |  | N | Solar | [13 empty] | 0 | 0 | 0 | 0 | [11 empty] | Vesper Energy Development LLC | 100 | Vesper Energy Development LLC | 100 | Non-regulated
Woburn | 65216_G_673 | 65216 | G | 673 |  | Solar PV |  | NENGREST | Massachusetts | 25 | Middlesex | 17 | 25017 | 1.3 | 0 | 2020 | 9999 |  |  | N | Solar | [13 empty] | 0 | 0 | 0 | 0 | [11 empty] | Greenbacker Renewable Energy Corporation | 100 | Greenbacker Renewable Energy Corporation | 100 | Non-regulated
South Goshen Community Solar | 65217_G_BESS | 65217 | G | BESS |  | Energy Storage |  | NY_Z_G-I | New York | 36 | Orange | 71 | 36071 | 4.5 | 0 | 2021 | 9999 |  |  | N | Energy Storage | [11 empty] | 0 |  | 0 | 0 | 0 | 0 | [11 empty] | AES Distributed Energy | 100 | AES Distributed Energy | 100 | Non-regulated
South Goshen Community Solar | 65217_G_SGOSH | 65217 | G | SGOSH |  | Solar PV |  | NY_Z_G-I | New York | 36 | Orange | 71 | 36071 | 5 | 0 | 2021 | 9999 |  |  | N | Solar | [13 empty] | 0 | 0 | 0 | 0 | [11 empty] | AES Distributed Energy | 100 | AES Distributed Energy | 100 | Non-regulated
Caden Energix Endless Caverns, LLC | 65219_G_ENX16 | 65219 | G | ENX16 |  | Solar PV |  | PJM_Dom | Virginia | 51 | Rockingham | 165 | 51165 | 31.4 | 0 | 2023 | 9999 |  |  | N | Solar | [13 empty] | 0 | 0 | 0 | 0 | [11 empty] | Caden Energix Endless Caverns, LLC | 100 | Caden Energix Endless Caverns, LLC | 100 | Non-regulated
Yards Creek Energy | 6522_G_1 | 6522 | G | 1 |  | Pumped Storage |  | PJM_EMAC | New Jersey | 34 | Warren | 41 | 34041 | 140 | 0 | 1965 | 9999 |  |  | N | Pumped Storage | [13 empty] | 0 | 0 | 0 | 0 | [11 empty] | Yards Creek Energy LLC | 100 | LS Power Group | 100 | Non-regulated
Yards Creek Energy | 6522_G_2 | 6522 | G | 2 |  | Pumped Storage |  | PJM_EMAC | New Jersey | 34 | Warren | 41 | 34041 | 140 | 0 | 1965 | 9999 |  |  | N | Pumped Storage | [13 empty] | 0 | 0 | 0 | 0 | [11 empty] | Yards Creek Energy LLC | 100 | LS Power Group | 100 | Non-regulated
Yards Creek Energy | 6522_G_3 | 6522 | G | 3 |  | Pumped Storage |  | PJM_EMAC | New Jersey | 34 | Warren | 41 | 34041 | 140 | 0 | 1965 | 9999 |  |  | N | Pumped Storage | [13 empty] | 0 | 0 | 0 | 0 | [11 empty] | Yards Creek Energy LLC | 100 | LS Power Group | 100 | Non-regulated
Pleasant Hill Solar | 65220_G_PHSPV | 65220 | G | PHSPV |  | Solar PV |  | PJM_Dom | Virginia | 51 | Suffolk City | 800 | 51800 | 20 | 0 | 2023 | 9999 |  |  | N | Solar | [13 empty] | 0 | 0 | 0 | 0 | [11 empty] | Consolidated Edison Development Inc. | 100 | Consolidated Edison Development Inc. | 100 | Non-regulated
Watlington Solar | 65221_G_WSPV | 65221 | G | WSPV |  | Solar PV |  | PJM_Dom | Virginia | 51 | Halifax | 83 | 51083 | 20 | 0 | 2023 | 9999 |  |  | N | Solar | [13 empty] | 0 | 0 | 0 | 0 | [11 empty] | Consolidated Edison Development Inc. | 100 | Consolidated Edison Development Inc. | 100 | Non-regulated
County Road 17 (CSG) | 65222_G_AFTON | 65222 | G | AFTON |  | Solar PV |  | NY_Z_C&E | New York | 36 | Chenango | 17 | 36017 | 3.3 | 0 | 2022 | 9999 |  |  | N | Solar | [13 empty] | 0 | 0 | 0 | 0 | [11 empty] | KSI II Consolidated, LLC | 100 | KSI II Consolidated, LLC | 100 | Non-regulated
Phare Garden | 65223_G_CGS | 65223 | G | CGS |  | Solar PV |  | MIS_MNWI | Minnesota | 27 | Renville | 129 | 27129 | 0.9 | 0 | 2023 | 9999 |  |  | N | Solar | [13 empty] | 0 | 0 | 0 | 0 | [11 empty] | Phare Garden LLC | 100 | Phare Garden LLC | 100 | Non-regulated
Apple Grove Solar, LLC | 65224_G_ENX15 | 65224 | G | ENX15 |  | Solar PV |  | PJM_Dom | Virginia | 51 | Louisa | 109 | 51109 | 18.6 | 0 | 2023 | 9999 |  |  | N | Solar | [13 empty] | 0 | 0 | 0 | 0 | [11 empty] | Apple Grove Solar, LLC | 100 | Apple Grove Solar, LLC | 100 | Non-regulated
Waverly Solar, LLC | 65225_G_ENX17 | 65225 | G | ENX17 |  | Solar PV |  | PJM_Dom | Virginia | 51 | Sussex | 183 | 51183 | 118 | 0 | 2023 | 9999 |  |  | N | Solar | [13 empty] | 0 | 0 | 0 | 0 | [11 empty] | Waverly Solar, LLC | 100 | Waverly Solar, LLC | 100 | Non-regulated
Ameresco Danville Solar, LLC | 65227_G_401 | 65227 | G | 401 |  | Solar PV |  | MIS_IL | Illinois | 17 | Vermilion | 183 | 17183 | 2 | 0 | 2021 | 9999 |  |  | N | Solar | [13 empty] | 0 | 0 | 0 | 0 | [11 empty] | Greenbacker Renewable Energy Corporation | 100 | Greenbacker Renewable Energy Corporation | 100 | Non-regulated
Red Prairie Solar | 65228_G_RP21 | 65228 | G | RP21 |  | Solar PV |  | WECC_PNW | Oregon | 41 | Yamhill | 71 | 41071 | 2.2 | 0 | 2021 | 9999 |  |  | N | Solar | [13 empty] | 0 | 0 | 0 | 0 | [11 empty] | Red Prairie Solar, LLC | 100 | Red Prairie Solar, LLC | 100 | Non-regulated
OK Produce Fresno Carport | 65229_G_OKPVC | 65229 | G | OKPVC |  | Solar PV |  | WEC_CALN | California | 6 | Fresno | 19 | 06019 | 2 | 0 | 2019 | 9999 |  |  | N | Solar | [11 empty] | 0 |  | 0 | 0 | 0 | 0 | [11 empty] | OK Produce | 100 | OK Produce | 100 | Non-regulated
Truman Solar | 65230_G_TMS | 65230 | G | TMS |  | Solar PV |  | MIS_MO | Missouri | 29 | Boone | 19 | 29019 | 10 | 0 | 2021 | 9999 |  |  | N | Solar | [13 empty] | 0 | 0 | 0 | 0 | [11 empty] | Truman Solar, LLC | 100 | Truman Solar, LLC | 100 | Non-regulated
Hunter Solar, LLC (CO) | 65231_G_HCO | 65231 | G | HCO |  | Solar PV |  | WECC_CO | Colorado | 8 | Arapahoe | 5 | 08005 | 75 | 0 | 2023 | 9999 |  |  | N | Solar | [13 empty] | 0 | 0 | 0 | 0 | [11 empty] | Hunter Solar, LLC | 100 | Hunter Solar, LLC | 100 | Non-regulated
Chambers 3 - Lewis County | 65232_G_GEN1 | 65232 | G | GEN1 |  | Solar PV |  | NY_Z_C&E | New York | 36 | Lewis | 49 | 36049 | 2 | 0 | 2018 | 9999 |  |  | N | Solar | [11 empty] | 0 |  | 0 | 0 | 0 | 0 | [11 empty] | MN8 Energy LLC | 100 | MN8 Energy LLC | 100 | Non-regulated
Chambers 3 - Erie County Alden | 65233_G_GEN1 | 65233 | G | GEN1 |  | Solar PV |  | NY_Z_A | New York | 36 | Erie | 29 | 36029 | 2 | 0 | 2018 | 9999 |  |  | N | Solar | [11 empty] | 0 |  | 0 | 0 | 0 | 0 | [11 empty] | MN8 Energy LLC | 100 | MN8 Energy LLC | 100 | Non-regulated
Venture 2 - 1B | 65235_G_75024 | 65235 | G | 75024 |  | Solar PV |  | WECC_CO | Colorado | 8 | Adams | 1 | 08001 | 1.5 | 0 | 2021 | 9999 |  |  | N | Solar | [13 empty] | 0 | 0 | 0 | 0 | [11 empty] | UXI CSG Venture 2 8302 LLC | 100 | UXI CSG Venture 2 8302 LLC | 100 | Non-regulated
Venture 3 - 1C | 65236_G_75021 | 65236 | G | 75021 |  | Solar PV |  | WECC_CO | Colorado | 8 | Adams | 1 | 08001 | 1.5 | 0 | 2021 | 9999 |  |  | N | Solar | [13 empty] | 0 | 0 | 0 | 0 | [11 empty] | UXI CSG Venture 3 8303 LLC | 100 | UXI CSG Venture 3 8303 LLC | 100 | Non-regulated
Venture 4 - 1D | 65237_G_75023 | 65237 | G | 75023 |  | Solar PV |  | WECC_CO | Colorado | 8 | Adams | 1 | 08001 | 1.5 | 0 | 2021 | 9999 |  |  | N | Solar | [13 empty] | 0 | 0 | 0 | 0 | [11 empty] | UXI CSG Venture 4 8304 LLC | 100 | UXI CSG Venture 4 8304 LLC | 100 | Non-regulated
Chambers 4 - Eastvale LGB3 | 65238_G_GEN1 | 65238 | G | GEN1 |  | Solar PV |  | WECC_SCE | California | 6 | Riverside | 65 | 06065 | 2.4 | 0 | 2019 | 9999 |  |  | N | Solar | [11 empty] | 0 |  | 0 | 0 | 0 | 0 | [11 empty] | MN8 Energy LLC | 100 | MN8 Energy LLC | 100 | Non-regulated
AE-ESS NWS 1, LLC | 65239_G_NWS | 65239 | G | NWS |  | Energy Storage |  | NY_Z_J | New York | 36 | Queens | 81 | 36081 | 4.9 | 0 | 2024 | 9999 |  |  | N | Energy Storage | [13 empty] | 0 | 0 | 0 | 0 | [11 empty] | AE-ESS NWS, LLC | 100 | AE-ESS NWS, LLC | 100 | Non-regulated
Maysville BESS | 65240_G_BAT1 | 65240 | G | BAT1 |  | Energy Storage |  | S_VACA | North Carolina | 37 | Jones | 103 | 37103 | 5 | 0 | 2023 | 9999 |  |  | N | Energy Storage | [11 empty] | 0 |  | 0 | 0 | 0 | 0 | [11 empty] | North Carolina El Member Corp | 100 | North Carolina El Member Corp | 100 | Regulated
McKinney BESS | 65241_G_BAT1 | 65241 | G | BAT1 |  | Energy Storage |  | S_VACA | North Carolina | 37 | Richmond | 153 | 37153 | 5 | 0 | 2023 | 9999 |  |  | N | Energy Storage | [13 empty] | 0 | 0 | 0 | 0 | [11 empty] | North Carolina El Member Corp | 100 | North Carolina El Member Corp | 100 | Regulated
Charlemont A | 65242_G_CMS | 65242 | G | CMS |  | Solar PV |  | NENGREST | Massachusetts | 25 | Franklin | 11 | 25011 | 2.5 | 0 | 2021 | 9999 |  |  | N | Solar | [13 empty] | 0 | 0 | 0 | 0 | [11 empty] | Charlemont MA, LLC | 100 | Charlemont MA, LLC | 100 | Non-regulated
Charlemont A | 65242_G_CMSB | 65242 | G | CMSB |  | Energy Storage |  | NENGREST | Massachusetts | 25 | Franklin | 11 | 25011 | 2.5 | 0 | 2021 | 9999 |  |  | N | Energy Storage | [11 empty] | 0 |  | 0 | 0 | 0 | 0 | [11 empty] | Charlemont MA, LLC | 100 | Charlemont MA, LLC | 100 | Non-regulated
New Rosewood BESS | 65243_G_BAT1 | 65243 | G | BAT1 |  | Energy Storage |  | S_VACA | North Carolina | 37 | Wayne | 191 | 37191 | 2.5 | 0 | 2023 | 9999 |  |  | N | Energy Storage | [13 empty] | 0 | 0 | 0 | 0 | [11 empty] | North Carolina El Member Corp | 100 | North Carolina El Member Corp | 100 | Regulated
Queens Creek BESS | 65244_G_BAT1 | 65244 | G | BAT1 |  | Energy Storage |  | S_VACA | North Carolina | 37 | Onslow | 133 | 37133 | 2.5 | 0 | 2023 | 9999 |  |  | N | Energy Storage | [13 empty] | 0 | 0 | 0 | 0 | [11 empty] | North Carolina El Member Corp | 100 | North Carolina El Member Corp | 100 | Regulated
Rocky Point BESS | 65245_G_BAT1 | 65245 | G | BAT1 |  | Energy Storage |  | S_VACA | North Carolina | 37 | Pender | 141 | 37141 | 5 | 0 | 2023 | 9999 |  |  | N | Energy Storage | [13 empty] | 0 | 0 | 0 | 0 | [11 empty] | North Carolina El Member Corp | 100 | North Carolina El Member Corp | 100 | Regulated
Walkers Crossroads BESS | 65246_G_BAT1 | 65246 | G | BAT1 |  | Energy Storage |  | S_VACA | North Carolina | 37 | Wake | 183 | 37183 | 5 | 0 | 2023 | 9999 |  |  | N | Energy Storage | [13 empty] | 0 | 0 | 0 | 0 | [11 empty] | North Carolina El Member Corp | 100 | North Carolina El Member Corp | 100 | Regulated
Zion Hill BESS | 65247_G_BAT1 | 65247 | G | BAT1 |  | Energy Storage |  | S_VACA | North Carolina | 37 | Brunswick | 19 | 37019 | 5 | 0 | 2023 | 9999 |  |  | N | Energy Storage | [13 empty] | 0 | 0 | 0 | 0 | [11 empty] | North Carolina El Member Corp | 100 | North Carolina El Member Corp | 100 | Regulated
Collier BESS | 65248_G_BAT1 | 65248 | G | BAT1 |  | Energy Storage |  | S_VACA | North Carolina | 37 | Cumberland | 51 | 37051 | 2.5 | 0 | 2023 | 9999 |  |  | N | Energy Storage | [13 empty] | 0 | 0 | 0 | 0 | [11 empty] | North Carolina El Member Corp | 100 | North Carolina El Member Corp | 100 | Regulated
Docs Road BESS | 65249_G_BAT1 | 65249 | G | BAT1 |  | Energy Storage |  | S_VACA | North Carolina | 37 | Harnett | 85 | 37085 | 5 | 0 | 2023 | 9999 |  |  | N | Energy Storage | [13 empty] | 0 | 0 | 0 | 0 | [11 empty] | North Carolina El Member Corp | 100 | North Carolina El Member Corp | 100 | Regulated
Five Points BESS | 65250_G_BAT1 | 65250 | G | BAT1 |  | Energy Storage |  | S_VACA | North Carolina | 37 | Randolph | 151 | 37151 | 5 | 0 | 2023 | 9999 |  |  | N | Energy Storage | [13 empty] | 0 | 0 | 0 | 0 | [11 empty] | North Carolina El Member Corp | 100 | North Carolina El Member Corp | 100 | Regulated
Chambers 4 - Redland LGB4 | 65251_G_GEN1 | 65251 | G | GEN1 |  | Solar PV |  | WECC_SCE | California | 6 | San Bernardino | 71 | 06071 | 1.9 | 0 | 2019 | 9999 |  |  | N | Solar | [11 empty] | 0 |  | 0 | 0 | 0 | 0 | [11 empty] | MN8 Energy LLC | 100 | MN8 Energy LLC | 100 | Non-regulated
Chambers 4 - Riverside LGB6 | 65252_G_GEN1 | 65252 | G | GEN1 |  | Solar PV |  | WECC_SCE | California | 6 | Riverside | 65 | 06065 | 2.4 | 0 | 2018 | 9999 |  |  | N | Solar | [11 empty] | 0 |  | 0 | 0 | 0 | 0 | [11 empty] | MN8 Energy LLC | 100 | MN8 Energy LLC | 100 | Non-regulated
Chambers 4 - Rialto LGB8 | 65253_G_GEN1 | 65253 | G | GEN1 |  | Solar PV |  | WECC_SCE | California | 6 | San Bernardino | 71 | 06071 | 2.2 | 0 | 2018 | 9999 |  |  | N | Solar | [11 empty] | 0 |  | 0 | 0 | 0 | 0 | [11 empty] | MN8 Energy LLC | 100 | MN8 Energy LLC | 100 | Non-regulated
Chambers 4 - Sacramento SMF1 | 65254_G_GEN1 | 65254 | G | GEN1 |  | Solar PV |  | WEC_BANC | California | 6 | Sacramento | 67 | 06067 | 2.7 | 0 | 2018 | 9999 |  |  | N | Solar | [11 empty] | 0 |  | 0 | 0 | 0 | 0 | [11 empty] | MN8 Energy LLC | 100 | MN8 Energy LLC | 100 | Non-regulated
Chambers 4 - Eastvale DCA2 | 65255_G_GEN1 | 65255 | G | GEN1 |  | Solar PV |  | WECC_SCE | California | 6 | Riverside | 65 | 06065 | 1.5 | 0 | 2018 | 9999 |  |  | N | Solar | [11 empty] | 0 |  | 0 | 0 | 0 | 0 | [11 empty] | MN8 Energy LLC | 100 | MN8 Energy LLC | 100 | Non-regulated
Chambers 4 - San Bernardino SNA7 | 65256_G_GEN1 | 65256 | G | GEN1 |  | Solar PV |  | WECC_SCE | California | 6 | San Bernardino | 71 | 06071 | 2 | 0 | 2018 | 9999 |  |  | N | Solar | [11 empty] | 0 |  | 0 | 0 | 0 | 0 | [11 empty] | MN8 Energy LLC | 100 | MN8 Energy LLC | 100 | Non-regulated
Lineage MS | 65257_G_LMS01 | 65257 | G | LMS01 |  | Solar PV |  | MIS_MS | Mississippi | 28 | Rankin | 121 | 28121 | 1.2 | 0 | 2021 | 9999 |  |  | N | Solar | [13 empty] | 0 | 0 | 0 | 0 | [11 empty] | Madison Energy Holdings LLC | 100 | Madison Energy Holdings LLC | 100 | Non-regulated
Wapakoneta-Pratt | 65258_G_WKP01 | 65258 | G | WKP01 |  | Solar PV |  | PJM_West | Ohio | 39 | Auglaize | 11 | 39011 | 13.5 | 0 | 2021 | 9999 |  |  | N | Solar | [13 empty] | 0 | 0 | 0 | 0 | [11 empty] | Madison Energy Holdings LLC | 100 | Madison Energy Holdings LLC | 100 | Non-regulated
Byrd Ranch Storage | 65259_G_P1 | 65259 | G | P1 |  | Energy Storage |  | ERC_REST | Texas | 48 | Brazoria | 39 | 48039 | 50 | 0 | 2022 | 9999 |  |  | N | Energy Storage | [13 empty] | 0 | 0 | 0 | 0 | [11 empty] | Byrd Ranch Storage LLC | 100 | Byrd Ranch Storage LLC | 100 | Non-regulated
Rainbow Falls Auscble | 6526_G_1 | 6526 | G | 1 |  | Hydro |  | NY_Z_D | New York | 36 | Clinton | 19 | 36019 | 1.3 | 0 | 1926 | 9999 |  |  | N | Hydro | [13 empty] | 0 | 0 | 0 | 0 | [11 empty] | New York State Electric & Gas Corp | 100 | Iberdrola SA | 100 | Regulated
Rainbow Falls Auscble | 6526_G_2 | 6526 | G | 2 |  | Hydro |  | NY_Z_D | New York | 36 | Clinton | 19 | 36019 | 1.3 | 0 | 1927 | 9999 |  |  | N | Hydro | [13 empty] | 0 | 0 | 0 | 0 | [11 empty] | New York State Electric & Gas Corp | 100 | Iberdrola SA | 100 | Regulated
HEB00020 | 65261_G_H0201 | 65261 | G | H0201 |  | Combustion Turbine | IC Engine | ERC_REST | Texas | 48 | Harris | 201 | 48201 | 0.4 | 11687 | 2018 | 9999 |  |  | N | Natural Gas | [11 empty] | 0 |  | 1.061 | 1.061 | 1.061 | 1.061 | [11 empty] | Texas Microgrid, LLC | 100 | Texas Microgrid, LLC | 100 | Non-regulated
HEB00020 | 65261_G_H0202 | 65261 | G | H0202 |  | Combustion Turbine | IC Engine | ERC_REST | Texas | 48 | Harris | 201 | 48201 | 0.4 | 11687 | 2018 | 9999 |  |  | N | Natural Gas | [11 empty] | 0 |  | 1.061 | 1.061 | 1.061 | 1.061 | [11 empty] | Texas Microgrid, LLC | 100 | Texas Microgrid, LLC | 100 | Non-regulated
HEB00020 | 65261_G_H0203 | 65261 | G | H0203 |  | Combustion Turbine | IC Engine | ERC_REST | Texas | 48 | Harris | 201 | 48201 | 0.4 | 11687 | 2018 | 9999 |  |  | N | Natural Gas | [11 empty] | 0 |  | 1.061 | 1.061 | 1.061 | 1.061 | [11 empty] | Texas Microgrid, LLC | 100 | Texas Microgrid, LLC | 100 | Non-regulated
HEB00028 | 65262_G_H0281 | 65262 | G | H0281 |  | Combustion Turbine | IC Engine | ERC_REST | Texas | 48 | Galveston | 167 | 48167 | 0.4 | 11687 | 2017 | 9999 |  |  | N | Natural Gas | [11 empty] | 0 |  | 1.061 | 1.061 | 1.061 | 1.061 | [11 empty] | Texas Microgrid, LLC | 100 | Texas Microgrid, LLC | 100 | Non-regulated
HEB00028 | 65262_G_H0282 | 65262 | G | H0282 |  | Combustion Turbine | IC Engine | ERC_REST | Texas | 48 | Galveston | 167 | 48167 | 0.4 | 11687 | 2017 | 9999 |  |  | N | Natural Gas | [11 empty] | 0 |  | 1.061 | 1.061 | 1.061 | 1.061 | [11 empty] | Texas Microgrid, LLC | 100 | Texas Microgrid, LLC | 100 | Non-regulated
HEB00028 | 65262_G_H0283 | 65262 | G | H0283 |  | Combustion Turbine | IC Engine | ERC_REST | Texas | 48 | Galveston | 167 | 48167 | 0.4 | 11687 | 2017 | 9999 |  |  | N | Natural Gas | [11 empty] | 0 |  | 1.061 | 1.061 | 1.061 | 1.061 | [11 empty] | Texas Microgrid, LLC | 100 | Texas Microgrid, LLC | 100 | Non-regulated
HEB00038 | 65263_G_H0381 | 65263 | G | H0381 |  | Combustion Turbine | IC Engine | ERC_REST | Texas | 48 | Hidalgo | 215 | 48215 | 0.4 | 11687 | 2018 | 9999 |  |  | N | Natural Gas | [11 empty] | 0 |  | 1.061 | 1.061 | 1.061 | 1.061 | [11 empty] | Texas Microgrid, LLC | 100 | Texas Microgrid, LLC | 100 | Non-regulated
HEB00038 | 65263_G_H0382 | 65263 | G | H0382 |  | Combustion Turbine | IC Engine | ERC_REST | Texas | 48 | Hidalgo | 215 | 48215 | 0.4 | 11687 | 2018 | 9999 |  |  | N | Natural Gas | [11 empty] | 0 |  | 1.061 | 1.061 | 1.061 | 1.061 | [11 empty] | Texas Microgrid, LLC | 100 | Texas Microgrid, LLC | 100 | Non-regulated
HEB00038 | 65263_G_H0383 | 65263 | G | H0383 |  | Combustion Turbine | IC Engine | ERC_REST | Texas | 48 | Hidalgo | 215 | 48215 | 0.4 | 11687 | 2018 | 9999 |  |  | N | Natural Gas | [11 empty] | 0 |  | 1.061 | 1.061 | 1.061 | 1.061 | [11 empty] | Texas Microgrid, LLC | 100 | Texas Microgrid, LLC | 100 | Non-regulated
HEB00054 | 65264_G_H0541 | 65264 | G | H0541 |  | Combustion Turbine | IC Engine | ERC_REST | Texas | 48 | Harris | 201 | 48201 | 0.4 | 11687 | 2018 | 9999 |  |  | N | Natural Gas | [11 empty] | 0 |  | 1.061 | 1.061 | 1.061 | 1.061 | [11 empty] | Texas Microgrid, LLC | 100 | Texas Microgrid, LLC | 100 | Non-regulated
HEB00054 | 65264_G_H0542 | 65264 | G | H0542 |  | Combustion Turbine | IC Engine | ERC_REST | Texas | 48 | Harris | 201 | 48201 | 0.4 | 11687 | 2018 | 9999 |  |  | N | Natural Gas | [11 empty] | 0 |  | 1.061 | 1.061 | 1.061 | 1.061 | [11 empty] | Texas Microgrid, LLC | 100 | Texas Microgrid, LLC | 100 | Non-regulated
HEB00054 | 65264_G_H0543 | 65264 | G | H0543 |  | Combustion Turbine | IC Engine | ERC_REST | Texas | 48 | Harris | 201 | 48201 | 0.4 | 11687 | 2018 | 9999 |  |  | N | Natural Gas | [11 empty] | 0 |  | 1.061 | 1.061 | 1.061 | 1.061 | [11 empty] | Texas Microgrid, LLC | 100 | Texas Microgrid, LLC | 100 | Non-regulated
HEB00057 | 65265_G_H0571 | 65265 | G | H0571 |  | Combustion Turbine | IC Engine | ERC_REST | Texas | 48 | Nueces | 355 | 48355 | 0.4 | 11687 | 2017 | 9999 |  |  | N | Natural Gas | [11 empty] | 0 |  | 1.061 | 1.061 | 1.061 | 1.061 | [11 empty] | Texas Microgrid, LLC | 100 | Texas Microgrid, LLC | 100 | Non-regulated
HEB00057 | 65265_G_H0572 | 65265 | G | H0572 |  | Combustion Turbine | IC Engine | ERC_REST | Texas | 48 | Nueces | 355 | 48355 | 0.4 | 11687 | 2017 | 9999 |  |  | N | Natural Gas | [11 empty] | 0 |  | 1.061 | 1.061 | 1.061 | 1.061 | [11 empty] | Texas Microgrid, LLC | 100 | Texas Microgrid, LLC | 100 | Non-regulated
HEB00057 | 65265_G_H0573 | 65265 | G | H0573 |  | Combustion Turbine | IC Engine | ERC_REST | Texas | 48 | Nueces | 355 | 48355 | 0.4 | 11687 | 2017 | 9999 |  |  | N | Natural Gas | [11 empty] | 0 |  | 1.061 | 1.061 | 1.061 | 1.061 | [11 empty] | Texas Microgrid, LLC | 100 | Texas Microgrid, LLC | 100 | Non-regulated
HEB00070 | 65266_G_H0701 | 65266 | G | H0701 |  | Combustion Turbine | IC Engine | ERC_WEST | Texas | 48 | Taylor | 441 | 48441 | 0.4 | 11687 | 2018 | 9999 |  |  | N | Natural Gas | [11 empty] | 0 |  | 1.061 | 1.061 | 1.061 | 1.061 | [11 empty] | Texas Microgrid, LLC | 100 | Texas Microgrid, LLC | 100 | Non-regulated
HEB00070 | 65266_G_H0702 | 65266 | G | H0702 |  | Combustion Turbine | IC Engine | ERC_WEST | Texas | 48 | Taylor | 441 | 48441 | 0.4 | 11687 | 2018 | 9999 |  |  | N | Natural Gas | [11 empty] | 0 |  | 1.061 | 1.061 | 1.061 | 1.061 | [11 empty] | Texas Microgrid, LLC | 100 | Texas Microgrid, LLC | 100 | Non-regulated
HEB00070 | 65266_G_H0703 | 65266 | G | H0703 |  | Combustion Turbine | IC Engine | ERC_WEST | Texas | 48 | Taylor | 441 | 48441 | 0.4 | 11687 | 2018 | 9999 |  |  | N | Natural Gas | [11 empty] | 0 |  | 1.061 | 1.061 | 1.061 | 1.061 | [11 empty] | Texas Microgrid, LLC | 100 | Texas Microgrid, LLC | 100 | Non-regulated
HEB00099 | 65267_G_H0991 | 65267 | G | H0991 |  | Combustion Turbine | IC Engine | ERC_REST | Texas | 48 | Harris | 201 | 48201 | 0.4 | 11687 | 2017 | 9999 |  |  | N | Natural Gas | [11 empty] | 0 |  | 1.061 | 1.061 | 1.061 | 1.061 | [11 empty] | Texas Microgrid, LLC | 100 | Texas Microgrid, LLC | 100 | Non-regulated
HEB00099 | 65267_G_H0992 | 65267 | G | H0992 |  | Combustion Turbine | IC Engine | ERC_REST | Texas | 48 | Harris | 201 | 48201 | 0.4 | 11687 | 2017 | 9999 |  |  | N | Natural Gas | [11 empty] | 0 |  | 1.061 | 1.061 | 1.061 | 1.061 | [11 empty] | Texas Microgrid, LLC | 100 | Texas Microgrid, LLC | 100 | Non-regulated
HEB00099 | 65267_G_H0993 | 65267 | G | H0993 |  | Combustion Turbine | IC Engine | ERC_REST | Texas | 48 | Harris | 201 | 48201 | 0.4 | 11687 | 2017 | 9999 |  |  | N | Natural Gas | [11 empty] | 0 |  | 1.061 | 1.061 | 1.061 | 1.061 | [11 empty] | Texas Microgrid, LLC | 100 | Texas Microgrid, LLC | 100 | Non-regulated
HEB00109 | 65268_G_H1091 | 65268 | G | H1091 |  | Combustion Turbine | IC Engine | ERC_REST | Texas | 48 | Harris | 201 | 48201 | 0.4 | 11687 | 2018 | 9999 |  |  | N | Natural Gas | [11 empty] | 0 |  | 1.061 | 1.061 | 1.061 | 1.061 | [11 empty] | Texas Microgrid, LLC | 100 | Texas Microgrid, LLC | 100 | Non-regulated
HEB00109 | 65268_G_H1092 | 65268 | G | H1092 |  | Combustion Turbine | IC Engine | ERC_REST | Texas | 48 | Harris | 201 | 48201 | 0.4 | 11687 | 2018 | 9999 |  |  | N | Natural Gas | [11 empty] | 0 |  | 1.061 | 1.061 | 1.061 | 1.061 | [11 empty] | Texas Microgrid, LLC | 100 | Texas Microgrid, LLC | 100 | Non-regulated
HEB00109 | 65268_G_H1093 | 65268 | G | H1093 |  | Combustion Turbine | IC Engine | ERC_REST | Texas | 48 | Harris | 201 | 48201 | 0.4 | 11687 | 2018 | 9999 |  |  | N | Natural Gas | [11 empty] | 0 |  | 1.061 | 1.061 | 1.061 | 1.061 | [11 empty] | Texas Microgrid, LLC | 100 | Texas Microgrid, LLC | 100 | Non-regulated
HEB00110 | 65269_G_H1101 | 65269 | G | H1101 |  | Combustion Turbine | IC Engine | ERC_REST | Texas | 48 | Fort Bend | 157 | 48157 | 0.4 | 11687 | 2017 | 9999 |  |  | N | Natural Gas | [11 empty] | 0 |  | 1.061 | 1.061 | 1.061 | 1.061 | [11 empty] | Texas Microgrid, LLC | 100 | Texas Microgrid, LLC | 100 | Non-regulated
HEB00110 | 65269_G_H1102 | 65269 | G | H1102 |  | Combustion Turbine | IC Engine | ERC_REST | Texas | 48 | Fort Bend | 157 | 48157 | 0.4 | 11687 | 2017 | 9999 |  |  | N | Natural Gas | [11 empty] | 0 |  | 1.061 | 1.061 | 1.061 | 1.061 | [11 empty] | Texas Microgrid, LLC | 100 | Texas Microgrid, LLC | 100 | Non-regulated
HEB00110 | 65269_G_H1103 | 65269 | G | H1103 |  | Combustion Turbine | IC Engine | ERC_REST | Texas | 48 | Fort Bend | 157 | 48157 | 0.4 | 11687 | 2017 | 9999 |  |  | N | Natural Gas | [11 empty] | 0 |  | 1.061 | 1.061 | 1.061 | 1.061 | [11 empty] | Texas Microgrid, LLC | 100 | Texas Microgrid, LLC | 100 | Non-regulated
E J West | 6527_G_1 | 6527 | G | 1 |  | Hydro |  | NY_Z_F | New York | 36 | Saratoga | 91 | 36091 | 10.2 | 0 | 1930 | 9999 |  |  | N | Hydro | [13 empty] | 0 | 0 | 0 | 0 | [11 empty] | Brookfield Renewable Energy Partners LP | 100 | Brookfield Asset Management Inc | 100 | Non-regulated
E J West | 6527_G_2 | 6527 | G | 2 |  | Hydro |  | NY_Z_F | New York | 36 | Saratoga | 91 | 36091 | 10.4 | 0 | 1930 | 9999 |  |  | N | Hydro | [13 empty] | 0 | 0 | 0 | 0 | [11 empty] | Brookfield Renewable Energy Partners LP | 100 | Brookfield Asset Management Inc | 100 | Non-regulated
Noble Solar | 65271_G_NBSLR | 65271 | G | NBSLR |  | Solar PV |  | ERC_REST | Texas | 48 | Denton | 121 | 48121 | 275 | 0 | 2022 | 9999 |  |  | N | Solar | [13 empty] | 0 | 0 | 0 | 0 | [11 empty] | BT Noble Solar, LLC | 100 | BT Noble Solar, LLC | 100 | Non-regulated
Noble Solar | 65271_G_NBSTG | 65271 | G | NBSTG |  | Energy Storage |  | ERC_REST | Texas | 48 | Denton | 121 | 48121 | 125 | 0 | 2022 | 9999 |  |  | N | Energy Storage | [13 empty] | 0 | 0 | 0 | 0 | [11 empty] | BT Noble Solar, LLC | 100 | BT Noble Solar, LLC | 100 | Non-regulated
HEB00182 | 65274_G_H1821 | 65274 | G | H1821 |  | Combustion Turbine | IC Engine | ERC_REST | Texas | 48 | Bell | 27 | 48027 | 0.4 | 11687 | 2018 | 9999 |  |  | N | Natural Gas | [11 empty] | 0 |  | 1.061 | 1.061 | 1.061 | 1.061 | [11 empty] | Texas Microgrid, LLC | 100 | Texas Microgrid, LLC | 100 | Non-regulated
HEB00182 | 65274_G_H1822 | 65274 | G | H1822 |  | Combustion Turbine | IC Engine | ERC_REST | Texas | 48 | Bell | 27 | 48027 | 0.4 | 11687 | 2018 | 9999 |  |  | N | Natural Gas | [11 empty] | 0 |  | 1.061 | 1.061 | 1.061 | 1.061 | [11 empty] | Texas Microgrid, LLC | 100 | Texas Microgrid, LLC | 100 | Non-regulated
HEB00182 | 65274_G_H1823 | 65274 | G | H1823 |  | Combustion Turbine | IC Engine | ERC_REST | Texas | 48 | Bell | 27 | 48027 | 0.4 | 11687 | 2018 | 9999 |  |  | N | Natural Gas | [11 empty] | 0 |  | 1.061 | 1.061 | 1.061 | 1.061 | [11 empty] | Texas Microgrid, LLC | 100 | Texas Microgrid, LLC | 100 | Non-regulated
USS Peach Solar LLC | 65276_G_USSPS | 65276 | G | USSPS |  | Solar PV |  | MIS_MNWI | Minnesota | 27 | Blue Earth | 13 | 27013 | 1 | 0 | 2022 | 9999 |  |  | N | Solar | [13 empty] | 0 | 0 | 0 | 0 | [11 empty] | USS Peach Solar LLC | 100 | USS Peach Solar LLC | 100 | Non-regulated
Wonderful Huller & Shellling | 65277_G_WHS01 | 65277 | G | WHS01 |  | Solar PV |  | WECC_SCE | California | 6 | Kern | 29 | 06029 | 1.5 | 0 | 2021 | 9999 |  |  | N | Solar | [13 empty] | 0 | 0 | 0 | 0 | [11 empty] | Wonderful Pistachio & Almonds LLC | 100 | Wonderful Pistachio & Almonds LLC | 100 | Non-regulated
Wonderful Lost Hills | 65278_G_WLH01 | 65278 | G | WLH01 |  | Solar PV |  | WECC_SCE | California | 6 | Kern | 29 | 06029 | 16.7 | 0 | 2021 | 9999 |  |  | N | Solar | [13 empty] | 0 | 0 | 0 | 0 | [11 empty] | Wonderful Pistachio & Almonds LLC | 100 | Wonderful Pistachio & Almonds LLC | 100 | Non-regulated
Fairhaven E | 65279_G_FHS | 65279 | G | FHS |  | Solar PV |  | NENGREST | Massachusetts | 25 | Franklin | 11 | 25011 | 2 | 0 | 2021 | 9999 |  |  | N | Solar | [13 empty] | 0 | 0 | 0 | 0 | [11 empty] | Fairhaven MA 1, LLC | 100 | Fairhaven MA 1, LLC | 100 | Non-regulated
601 Doremus CDG | 65280_G_1 | 65280 | G | 1 |  | Solar PV |  | PJM_EMAC | New Jersey | 34 | Essex | 13 | 34013 | 1.5 | 0 | 2021 | 9999 |  |  | N | Solar | [13 empty] | 0 | 0 | 0 | 0 | [11 empty] | Hartz Solar, LLC | 100 | Hartz Solar, LLC | 100 | Non-regulated
Bomber CSG | 65281_G_BOMB | 65281 | G | BOMB |  | Solar PV |  | PJM_SMAC | Maryland | 24 | Carroll | 13 | 24013 | 6 | 0 | 2021 | 9999 |  |  | N | Solar | [13 empty] | 0 | 0 | 0 | 0 | [11 empty] | Hampstead Solar, LLC | 100 | Hampstead Solar, LLC | 100 | Non-regulated
Red Barn Energy | 65282_G_WT | 65282 | G | WT |  | Onshore Wind |  | MIS_WUMS | Wisconsin | 55 | Grant | 43 | 55043 | 91.6 | 0 | 2023 | 9999 |  |  | N | Wind | [13 empty] | 0 | 0 | 0 | 0 | [11 empty] | Allete Clean Energy | 100 | Allete Clean Energy | 100 | Non-regulated
Chalk Point Steam | 65285_G_GT1 | 65285 | G | GT1 |  | Combustion Turbine |  | PJM_SMAC | Maryland | 24 | Prince Georges | 33 | 24033 | 18 | 17446 | 1967 | 9999 |  |  | N | Distillate Fuel Oil | [11 empty] | 0 |  | 0.60913 | 0.60913 | 0.60913 | 0.60913 | [11 empty] | Chalk Point Steam, LLC | 100 | Chalk Point Steam, LLC | 100 | Non-regulated
Caden Energix Piney River LLC | 65286_G_ENX18 | 65286 | G | ENX18 |  | Solar PV |  | PJM_Dom | Virginia | 51 | Amherst | 9 | 51009 | 50 | 0 | 2025 | 9999 |  |  | N | Solar | [13 empty] | 0 | 0 | 0 | 0 | [11 empty] | Caden Energix Piney River LLC | 100 | Caden Energix Piney River LLC | 100 | Non-regulated
Barrow Solar | 65287_G_BARRO | 65287 | G | BARRO |  | Solar PV |  | NENG_CT | Connecticut | 9 | Tolland | 13 | 09013 | 2 | 0 | 2021 | 9999 |  |  | N | Solar | [13 empty] | 0 | 0 | 0 | 0 | [11 empty] | Ecos Energy LLC | 100 | Ecos Energy LLC | 100 | Non-regulated
5601 Westside CDG | 65289_G_1 | 65289 | G | 1 |  | Solar PV |  | PJM_EMAC | New Jersey | 34 | Hudson | 17 | 34017 | 1.5 | 0 | 2021 | 9999 |  |  | N | Solar | [13 empty] | 0 | 0 | 0 | 0 | [11 empty] | Hartz Solar, LLC | 100 | Hartz Solar, LLC | 100 | Non-regulated
Searsburg | 6529_G_GEN1 | 6529 | G | GEN1 |  | Hydro |  | NENGREST | Vermont | 50 | Bennington | 3 | 50003 | 4.5 | 0 | 1922 | 9999 |  |  | N | Hydro | [13 empty] | 0 | 0 | 0 | 0 | [11 empty] | Great River Hydro LLC | 100 | ArcLight Capital Partners LLC | 100 | Non-regulated
OE_FL10 | 65290_G_OFL10 | 65290 | G | OFL10 |  | Solar PV |  | FRCC | Florida | 12 | Polk | 105 | 12105 | 74.9 | 0 | 2023 | 9999 |  |  | N | Solar | [13 empty] | 0 | 0 | 0 | 0 | [11 empty] | OE_FL10 | 100 | OE_FL10 | 100 | Non-regulated
OE_MS6 | 65291_G_MS6_S | 65291 | G | MS6_S |  | Energy Storage |  | S_C_TVA | Mississippi | 28 | Lowndes | 87 | 28087 | 50 | 0 | 2023 | 9999 |  |  | N | Energy Storage | [13 empty] | 0 | 0 | 0 | 0 | [11 empty] | OE_MS6 | 100 | OE_MS6 | 100 | Non-regulated
OE_MS6 | 65291_G_OEMS6 | 65291 | G | OEMS6 |  | Solar PV |  | S_C_TVA | Mississippi | 28 | Lowndes | 87 | 28087 | 150 | 0 | 2023 | 9999 |  |  | N | Solar | [13 empty] | 0 | 0 | 0 | 0 | [11 empty] | OE_MS6 | 100 | OE_MS6 | 100 | Non-regulated
OE_FL7 | 65292_G_OE_FL | 65292 | G | OE_FL |  | Solar PV |  | FRCC | Florida | 12 | Putnam | 107 | 12107 | 74.9 | 0 | 2023 | 9999 |  |  | N | Solar | [13 empty] | 0 | 0 | 0 | 0 | [11 empty] | OE_FL7 | 100 | OE_FL7 | 100 | Non-regulated
OE_MS4 | 65293_G_OEMS4 | 65293 | G | OEMS4 |  | Solar PV |  | MIS_MS | Mississippi | 28 | Covington | 31 | 28031 | 96 | 0 | 2023 | 9999 |  |  | N | Solar | [13 empty] | 0 | 0 | 0 | 0 | [11 empty] | OE_MS4 | 100 | OE_MS4 | 100 | Non-regulated
Indian River Hydro | 65294_G_1 | 65294 | G | 1 |  | Hydro |  | NENGREST | Massachusetts | 25 | Hampden | 13 | 25013 | 0.7 | 0 | 1909 | 9999 |  |  | N | Hydro | [11 empty] | 0 |  | 0 | 0 | 0 | 0 | [11 empty] | Indian River Power Supply, LLC | 100 | Indian River Power Supply, LLC | 100 | Non-regulated
Indian River Hydro | 65294_G_2 | 65294 | G | 2 |  | Hydro |  | NENGREST | Massachusetts | 25 | Hampden | 13 | 25013 | 0.7 | 0 | 1909 | 9999 |  |  | N | Hydro | [11 empty] | 0 |  | 0 | 0 | 0 | 0 | [11 empty] | Indian River Power Supply, LLC | 100 | Indian River Power Supply, LLC | 100 | Non-regulated
Bob Glanzer Generating Station | 65295_G_HG1 | 65295 | G | HG1 |  | Combustion Turbine | IC Engine | SPP_WAUE | South Dakota | 46 | Beadle | 5 | 46005 | 9.2 | 9905 | 2022 | 9999 |  |  | N | Natural Gas | [11 empty] | 0 |  | 0.011 | 0.011 | 0.011 | 0.011 | [11 empty] | NorthWestern Energy - (SD) | 100 | NorthWestern Energy - (SD) | 100 | Regulated
Bob Glanzer Generating Station | 65295_G_HG2 | 65295 | G | HG2 |  | Combustion Turbine | IC Engine | SPP_WAUE | South Dakota | 46 | Beadle | 5 | 46005 | 9.2 | 9905 | 2022 | 9999 |  |  | N | Natural Gas | [11 empty] | 0 |  | 0.011 | 0.011 | 0.011 | 0.011 | [11 empty] | NorthWestern Energy - (SD) | 100 | NorthWestern Energy - (SD) | 100 | Regulated
Bob Glanzer Generating Station | 65295_G_HG3 | 65295 | G | HG3 |  | Combustion Turbine | IC Engine | SPP_WAUE | South Dakota | 46 | Beadle | 5 | 46005 | 9.2 | 9905 | 2022 | 9999 |  |  | N | Natural Gas | [11 empty] | 0 |  | 0.011 | 0.011 | 0.011 | 0.011 | [11 empty] | NorthWestern Energy - (SD) | 100 | NorthWestern Energy - (SD) | 100 | Regulated
Bob Glanzer Generating Station | 65295_G_HG4 | 65295 | G | HG4 |  | Combustion Turbine | IC Engine | SPP_WAUE | South Dakota | 46 | Beadle | 5 | 46005 | 9.2 | 9905 | 2022 | 9999 |  |  | N | Natural Gas | [11 empty] | 0 |  | 0.011 | 0.011 | 0.011 | 0.011 | [11 empty] | NorthWestern Energy - (SD) | 100 | NorthWestern Energy - (SD) | 100 | Regulated
Bob Glanzer Generating Station | 65295_G_HG5 | 65295 | G | HG5 |  | Combustion Turbine | IC Engine | SPP_WAUE | South Dakota | 46 | Beadle | 5 | 46005 | 9.2 | 9905 | 2022 | 9999 |  |  | N | Natural Gas | [11 empty] | 0 |  | 0.011 | 0.011 | 0.011 | 0.011 | [11 empty] | NorthWestern Energy - (SD) | 100 | NorthWestern Energy - (SD) | 100 | Regulated
Bob Glanzer Generating Station | 65295_G_HG6 | 65295 | G | HG6 |  | Combustion Turbine | IC Engine | SPP_WAUE | South Dakota | 46 | Beadle | 5 | 46005 | 9.2 | 9905 | 2022 | 9999 |  |  | N | Natural Gas | [11 empty] | 0 |  | 0.011 | 0.011 | 0.011 | 0.011 | [11 empty] | NorthWestern Energy - (SD) | 100 | NorthWestern Energy - (SD) | 100 | Regulated
Hawthorn Solar I | 65296_G_HAW10 | 65296 | G | HAW10 |  | Solar PV |  | SPP_N | Missouri | 29 | Jackson | 95 | 29095 | 10 | 0 | 2023 | 9999 |  |  | N | Solar | [13 empty] | 0 | 0 | 0 | 0 | [11 empty] | Evergy, Inc. | 100 | Evergy, Inc. | 100 | Non-regulated
DOCCS Midstate | 65297_G_81722 | 65297 | G | 81722 |  | Solar PV |  | NY_Z_C&E | New York | 36 | Oneida | 65 | 36065 | 3.8 | 0 | 2021 | 9999 |  |  | N | Solar | [13 empty] | 0 | 0 | 0 | 0 | [11 empty] | DOCCS Midstate | 100 | DOCCS Midstate | 100 | Non-regulated
DOCCS Eastern | 65298_G_81724 | 65298 | G | 81724 |  | Solar PV |  | NY_Z_G-I | New York | 36 | Ulster | 111 | 36111 | 5 | 0 | 2021 | 9999 |  |  | N | Solar | [13 empty] | 0 | 0 | 0 | 0 | [11 empty] | DOCCS Eastern | 100 | DOCCS Eastern | 100 | Non-regulated
DOCCS Wende | 65299_G_81721 | 65299 | G | 81721 |  | Solar PV |  | NY_Z_A | New York | 36 | Erie | 29 | 36029 | 5 | 0 | 2021 | 9999 |  |  | N | Solar | [13 empty] | 0 | 0 | 0 | 0 | [11 empty] | DOCCS Wende | 100 | DOCCS Wende | 100 | Non-regulated
DOCCS Greenhaven | 65300_G_81723 | 65300 | G | 81723 |  | Solar PV |  | NY_Z_G-I | New York | 36 | Dutchess | 27 | 36027 | 3.7 | 0 | 2021 | 9999 |  |  | N | Solar | [13 empty] | 0 | 0 | 0 | 0 | [11 empty] | DOCCS Greenhaven | 100 | DOCCS Greenhaven | 100 | Non-regulated
Steward Creek Solar Phase 1 | 65301_G_SC1 | 65301 | G | SC1 |  | Solar PV |  | PJM_COMD | Illinois | 17 | Lee | 103 | 17103 | 600 | 0 | 2024 | 9999 |  |  | N | Solar | [13 empty] | 0 | 0 | 0 | 0 | [11 empty] | Steward Creek Solar, LLC | 100 | Steward Creek Solar, LLC | 100 | Non-regulated
Salt City Solar Project - Hybrid | 65302_G_BESS | 65302 | G | BESS |  | Energy Storage |  | PJM_West | Ohio | 39 | Ross | 141 | 39141 | 1 | 0 | 2024 | 9999 |  |  | N | Energy Storage | [11 empty] | 0 |  | 0 | 0 | 0 | 0 | [11 empty] | Salt City Solar LLC | 100 | Salt City Solar LLC | 100 | Non-regulated
Salt City Solar Project - Hybrid | 65302_G_SOLAR | 65302 | G | SOLAR |  | Solar PV |  | PJM_West | Ohio | 39 | Ross | 141 | 39141 | 49.9 | 0 | 2023 | 9999 |  |  | N | Solar | [11 empty] | 0 |  | 0 | 0 | 0 | 0 | [11 empty] | Salt City Solar LLC | 100 | Salt City Solar LLC | 100 | Non-regulated
Sun Valley Solar Project | 65303_G_SUNS | 65303 | G | SUNS |  | Solar PV |  | ERC_REST | Texas | 48 | Hill | 217 | 48217 | 250 | 0 | 2022 | 9999 |  |  | N | Solar | [13 empty] | 0 | 0 | 0 | 0 | [11 empty] | Sun Valley Solar LLC | 100 | Sun Valley Solar LLC | 100 | Non-regulated
ENGIE Solidago Solar Project - Hybrid | 65304_G_BESS | 65304 | G | BESS |  | Energy Storage |  | PJM_EMAC | Delaware | 10 | New Castle | 3 | 10003 | 12.5 | 0 | 2024 | 9999 |  |  | N | Energy Storage | [13 empty] | 0 | 0 | 0 | 0 | [11 empty] | ENGIE Solidago Solar LLC | 100 | ENGIE Solidago Solar LLC | 100 | Non-regulated
ENGIE Solidago Solar Project - Hybrid | 65304_G_SOLAR | 65304 | G | SOLAR |  | Solar PV |  | PJM_EMAC | Delaware | 10 | New Castle | 3 | 10003 | 50 | 0 | 2022 | 9999 |  |  | N | Solar | [13 empty] | 0 | 0 | 0 | 0 | [11 empty] | ENGIE Solidago Solar LLC | 100 | ENGIE Solidago Solar LLC | 100 | Non-regulated
Powells Creek Solar - Hybrid | 65305_G_BESS | 65305 | G | BESS |  | Energy Storage |  | PJM_Dom | Virginia | 51 | Halifax | 83 | 51083 | 1 | 0 | 2024 | 9999 |  |  | N | Energy Storage | [13 empty] | 0 | 0 | 0 | 0 | [11 empty] | Powells Creek Farm Solar, LLC | 100 | Powells Creek Farm Solar, LLC | 100 | Non-regulated
Powells Creek Solar - Hybrid | 65305_G_SOLAR | 65305 | G | SOLAR |  | Solar PV |  | PJM_Dom | Virginia | 51 | Halifax | 83 | 51083 | 70 | 0 | 2023 | 9999 |  |  | N | Solar | [13 empty] | 0 | 0 | 0 | 0 | [11 empty] | Powells Creek Farm Solar, LLC | 100 | Powells Creek Farm Solar, LLC | 100 | Non-regulated
Limestone Wind Project | 65306_G_LIMEW | 65306 | G | LIMEW |  | Onshore Wind |  | ERC_REST | Texas | 48 | Navarro | 349 | 48349 | 299.2 | 0 | 2022 | 9999 |  |  | N | Wind | [13 empty] | 0 | 0 | 0 | 0 | [11 empty] | Limestone Wind Project, LLC | 100 | Limestone Wind Project, LLC | 100 | Non-regulated
Sunnybrook Solar Project - Hybrid | 65307_G_SUNB | 65307 | G | SUNB |  | Energy Storage |  | PJM_Dom | Virginia | 51 | Halifax | 83 | 51083 | 1 | 0 | 2024 | 9999 |  |  | N | Energy Storage | [13 empty] | 0 | 0 | 0 | 0 | [11 empty] | Sunnybrook Farm Solar, LLC | 100 | Sunnybrook Farm Solar, LLC | 100 | Non-regulated
Sunnybrook Solar Project - Hybrid | 65307_G_SUNS | 65307 | G | SUNS |  | Solar PV |  | PJM_Dom | Virginia | 51 | Halifax | 83 | 51083 | 51 | 0 | 2022 | 9999 |  |  | N | Solar | [13 empty] | 0 | 0 | 0 | 0 | [11 empty] | Sunnybrook Farm Solar, LLC | 100 | Sunnybrook Farm Solar, LLC | 100 | Non-regulated
Horizon Solar | 65308_G_HRZNS | 65308 | G | HRZNS |  | Solar PV |  | ERC_REST | Texas | 48 | Frio | 163 | 48163 | 200 | 0 | 2023 | 9999 |  |  | N | Solar | [13 empty] | 0 | 0 | 0 | 0 | [11 empty] | Leeward Asset Management, LLC | 100 | Leeward Asset Management, LLC | 100 | Non-regulated
Millersport GM 1 | 65309_G_532 | 65309 | G | 532 |  | Solar PV |  | NY_Z_A | New York | 36 | Erie | 29 | 36029 | 5 | 0 | 2023 | 9999 |  |  | N | Solar | [13 empty] | 0 | 0 | 0 | 0 | [11 empty] | Greenbacker Renewable Energy Corporation | 100 | Greenbacker Renewable Energy Corporation | 100 | Non-regulated
Verdi | 6531_G_1 | 6531 | G | 1 |  | Hydro |  | WECC_NNV | Nevada | 32 | Washoe | 31 | 32031 | 2.4 | 0 | 1911 | 9999 |  |  | N | Hydro | [13 empty] | 0 | 0 | 0 | 0 | [11 empty] | Sierra Pacific Power Co | 100 | Berkshire Hathaway Inc | 100 | Non-regulated
Renegade Solar Project (Dawn) | 65310_G_DAWN1 | 65310 | G | DAWN1 |  | Solar PV |  | ERC_PHDL | Texas | 48 | Deaf Smith | 117 | 48117 | 515 | 0 | 2023 | 9999 |  |  | N | Solar | [13 empty] | 0 | 0 | 0 | 0 | [11 empty] | Renegade Renewables, LLC | 100 | Renegade Renewables, LLC | 100 | Non-regulated
Cedar Creek Wind, LLC | 65311_G_CDCRK | 65311 | G | CDCRK |  | Onshore Wind |  | WECC_ID | Idaho | 16 | Bingham | 11 | 16011 | 160 | 0 | 2024 | 9999 |  |  | N | Wind | [13 empty] | 0 | 0 | 0 | 0 | [11 empty] | Cedar Creek Wind, LLC | 100 | Cedar Creek Wind, LLC | 100 | Non-regulated
Shenvalee Solar | 65312_G_SV | 65312 | G | SV |  | Solar PV |  | PJM_Dom | Virginia | 51 | Augusta | 15 | 51015 | 3 | 0 | 2025 | 9999 |  |  | N | Solar | [13 empty] | 0 | 0 | 0 | 0 | [11 empty] | Shenvalee Solar, LLC | 100 | Shenvalee Solar, LLC | 100 | Non-regulated
Elm Spring Solar 1 | 65313_G_ES | 65313 | G | ES |  | Solar PV |  | PJM_Dom | Virginia | 51 | Augusta | 15 | 51015 | 3 | 0 | 2023 | 9999 |  |  | N | Solar | [13 empty] | 0 | 0 | 0 | 0 | [11 empty] | Elm Spring Solar 1, LLC | 100 | Elm Spring Solar 1, LLC | 100 | Non-regulated
Caden Energix Wytheville LLC | 65314_G_ENX19 | 65314 | G | ENX19 |  | Solar PV |  | PJM_West | Virginia | 51 | Wythe | 197 | 51197 | 20 | 0 | 2022 | 9999 |  |  | N | Solar | [13 empty] | 0 | 0 | 0 | 0 | [11 empty] | Caden Energix Wytheville LLC | 100 | Caden Energix Wytheville LLC | 100 | Non-regulated
Gas City 2 | 65315_G_GASC2 | 65315 | G | GASC2 |  | Solar PV |  | PJM_West | Indiana | 18 | Grant | 53 | 18053 | 1.8 | 0 | 2023 | 9999 |  |  | N | Solar | [13 empty] | 0 | 0 | 0 | 0 | [11 empty] | Indiana Municipal Power Agency | 100 | Indiana Municipal Power Agency | 100 | Regulated
Sapphire Sky Wind Energy LLC | 65316_G_65011 | 65316 | G | 65011 |  | Onshore Wind |  | MIS_IL | Illinois | 17 | DeWitt | 39 | 17039 | 259.8 | 0 | 2023 | 9999 |  |  | N | Wind | [13 empty] | 0 | 0 | 0 | 0 | [11 empty] | WEC Energy Group | 90 | WEC Energy Group | 90 | Non-regulated
Springfield Solar | 65317_G_SPRG | 65317 | G | SPRG |  | Solar PV |  | PJM_Dom | Virginia | 51 | Westmoreland | 193 | 51193 | 2 | 0 | 2023 | 9999 |  |  | N | Solar | [13 empty] | 0 | 0 | 0 | 0 | [11 empty] | Dominion Renewable Energy | 100 | Dominion Renewable Energy | 100 | Non-regulated
Quillwort Solar | 65318_G_POWI | 65318 | G | POWI |  | Solar PV |  | PJM_Dom | Virginia | 51 | Powhatan | 145 | 51145 | 18 | 0 | 2023 | 9999 |  |  | N | Solar | [13 empty] | 0 | 0 | 0 | 0 | [11 empty] | Dominion Renewable Energy | 100 | Dominion Renewable Energy | 100 | Regulated
Maplewood Solar | 65319_G_MAPL | 65319 | G | MAPL |  | Solar PV |  | PJM_Dom | Virginia | 51 | Pittsylvania | 143 | 51143 | 120 | 0 | 2022 | 9999 |  |  | N | Solar | [13 empty] | 0 | 0 | 0 | 0 | [11 empty] | Dominion Renewable Energy | 100 | Dominion Renewable Energy | 100 | Regulated
Washoe | 6532_G_1 | 6532 | G | 1 |  | Hydro |  | WECC_NNV | Nevada | 32 | Washoe | 31 | 32031 | 0.9 | 0 | 1904 | 9999 |  |  | N | Hydro | [13 empty] | 0 | 0 | 0 | 0 | [11 empty] | Sierra Pacific Power Co | 100 | Berkshire Hathaway Inc | 100 | Non-regulated
Washoe | 6532_G_2 | 6532 | G | 2 |  | Hydro |  | WECC_NNV | Nevada | 32 | Washoe | 31 | 32031 | 0.9 | 0 | 1904 | 9999 |  |  | N | Hydro | [13 empty] | 0 | 0 | 0 | 0 | [11 empty] | Sierra Pacific Power Co | 100 | Berkshire Hathaway Inc | 100 | Non-regulated
Sebera Solar | 65320_G_SEBE | 65320 | G | SEBE |  | Solar PV |  | PJM_Dom | Virginia | 51 | Prince George | 149 | 51149 | 20 | 0 | 2023 | 9999 |  |  | N | Solar | [13 empty] | 0 | 0 | 0 | 0 | [11 empty] | Dominion Renewable Energy | 100 | Dominion Renewable Energy | 100 | Regulated
Rochambeau Solar | 65321_G_RBSO | 65321 | G | RBSO |  | Solar PV |  | PJM_Dom | Virginia | 51 | James City | 95 | 51095 | 19.9 | 0 | 2021 | 9999 |  |  | N | Solar | [13 empty] | 0 | 0 | 0 | 0 | [11 empty] | Dominion Renewable Energy | 100 | Dominion Renewable Energy | 100 | Regulated
Fort Powhatan Solar | 65322_G_FTPW | 65322 | G | FTPW |  | Solar PV |  | PJM_Dom | Virginia | 51 | Prince George | 149 | 51149 | 150 | 0 | 2022 | 9999 |  |  | N | Solar | [13 empty] | 0 | 0 | 0 | 0 | [11 empty] | Dominion Renewable Energy | 100 | Dominion Renewable Energy | 100 | Regulated
Bedford Solar | 65323_G_BEDF | 65323 | G | BEDF |  | Solar PV |  | PJM_Dom | Virginia | 51 | Chesapeake City | 550 | 51550 | 70 | 0 | 2021 | 9999 |  |  | N | Solar | [13 empty] | 0 | 0 | 0 | 0 | [11 empty] | Dominion Renewable Energy | 100 | Dominion Renewable Energy | 100 | Regulated
Hollins Ferry CSG | 65324_G_HOLL | 65324 | G | HOLL |  | Solar PV |  | PJM_SMAC | Maryland | 24 | Baltimore City | 510 | 24510 | 1.5 | 0 | 2021 | 9999 |  |  | N | Solar | [13 empty] | 0 | 0 | 0 | 0 | [11 empty] | ICFTS MD Solar, LLC | 100 | ICFTS MD Solar, LLC | 100 | Non-regulated
High Top Solar | 65325_G_98936 | 65325 | G | 98936 |  | Solar PV |  | WECC_PNW | Washington | 53 | Yakima | 77 | 53077 | 80 | 0 | 2024 | 9999 |  |  | N | Solar | [13 empty] | 0 | 0 | 0 | 0 | [11 empty] | Cypress Creek Renewables | 100 | Cypress Creek Renewables | 100 | Non-regulated
Sunset Solar | 65326_G_SS1 | 65326 | G | SS1 |  | Solar PV |  | WECC_PNW | Oregon | 41 | Wasco | 65 | 41065 | 103 | 0 | 2025 | 9999 |  |  | N | Solar | [13 empty] | 0 | 0 | 0 | 0 | [11 empty] | Avangrid Renewables LLC | 100 | Avangrid Renewables LLC | 100 | Non-regulated
Wheeler Center Solar Park | 65327_G_WCTSP | 65327 | G | WCTSP |  | Solar PV |  | MIS_LMI | Michigan | 26 | Washtenaw | 161 | 26161 | 20 | 0 | 2024 | 9999 |  |  | N | Solar | [13 empty] | 0 | 0 | 0 | 0 | [11 empty] | DTE Electric Company | 100 | DTE Electric Company | 100 | Regulated
Meridian Wind Park | 65328_G_1 | 65328 | G | 1 |  | Onshore Wind |  | MIS_LMI | Michigan | 26 | Gratiot | 57 | 26057 | 225 | 0 | 2023 | 9999 |  |  | N | Wind | [13 empty] | 0 | 0 | 0 | 0 | [11 empty] | DTE Electric Company | 100 | DTE Electric Company | 100 | Regulated
Mount Laurel Solar | 65329_G_LAURL | 65329 | G | LAURL |  | Solar PV |  | PJM_EMAC | New Jersey | 34 | Burlington | 5 | 34005 | 2.5 | 0 | 2020 | 9999 |  |  | N | Solar | [13 empty] | 0 | 0 | 0 | 0 | [11 empty] | CleanLight Energy, LLC | 100 | CleanLight Energy, LLC | 100 | Non-regulated
8500 Balboa PV, LLC | 65330_G_BALB1 | 65330 | G | BALB1 |  | Solar PV |  | WEC_LADW | California | 6 | Los Angeles | 37 | 06037 | 2.4 | 0 | 2022 | 9999 |  |  | N | Solar | [13 empty] | 0 | 0 | 0 | 0 | [11 empty] | 8500 Balboa PV, LLC | 100 | 8500 Balboa PV, LLC | 100 | Non-regulated
20333 Normandie PV, LLC | 65331_G_NORMA | 65331 | G | NORMA |  | Solar PV |  | WEC_LADW | California | 6 | Los Angeles | 37 | 06037 | 2.6 | 0 | 2021 | 9999 |  |  | N | Solar | [13 empty] | 0 | 0 | 0 | 0 | [11 empty] | 20333 Normandie PV, LLC | 100 | 20333 Normandie PV, LLC | 100 | Non-regulated
CPV Maple Hill Solar | 65332_G_MH1 | 65332 | G | MH1 |  | Solar PV |  | PJM_PENE | Pennsylvania | 42 | Cambria | 21 | 42021 | 100 | 0 | 2023 | 9999 |  |  | N | Solar | [13 empty] | 0 | 0 | 0 | 0 | [11 empty] | CPV Maple Hill Solar, LLC | 100 | CPV Maple Hill Solar, LLC | 100 | Non-regulated
Shakes Solar | 65333_G_785 | 65333 | G | 785 |  | Solar PV |  | ERC_REST | Texas | 48 | Dimmit | 127 | 48127 | 200 | 0 | 2022 | 9999 |  |  | N | Solar | [13 empty] | 0 | 0 | 0 | 0 | [11 empty] | Cypress Creek Renewables | 100 | Cypress Creek Renewables | 100 | Non-regulated
Platteview Solar LLC | 65334_G_PLTVW | 65334 | G | PLTVW |  | Solar PV |  | SPP_NEBR | Nebraska | 31 | Saunders | 155 | 31155 | 81 | 0 | 2023 | 9999 |  |  | N | Solar | [13 empty] | 0 | 0 | 0 | 0 | [11 empty] | AES Distributed Energy | 100 | AES Distributed Energy | 100 | Non-regulated
Appaloosa Run Wind | 65335_G_WAPPA | 65335 | G | WAPPA |  | Onshore Wind |  | ERC_WEST | Texas | 48 | Upton | 461 | 48461 | 171.8 | 0 | 2022 | 9999 |  |  | N | Wind | [13 empty] | 0 | 0 | 0 | 0 | [11 empty] | Appaloosa Run Wind, LLC | 100 | Appaloosa Run Wind, LLC | 100 | Non-regulated
Maybrook Solar, LLC | 65337_G_MAYBK | 65337 | G | MAYBK |  | Solar PV |  | NY_Z_G-I | New York | 36 | Orange | 71 | 36071 | 5 | 0 | 2023 | 9999 |  |  | N | Solar | [13 empty] | 0 | 0 | 0 | 0 | [11 empty] | Maybrook Solar, LLC | 100 | Maybrook Solar, LLC | 100 | Non-regulated
Union Ridge Solar | 65338_G_UNIS1 | 65338 | G | UNIS1 |  | Solar PV |  | PJM_West | Ohio | 39 | Montgomery | 113 | 39113 | 108 | 0 | 2024 | 9999 |  |  | N | Solar | [13 empty] | 0 | 0 | 0 | 0 | [11 empty] | Leeward Asset Management, LLC | 100 | Leeward Asset Management, LLC | 100 | Non-regulated
MD - CS - Potomac Edison Co - GA25 TPE (Community Solar) | 65339_G_19002 | 65339 | G | 19002 |  | Solar PV |  | PJM_AP | Maryland | 24 | Garrett | 23 | 24023 | 2 | 0 | 2022 | 9999 |  |  | N | Solar | [11 empty] | 0 |  | 0 | 0 | 0 | 0 | [11 empty] | Distributed Solar Development, LLC | 100 | Distributed Solar Development, LLC | 100 | Non-regulated
MD - CS - BGE - PR24 TPE | 65340_G_19003 | 65340 | G | 19003 |  | Solar PV |  | PJM_SMAC | Maryland | 24 | Prince Georges | 33 | 24033 | 2 | 0 | 2022 | 9999 |  |  | N | Solar | [11 empty] | 0 |  | 0 | 0 | 0 | 0 | [11 empty] | Distributed Solar Development, LLC | 100 | Distributed Solar Development, LLC | 100 | Non-regulated
Gorham Solar 1, LLC | 65342_G_GS1 | 65342 | G | GS1 |  | Solar PV |  | NENG_ME | Maine | 23 | Cumberland | 5 | 23005 | 5 | 0 | 2023 | 9999 |  |  | N | Solar | [11 empty] | 0 |  | 0 | 0 | 0 | 0 | [11 empty] | CleanCapital Holdings | 100 | CleanCapital Holdings | 100 | Non-regulated
Ross County Solar, LLC | 65343_G_ROSS | 65343 | G | ROSS |  | Solar PV |  | PJM_West | Ohio | 39 | Ross | 141 | 39141 | 120 | 0 | 2024 | 9999 |  |  | N | Solar | [11 empty] | 0 |  | 0 | 0 | 0 | 0 | [11 empty] | National Grid Renewables | 100 | National Grid Renewables | 100 | Non-regulated
Noria Hondo Solar (Hybrid) | 65344_G_66148 | 65344 | G | 66148 |  | Solar PV |  | ERC_REST | Texas | 48 | Kleberg | 273 | 48273 | 145 | 0 | 2024 | 9999 |  |  | N | Solar | [11 empty] | 0 |  | 0 | 0 | 0 | 0 | [11 empty] | Noria Hondo Solar LLC | 100 | Noria Hondo Solar LLC | 100 | Non-regulated
Noria Hondo Solar (Hybrid) | 65344_G_66149 | 65344 | G | 66149 |  | Energy Storage |  | ERC_REST | Texas | 48 | Kleberg | 273 | 48273 | 75 | 0 | 2024 | 9999 |  |  | N | Energy Storage | [11 empty] | 0 |  | 0 | 0 | 0 | 0 | [11 empty] | Noria Hondo Solar LLC | 100 | Noria Hondo Solar LLC | 100 | Non-regulated
Vacherie Solar Energy Center, LLC | 65345_G_VSEC | 65345 | G | VSEC |  | Solar PV |  | MIS_AMSO | Louisiana | 22 | St James | 93 | 22093 | 150 | 0 | 2024 | 9999 |  |  | N | Solar | [11 empty] | 0 |  | 0 | 0 | 0 | 0 | [11 empty] | Vacherie Solar Energy Center, LLC | 100 | Vacherie Solar Energy Center, LLC | 100 | Non-regulated
Macbeth Solar | 65346_G_MCB20 | 65346 | G | MCB20 |  | Solar PV |  | MIS_LMI | Michigan | 26 | Muskegon | 121 | 26121 | 20 | 0 | 2022 | 9999 |  |  | N | Solar | [11 empty] | 0 |  | 0 | 0 | 0 | 0 | [11 empty] | Macbeth Solar, LLC | 100 | Macbeth Solar, LLC | 100 | Non-regulated
Lyons Road | 65347_G_LYON1 | 65347 | G | LYON1 |  | Solar PV |  | MIS_LMI | Michigan | 26 | Shiawassee | 155 | 26155 | 20 | 0 | 2022 | 9999 |  |  | N | Solar | [11 empty] | 0 |  | 0 | 0 | 0 | 0 | [11 empty] | Lyons Road Solar, LLC | 100 | Lyons Road Solar, LLC | 100 | Non-regulated
Mount Olive Solar Farm | 65348_G_OLIVE | 65348 | G | OLIVE |  | Solar PV |  | PJM_EMAC | New Jersey | 34 | Morris | 27 | 34027 | 19.8 | 0 | 2023 | 9999 |  |  | N | Solar | [11 empty] | 0 |  | 0 | 0 | 0 | 0 | [11 empty] | NJR Clean Energy Ventures III Corporation | 100 | NJR Clean Energy Ventures III Corporation | 100 | Non-regulated
Mulligan Solar, LLC | 65349_G_MLGAN | 65349 | G | MLGAN |  | Solar PV |  | MIS_IL | Illinois | 17 | Logan | 107 | 17107 | 70 | 0 | 2022 | 9999 |  |  | N | Solar | [11 empty] | 0 |  | 0 | 0 | 0 | 0 | [11 empty] | Mulligan Solar | 100 | Mulligan Solar | 100 | Non-regulated
Ford County Wind Farm LLC | 65350_G_FORDC | 65350 | G | FORDC |  | Onshore Wind |  | MIS_IL | Illinois | 17 | Ford | 53 | 17053 | 121.3 | 0 | 2022 | 9999 |  |  | N | Wind | [11 empty] | 0 |  | 0 | 0 | 0 | 0 | [11 empty] | Ford Ridge | 100 | Ford Ridge | 100 | Non-regulated
General Dynamics | 65351_G_GD | 65351 | G | GD |  | Solar PV |  | MIS_AR | Arkansas | 5 | Ouachita | 103 | 05103 | 2 | 0 | 2020 | 9999 |  |  | N | Solar | [11 empty] | 0 |  | 0 | 0 | 0 | 0 | [11 empty] | Today's Power, Inc. | 100 | Today's Power, Inc. | 100 | Regulated
MacKinnon Solar | 65352_G_MACKN | 65352 | G | MACKN |  | Solar PV |  | NENGREST | Vermont | 50 | Rutland | 21 | 50021 | 2.2 | 0 | 2021 | 9999 |  |  | N | Solar | [11 empty] | 0 |  | 0 | 0 | 0 | 0 | [11 empty] | Ecos Energy LLC | 100 | Ecos Energy LLC | 100 | Non-regulated
McHenry Solar | 65353_G_MCHEN | 65353 | G | MCHEN |  | Solar PV |  | NENG_CT | Connecticut | 9 | Windham | 15 | 09015 | 1.2 | 0 | 2021 | 9999 |  |  | N | Solar | [11 empty] | 0 |  | 0 | 0 | 0 | 0 | [11 empty] | Ecos Energy LLC | 100 | Ecos Energy LLC | 100 | Non-regulated
OER Monarch CSG | 65357_G_OERMN | 65357 | G | OERMN |  | Solar PV |  | PJM_SMAC | Maryland | 24 | Prince Georges | 33 | 24033 | 2 | 0 | 2021 | 9999 |  |  | N | Solar | [11 empty] | 0 |  | 0 | 0 | 0 | 0 | [11 empty] | Standard Solar | 100 | Standard Solar | 100 | Non-regulated
OER Patuxent CSG | 65358_G_PATUX | 65358 | G | PATUX |  | Solar PV |  | PJM_SMAC | Maryland | 24 | Anne Arundel | 3 | 24003 | 2.8 | 0 | 2022 | 9999 |  |  | N | Solar | [11 empty] | 0 |  | 0 | 0 | 0 | 0 | [11 empty] | Standard Solar | 100 | Standard Solar | 100 | Non-regulated
Shepherds Mill CSG | 65359_G_SHEPM | 65359 | G | SHEPM |  | Solar PV |  | PJM_SMAC | Maryland | 24 | Carroll | 13 | 24013 | 2 | 0 | 2021 | 9999 |  |  | N | Solar | [11 empty] | 0 |  | 0 | 0 | 0 | 0 | [11 empty] | Standard Solar | 100 | Standard Solar | 100 | Non-regulated
AT&T - San Diego Trade Street | 65360_G_ATA02 | 65360 | G | ATA02 |  | Fuel Cell |  | WEC_SDGE | California | 6 | San Diego | 73 | 06073 | 1 | 6469 | 2016 | 9999 |  |  | N | Natural Gas | [11 empty] | 0 |  | 0 | 0 | 0 | 0 | [11 empty] | Bloom Energy | 100 | Bloom Energy | 100 | Non-regulated
CalTech - Pasadena Wilson Ave | 65361_G_CLT30 | 65361 | G | CLT30 |  | Fuel Cell |  | WEC_LADW | California | 6 | Los Angeles | 37 | 06037 | 1 | 6469 | 2019 | 9999 |  |  | N | Natural Gas | [11 empty] | 0 |  | 0 | 0 | 0 | 0 | [11 empty] | Bloom Energy | 100 | Bloom Energy | 100 | Non-regulated
MA CS Uxbridge, LLC | 65362_G_UXBRD | 65362 | G | UXBRD |  | Solar PV |  | NENGREST | Massachusetts | 25 | Worcester | 27 | 25027 | 4 | 0 | 2023 | 9999 |  |  | N | Solar | [11 empty] | 0 |  | 0 | 0 | 0 | 0 | [11 empty] | MA CS Uxbridge, LLC | 100 | MA CS Uxbridge, LLC | 100 | Non-regulated
Danell Bros Inc | 65364_G_12585 | 65364 | G | 12585 |  | Solar PV |  | WEC_CALN | California | 6 | Kings | 31 | 06031 | 2.6 | 0 | 2021 | 9999 |  |  | N | Solar | [11 empty] | 0 |  | 0 | 0 | 0 | 0 | [11 empty] | Danell Brothers Inc. | 100 | Danell Brothers Inc. | 100 | Non-regulated
CA - Ventura Co CCD - Moorpark College | 65365_G_17024 | 65365 | G | 17024 |  | Solar PV |  | WECC_SCE | California | 6 | Ventura | 111 | 06111 | 2.6 | 0 | 2023 | 9999 |  |  | N | Solar | [11 empty] | 0 |  | 0 | 0 | 0 | 0 | [11 empty] | Forefront Power, LLC | 100 | Forefront Power, LLC | 100 | Non-regulated
Emery Meadow Solar Station | 65366_G_EMSS | 65366 | G | EMSS |  | Solar PV |  | NENG_ME | Maine | 23 | York | 31 | 23031 | 16.4 | 0 | 2024 | 9999 |  |  | N | Solar | [11 empty] | 0 |  | 0 | 0 | 0 | 0 | [11 empty] | Emery Meadow Solar Station, LLC | 100 | Emery Meadow Solar Station, LLC | 100 | Non-regulated
Linden Hawk Rise Solar CSG | 65368_G_LINDN | 65368 | G | LINDN |  | Solar PV |  | PJM_EMAC | New Jersey | 34 | Union | 39 | 34039 | 4 | 0 | 2021 | 9999 |  |  | N | Solar | [11 empty] | 0 |  | 0 | 0 | 0 | 0 | [11 empty] | Linden Hawk Rise Solar LLC | 100 | Linden Hawk Rise Solar LLC | 100 | Non-regulated
Topsham Meadow Solar Station | 65369_G_TMSS | 65369 | G | TMSS |  | Solar PV |  | NENG_ME | Maine | 23 | Sagadahoc | 23 | 23023 | 17.2 | 0 | 2024 | 9999 |  |  | N | Solar | [11 empty] | 0 |  | 0 | 0 | 0 | 0 | [11 empty] | Topsham Meadow Solar Station LLC | 100 | Topsham Meadow Solar Station LLC | 100 | Non-regulated
Little Cottonwood | 6537_G_1 | 6537 | G | 1 |  | Hydro |  | WECC_UT | Utah | 49 | Salt Lake | 35 | 49035 | 2.4 | 0 | 1983 | 9999 |  |  | N | Hydro | [13 empty] | 0 | 0 | 0 | 0 | [11 empty] | Murray City Power Dept | 100 | Murray City Power Dept | 100 | Regulated
Little Cottonwood | 6537_G_2 | 6537 | G | 2 |  | Hydro |  | WECC_UT | Utah | 49 | Salt Lake | 35 | 49035 | 2.4 | 0 | 1983 | 9999 |  |  | N | Hydro | [13 empty] | 0 | 0 | 0 | 0 | [11 empty] | Murray City Power Dept | 100 | Murray City Power Dept | 100 | Regulated
BWC Maces Pond LLC | 65370_G_RCKPT | 65370 | G | RCKPT |  | Solar PV |  | NENG_ME | Maine | 23 | Knox | 13 | 23013 | 3.5 | 0 | 2021 | 9999 |  |  | N | Solar | [11 empty] | 0 |  | 0 | 0 | 0 | 0 | [11 empty] | BWC Maces Pond LLC | 100 | BWC Maces Pond LLC | 100 | Non-regulated
West Baldwin Solar Station | 65371_G_WBSS | 65371 | G | WBSS |  | Solar PV |  | NENG_ME | Maine | 23 | Cumberland | 5 | 23005 | 17.1 | 0 | 2024 | 9999 |  |  | N | Solar | [11 empty] | 0 |  | 0 | 0 | 0 | 0 | [11 empty] | West Baldwin Solar Station LLC | 100 | West Baldwin Solar Station LLC | 100 | Non-regulated
Mark One Power Station | 65372_G_CTG-1 | 65372 | G | CTG-1 |  | Combustion Turbine |  | ERC_REST | Texas | 48 | Brazoria | 39 | 48039 | 44.6 | 9905 | 2022 | 9999 |  |  | N | Natural Gas | [11 empty] | 0 |  | 0.011 | 0.011 | 0.011 | 0.011 | [11 empty] | ProEnergy Services | 100 | ProEnergy Services | 100 | Non-regulated
Mark One Power Station | 65372_G_CTG-2 | 65372 | G | CTG-2 |  | Combustion Turbine |  | ERC_REST | Texas | 48 | Brazoria | 39 | 48039 | 44.6 | 9905 | 2022 | 9999 |  |  | N | Natural Gas | [11 empty] | 0 |  | 0.011 | 0.011 | 0.011 | 0.011 | [11 empty] | ProEnergy Services | 100 | ProEnergy Services | 100 | Non-regulated
Mark One Power Station | 65372_G_CTG-3 | 65372 | G | CTG-3 |  | Combustion Turbine |  | ERC_REST | Texas | 48 | Brazoria | 39 | 48039 | 44.6 | 9905 | 2022 | 9999 |  |  | N | Natural Gas | [11 empty] | 0 |  | 0.011 | 0.011 | 0.011 | 0.011 | [11 empty] | ProEnergy Services | 100 | ProEnergy Services | 100 | Non-regulated
Mark One Power Station | 65372_G_CTG-4 | 65372 | G | CTG-4 |  | Combustion Turbine |  | ERC_REST | Texas | 48 | Brazoria | 39 | 48039 | 44.6 | 9905 | 2022 | 9999 |  |  | N | Natural Gas | [11 empty] | 0 |  | 0.011 | 0.011 | 0.011 | 0.011 | [11 empty] | ProEnergy Services | 100 | ProEnergy Services | 100 | Non-regulated
Mark One Power Station | 65372_G_CTG-5 | 65372 | G | CTG-5 |  | Combustion Turbine |  | ERC_REST | Texas | 48 | Brazoria | 39 | 48039 | 44.6 | 9905 | 2022 | 9999 |  |  | N | Natural Gas | [11 empty] | 0 |  | 0.011 | 0.011 | 0.011 | 0.011 | [11 empty] | ProEnergy Services | 100 | ProEnergy Services | 100 | Non-regulated
Mark One Power Station | 65372_G_CTG-6 | 65372 | G | CTG-6 |  | Combustion Turbine |  | ERC_REST | Texas | 48 | Brazoria | 39 | 48039 | 44.6 | 9905 | 2022 | 9999 |  |  | N | Natural Gas | [11 empty] | 0 |  | 0.011 | 0.011 | 0.011 | 0.011 | [11 empty] | ProEnergy Services | 100 | ProEnergy Services | 100 | Non-regulated
Brotman Power Station | 65373_G_CTG-1 | 65373 | G | CTG-1 |  | Combustion Turbine |  | ERC_REST | Texas | 48 | Brazoria | 39 | 48039 | 44.6 | 9905 | 2023 | 9999 |  |  | N | Natural Gas | [13 empty] | 0.011 | 0.011 | 0.011 | 0.011 | [11 empty] | ProEnergy Services | 100 | ProEnergy Services | 100 | Non-regulated
Brotman Power Station | 65373_G_CTG-2 | 65373 | G | CTG-2 |  | Combustion Turbine |  | ERC_REST | Texas | 48 | Brazoria | 39 | 48039 | 44.6 | 9905 | 2023 | 9999 |  |  | N | Natural Gas | [13 empty] | 0.011 | 0.011 | 0.011 | 0.011 | [11 empty] | ProEnergy Services | 100 | ProEnergy Services | 100 | Non-regulated
Brotman Power Station | 65373_G_CTG-3 | 65373 | G | CTG-3 |  | Combustion Turbine |  | ERC_REST | Texas | 48 | Brazoria | 39 | 48039 | 44.6 | 9905 | 2023 | 9999 |  |  | N | Natural Gas | [13 empty] | 0.011 | 0.011 | 0.011 | 0.011 | [11 empty] | ProEnergy Services | 100 | ProEnergy Services | 100 | Non-regulated
Brotman Power Station | 65373_G_CTG-4 | 65373 | G | CTG-4 |  | Combustion Turbine |  | ERC_REST | Texas | 48 | Brazoria | 39 | 48039 | 44.6 | 9905 | 2023 | 9999 |  |  | N | Natural Gas | [11 empty] | 0 |  | 0.011 | 0.011 | 0.011 | 0.011 | [11 empty] | ProEnergy Services | 100 | ProEnergy Services | 100 | Non-regulated
Brotman Power Station | 65373_G_CTG-5 | 65373 | G | CTG-5 |  | Combustion Turbine |  | ERC_REST | Texas | 48 | Brazoria | 39 | 48039 | 44.6 | 9905 | 2023 | 9999 |  |  | N | Natural Gas | [11 empty] | 0 |  | 0.011 | 0.011 | 0.011 | 0.011 | [11 empty] | ProEnergy Services | 100 | ProEnergy Services | 100 | Non-regulated
Brotman Power Station | 65373_G_CTG-6 | 65373 | G | CTG-6 |  | Combustion Turbine |  | ERC_REST | Texas | 48 | Brazoria | 39 | 48039 | 44.6 | 9905 | 2023 | 9999 |  |  | N | Natural Gas | [11 empty] | 0 |  | 0.011 | 0.011 | 0.011 | 0.011 | [11 empty] | ProEnergy Services | 100 | ProEnergy Services | 100 | Non-regulated
Fredonia | 65374_G_GEN1 | 65374 | G | GEN1 |  | Combustion Turbine | IC Engine | SPP_N | Kansas | 20 | Wilson | 205 | 20205 | 1.5 | 9905 | 2023 | 9999 |  |  | N | Distillate Fuel Oil | [11 empty] | 0 |  | 0.011 | 0.011 | 0.011 | 0.011 | [11 empty] | City of Fredonia - (KS) | 100 | City of Fredonia - (KS) | 100 | Regulated
Fredonia | 65374_G_GEN2 | 65374 | G | GEN2 |  | Combustion Turbine | IC Engine | SPP_N | Kansas | 20 | Wilson | 205 | 20205 | 1.5 | 9905 | 2023 | 9999 |  |  | N | Distillate Fuel Oil | [11 empty] | 0 |  | 0.011 | 0.011 | 0.011 | 0.011 | [11 empty] | City of Fredonia - (KS) | 100 | City of Fredonia - (KS) | 100 | Regulated
SR Snipesville II | 65376_G_SNIP2 | 65376 | G | SNIP2 |  | Solar PV |  | S_SOU | Georgia | 13 | Jeff Davis | 161 | 13161 | 107 | 0 | 2021 | 9999 |  |  | N | Solar | [11 empty] | 0 |  | 0 | 0 | 0 | 0 | [11 empty] | SR Snipesville II, LLC | 100 | SR Snipesville II, LLC | 100 | Non-regulated
OYA Robinson Road | 65378_G_NY002 | 65378 | G | NY002 |  | Solar PV |  | NY_Z_C&E | New York | 36 | Jefferson | 45 | 36045 | 5 | 0 | 2022 | 9999 |  |  | N | Solar | [11 empty] | 0 |  | 0 | 0 | 0 | 0 | [11 empty] | OYA Robinson Road, LLC | 100 | OYA Robinson Road, LLC | 100 | Non-regulated
OYA State Route 122 | 65379_G_NY001 | 65379 | G | NY001 |  | Solar PV |  | NY_Z_D | New York | 36 | Franklin | 33 | 36033 | 4.5 | 0 | 2021 | 9999 |  |  | N | Solar | [11 empty] | 0 |  | 0 | 0 | 0 | 0 | [11 empty] | OYA State Route 122, LLC | 100 | OYA State Route 122, LLC | 100 | Non-regulated
Fort Pierce Generating Facility | 65380_G_3 | 65380 | G | 3 |  | Combustion Turbine | IC Engine | WECC_UT | Utah | 49 | Washington | 53 | 49053 | 15 | 9905 | 2022 | 9999 |  |  | N | Natural Gas | [11 empty] | 0 |  | 0.011 | 0.011 | 0.011 | 0.011 | [11 empty] | Deseret Generation & Tran Coop | 100 | Deseret Generation & Tran Coop | 100 | Regulated
Allie L.L.C. | 65381_G_PAPE | 65381 | G | PAPE |  | Solar PV |  | MIS_MNWI | Minnesota | 27 | Renville | 129 | 27129 | 1 | 0 | 2022 | 9999 |  |  | N | Solar | [11 empty] | 0 |  | 0 | 0 | 0 | 0 | [11 empty] | Allie L.L.C. | 100 | Allie L.L.C. | 100 | Non-regulated
Lincoln WWTF Hybrid | 65382_G_ESS | 65382 | G | ESS |  | Energy Storage |  | WEC_CALN | California | 6 | Placer | 61 | 06061 | 1 | 0 | 2022 | 9999 |  |  | N | Energy Storage | [11 empty] | 0 |  | 0 | 0 | 0 | 0 | [11 empty] | ST TOTAL Strong Solar Statutory Trust | 100 | ST TOTAL Strong Solar Statutory Trust | 100 | Non-regulated
Lincoln WWTF Hybrid | 65382_G_PV | 65382 | G | PV |  | Solar PV |  | WEC_CALN | California | 6 | Placer | 61 | 06061 | 2.8 | 0 | 2021 | 9999 |  |  | N | Solar | [11 empty] | 0 |  | 0 | 0 | 0 | 0 | [11 empty] | ST TOTAL Strong Solar Statutory Trust | 100 | ST TOTAL Strong Solar Statutory Trust | 100 | Non-regulated
Bodega Avenue Solar LLC | 65383_G_003-A | 65383 | G | 003-A |  | Solar PV |  | WEC_CALN | California | 6 | Sonoma | 97 | 06097 | 1 | 0 | 2021 | 9999 |  |  | N | Solar | [11 empty] | 0 |  | 0 | 0 | 0 | 0 | [11 empty] | Bodega Avenue Solar LLC | 100 | Bodega Avenue Solar LLC | 100 | Non-regulated
Bodega Avenue Solar LLC | 65383_G_003-B | 65383 | G | 003-B |  | Solar PV |  | WEC_CALN | California | 6 | Sonoma | 97 | 06097 | 1 | 0 | 2021 | 9999 |  |  | N | Solar | [11 empty] | 0 |  | 0 | 0 | 0 | 0 | [11 empty] | Bodega Avenue Solar LLC | 100 | Bodega Avenue Solar LLC | 100 | Non-regulated
Rancho Cordova Medical Offices | 65384_G_7101 | 65384 | G | 7101 |  | Solar PV |  | WEC_BANC | California | 6 | Sacramento | 67 | 06067 | 1 | 0 | 2021 | 9999 |  |  | N | Solar | [11 empty] | 0 |  | 0 | 0 | 0 | 0 | [11 empty] | Citicorp North America Inc. | 99.99 | Citicorp North America Inc. | 99.99 | Non-regulated
Airport Road Solar (CSG) | 65385_G_AIRPT | 65385 | G | AIRPT |  | Solar PV |  | NY_Z_G-I | New York | 36 | Orange | 71 | 36071 | 3.4 | 0 | 2022 | 9999 |  |  | N | Solar | [11 empty] | 0 |  | 0 | 0 | 0 | 0 | [11 empty] | AR Solar, LLC | 100 | AR Solar, LLC | 100 | Non-regulated
Howard Lane Solar | 65386_G_HOWRD | 65386 | G | HOWRD |  | Solar PV |  | NENGREST | Rhode Island | 44 | Providence | 7 | 44007 | 3 | 0 | 2023 | 9999 |  |  | N | Solar | [11 empty] | 0 |  | 0 | 0 | 0 | 0 | [11 empty] | Howard Lane Solar, LLC | 100 | Howard Lane Solar, LLC | 100 | Non-regulated
Holland Solar Farm | 65387_G_HOLND | 65387 | G | HOLND |  | Solar PV |  | PJM_EMAC | New Jersey | 34 | Hunterdon | 19 | 34019 | 6.7 | 0 | 2022 | 9999 |  |  | N | Solar | [11 empty] | 0 |  | 0 | 0 | 0 | 0 | [11 empty] | NJR Clean Energy Ventures III Corporation | 100 | NJR Clean Energy Ventures III Corporation | 100 | Non-regulated
Skipjack Wind Farm Phase 2 | 65388_G_SJW02 | 65388 | G | SJW02 |  | Offshore Wind |  | PJM_EMAC | Maryland | 24 | Worcester | 47 | 24047 | 846 | 0 | 2026 | 9999 |  |  | N | Wind | [11 empty] | 0 |  | 0 | 0 | 0 | 0 | [11 empty] | Skipjack Offshore Energy, LLC | 100 | Skipjack Offshore Energy, LLC | 100 | Non-regulated
Midway Green Solar | 65389_G_MIDGS | 65389 | G | MIDGS |  | Solar PV |  | S_VACA | South Carolina | 45 | Union | 87 | 45087 | 9.8 | 0 | 2020 | 9999 |  |  | N | Solar | [11 empty] | 0 |  | 0 | 0 | 0 | 0 | [11 empty] | Midway Green Solar, LLC | 100 | Midway Green Solar, LLC | 100 | Non-regulated
Ledyard Windpower, LLC | 65390_G_LDYRD | 65390 | G | LDYRD |  | Onshore Wind |  | MIS_MIDA | Iowa | 19 | Kossuth | 109 | 19109 | 200 | 0 | 2022 | 9999 |  |  | N | Wind | [11 empty] | 0 |  | 0 | 0 | 0 | 0 | [11 empty] | Ledyard Windpower, LLC | 100 | Ledyard Windpower, LLC | 100 | Non-regulated
Beloit Solar LLC | 65391_G_BS1 | 65391 | G | BS1 |  | Solar PV |  | SPP_N | Kansas | 20 | Mitchell | 123 | 20123 | 2 | 0 | 2022 | 9999 |  |  | N | Solar | [11 empty] | 0 |  | 0 | 0 | 0 | 0 | [11 empty] | PPM Solar LLC | 100 | PPM Solar LLC | 100 | Non-regulated
Neal Energy Center Solar | 65393_G_NECS | 65393 | G | NECS |  | Solar PV |  | MIS_MIDA | Iowa | 19 | Woodbury | 193 | 19193 | 4 | 0 | 2022 | 9999 |  |  | N | Solar | [11 empty] | 0 |  | 0 | 0 | 0 | 0 | [11 empty] | MidAmerican Energy Co | 100 | MidAmerican Energy Co | 100 | Regulated
Ocean Wind II | 65394_G_OCWII | 65394 | G | OCWII |  | Offshore Wind |  | PJM_EMAC | New Jersey | 34 | Atlantic | 1 | 34001 | 1148 | 0 | 2029 | 9999 |  |  | N | Wind | [11 empty] | 0 |  | 0 | 0 | 0 | 0 | [11 empty] | Orsted North America Inc. | 100 | Orsted North America Inc. | 100 | Non-regulated
Hummingbird Energy Storage LLC | 65395_G_HUMB1 | 65395 | G | HUMB1 |  | Energy Storage |  | WEC_CALN | California | 6 | Santa Clara | 85 | 06085 | 75 | 0 | 2023 | 9999 |  |  | N | Energy Storage | [11 empty] | 0 |  | 0 | 0 | 0 | 0 | [11 empty] | Hummingbird Energy Storage, LLC | 100 | Hummingbird Energy Storage, LLC | 100 | Non-regulated
Black Walnut Energy Storage LLC | 65396_G_BW1 | 65396 | G | BW1 |  | Energy Storage |  | WECC_SCE | California | 6 | Ventura | 111 | 06111 | 15 | 0 | 2023 | 9999 |  |  | N | Energy Storage | [11 empty] | 0 |  | 0 | 0 | 0 | 0 | [11 empty] | Black Walnut Energy Storage LLC | 100 | Black Walnut Energy Storage LLC | 100 | Non-regulated
Santa Paula Energy Storage LLC | 65397_G_SP1 | 65397 | G | SP1 |  | Energy Storage |  | WECC_SCE | California | 6 | Ventura | 111 | 06111 | 30 | 0 | 2023 | 9999 |  |  | N | Energy Storage | [11 empty] | 0 |  | 0 | 0 | 0 | 0 | [11 empty] | Santa Paula Energy Storage, LLC | 100 | Santa Paula Energy Storage, LLC | 100 | Non-regulated
Homestead Energy Storage LLC | 65398_G_HMSD1 | 65398 | G | HMSD1 |  | Energy Storage |  | WEC_LADW | California | 6 | Los Angeles | 37 | 06037 | 14 | 0 | 2024 | 9999 |  |  | N | Energy Storage | [11 empty] | 0 |  | 0 | 0 | 0 | 0 | [11 empty] | Homestead Energy Storage, LLC | 100 | Homestead Energy Storage, LLC | 100 | Non-regulated
Mill Pond Hydro | 65399_G_U1 | 65399 | G | U1 |  | Hydro |  | NY_Z_F | New York | 36 | Greene | 39 | 36039 | 0.5 | 0 | 1994 | 9999 |  |  | N | Hydro | [11 empty] | 0 |  | 0 | 0 | 0 | 0 | [11 empty] | Rivers Electric, LLC | 100 | Rivers Electric, LLC | 100 | Non-regulated
Purdue CHP | 65400_G_PUCHP | 65400 | G | PUCHP |  | Combustion Turbine |  | MIS_INKY | Indiana | 18 | Tippecanoe | 157 | 18157 | 11.5 | 9905 | 2022 | 9999 |  |  | Y | Natural Gas | [11 empty] | 0 |  | 0.011 | 0.011 | 0.011 | 0.011 | [11 empty] | Duke Energy Indiana, LLC | 100 | Duke Energy Indiana, LLC | 100 | Regulated
Newton Solar BESS LLC | 65401_G_BA | 65401 | G | BA |  | Energy Storage |  | MIS_IL | Illinois | 17 | Jasper | 79 | 17079 | 7 | 0 | 2024 | 9999 |  |  | N | Energy Storage | [11 empty] | 0 |  | 0 | 0 | 0 | 0 | [11 empty] | Vistra Corp | 100 | Vistra Corp | 100 | Non-regulated
Newton Solar BESS LLC | 65401_G_PV | 65401 | G | PV |  | Solar PV |  | MIS_IL | Illinois | 17 | Jasper | 79 | 17079 | 52 | 0 | 2024 | 9999 |  |  | N | Solar | [11 empty] | 0 |  | 0 | 0 | 0 | 0 | [11 empty] | Vistra Corp | 100 | Vistra Corp | 100 | Non-regulated
Arche Energy Project, LLC | 65402_G_ARCHE | 65402 | G | ARCHE |  | Solar PV |  | PJM_ATSI | Ohio | 39 | Fulton | 51 | 39051 | 107 | 0 | 2023 | 9999 |  |  | N | Solar | [11 empty] | 0 |  | 0 | 0 | 0 | 0 | [11 empty] | AE Power Services LLC | 100 | AE Power Services LLC | 100 | Non-regulated
Boswell Wind | 65403_G_BOSWW | 65403 | G | BOSWW |  | Onshore Wind |  | WECC_WY | Wyoming | 56 | Albany | 1 | 56001 | 329.8 | 0 | 2024 | 9999 |  |  | N | Wind | [11 empty] | 0 |  | 0 | 0 | 0 | 0 | [11 empty] | Boswell Wind, LLC | 100 | Boswell Wind, LLC | 100 | Non-regulated
Antioch Central Utility Plant | 65404_G_5702 | 65404 | G | 5702 |  | Solar PV |  | WEC_CALN | California | 6 | Contra Costa | 13 | 06013 | 1 | 0 | 2020 | 9999 |  |  | N | Solar | [11 empty] | 0 |  | 0 | 0 | 0 | 0 | [11 empty] | Antioch Medical Center (site#6) Solar LLC | 100 | Antioch Medical Center (site#6) Solar LLC | 100
Flint Hills Resources Pine Bend, LLC | 65405_G_CTG | 65405 | G | CTG |  | Combined Cycle |  | MIS_MNWI | Minnesota | 27 | Dakota | 37 | 27037 | 39.6 | 8762 | 2019 | 9999 |  |  | Y | Natural Gas | [11 empty] | 0 |  | 0.04768 | 0.04768 | 0.04768 | 0.04768 | [11 empty] | Flint Hills Resources Pine Bend, LLC | 100 | Flint Hills Resources Pine Bend, LLC | 100 | Non-regulated
Flint Hills Resources Pine Bend, LLC | 65405_G_SOLAR | 65405 | G | SOLAR |  | Solar PV |  | MIS_MNWI | Minnesota | 27 | Dakota | 37 | 27037 | 45 | 0 | 2023 | 9999 |  |  | N | Solar | [11 empty] | 0 |  | 0 | 0 | 0 | 0 | [11 empty] | Flint Hills Resources Pine Bend, LLC | 100 | Flint Hills Resources Pine Bend, LLC | 100 | Non-regulated
Flint Hills Resources Pine Bend, LLC | 65405_G_STG | 65405 | G | STG |  | Combined Cycle |  | MIS_MNWI | Minnesota | 27 | Dakota | 37 | 27037 | 10.3 | 8762 | 2019 | 9999 |  |  | Y | Natural Gas | [11 empty] | 0 |  | 0.04768 | 0.04768 | 0.04768 | 0.04768 | [11 empty] | Flint Hills Resources Pine Bend, LLC | 100 | Flint Hills Resources Pine Bend, LLC | 100 | Non-regulated
LGE-KU Solar Share Facility Simpsonville | 65406_G_SSP | 65406 | G | SSP |  | Solar PV |  | S_C_KY | Kentucky | 21 | Shelby | 211 | 21211 | 1.7 | 0 | 2019 | 9999 |  |  | N | Solar | [11 empty] | 0 |  | 0 | 0 | 0 | 0 | [11 empty] | Kentucky Utilities Co | 56 | Kentucky Utilities Co | 56 | Regulated
Beartooth Energy Storage LLC | 65407_G_BEAR1 | 65407 | G | BEAR1 |  | Energy Storage |  | WECC_MT | Montana | 30 | Yellowstone | 111 | 30111 | 50 | 0 | 2024 | 9999 |  |  | N | Energy Storage | [11 empty] | 0 |  | 0 | 0 | 0 | 0 | [11 empty] | Beartooth Energy Storage, LLC | 100 | Beartooth Energy Storage, LLC | 100 | Non-regulated
Gilead Oceanside Solar Project | 65408_G_GOSSB | 65408 | G | GOSSB |  | Energy Storage |  | WEC_SDGE | California | 6 | San Diego | 73 | 06073 | 0.7 | 0 | 2021 | 9999 |  |  | N | Energy Storage | [11 empty] | 0 |  | 0 | 0 | 0 | 0 | [11 empty] | Gilead Sciences Inc. | 100 | Gilead Sciences Inc. | 100 | Non-regulated
Gilead Oceanside Solar Project | 65408_G_GOSSP | 65408 | G | GOSSP |  | Solar PV |  | WEC_SDGE | California | 6 | San Diego | 73 | 06073 | 1.4 | 0 | 2021 | 9999 |  |  | N | Solar | [11 empty] | 0 |  | 0 | 0 | 0 | 0 | [11 empty] | Gilead Sciences Inc. | 100 | Gilead Sciences Inc. | 100 | Non-regulated
Gilead Foster City Solar Project | 65409_G_GFCS1 | 65409 | G | GFCS1 |  | Solar PV |  | WEC_CALN | California | 6 | San Mateo | 81 | 06081 | 0.9 | 0 | 2021 | 9999 |  |  | N | Solar | [11 empty] | 0 |  | 0 | 0 | 0 | 0 | [11 empty] | Gilead Sciences Inc. Foster City | 100 | Gilead Sciences Inc. Foster City | 100 | Non-regulated
Gilead Foster City Solar Project | 65409_G_GFCS2 | 65409 | G | GFCS2 |  | Solar PV |  | WEC_CALN | California | 6 | San Mateo | 81 | 06081 | 0.1 | 0 | 2021 | 9999 |  |  | N | Solar | [11 empty] | 0 |  | 0 | 0 | 0 | 0 | [11 empty] | Gilead Sciences Inc. Foster City | 100 | Gilead Sciences Inc. Foster City | 100 | Non-regulated
Gilead Foster City Solar Project | 65409_G_GFCSB | 65409 | G | GFCSB |  | Energy Storage |  | WEC_CALN | California | 6 | San Mateo | 81 | 06081 | 0.5 | 0 | 2021 | 9999 |  |  | N | Energy Storage | [11 empty] | 0 |  | 0 | 0 | 0 | 0 | [11 empty] | Gilead Sciences Inc. Foster City | 100 | Gilead Sciences Inc. Foster City | 100 | Non-regulated
Cunningham Storage | 65410_G_SPUT | 65410 | G | SPUT |  | Energy Storage |  | ERC_REST | Texas | 48 | Hunt | 231 | 48231 | 190 | 0 | 2023 | 9999 |  |  | N | Energy Storage | [11 empty] | 0 |  | 0 | 0 | 0 | 0 | [11 empty] | Acciona Energy USA Global, LLC | 100 | Acciona Energy USA Global, LLC | 100 | Non-regulated
Airport 009239 SCS Lexington, LLC | 65411_G_20215 | 65411 | G | 20215 |  | Solar PV |  | SPP_NEBR | Nebraska | 31 | Dawson | 47 | 31047 | 1 | 0 | 2021 | 9999 |  |  | N | Solar | [11 empty] | 0 |  | 0 | 0 | 0 | 0 | [11 empty] | Sol Systems | 100 | Sol Systems | 100 | Non-regulated
Northern Cardinal Solar SCS IL 1, LLC | 65412_G_20213 | 65412 | G | 20213 |  | Solar PV |  | MIS_IL | Illinois | 17 | Champaign | 19 | 17019 | 10 | 0 | 2021 | 9999 |  |  | N | Solar | [11 empty] | 0 |  | 0 | 0 | 0 | 0 | [11 empty] | Sol Systems | 100 | Sol Systems | 100 | Non-regulated
SCS West Fairchild 011958 Danville, LLC | 65413_G_20217 | 65413 | G | 20217 |  | Solar PV |  | MIS_IL | Illinois | 17 | Vermilion | 183 | 17183 | 1.6 | 0 | 2021 | 9999 |  |  | N | Solar | [11 empty] | 0 |  | 0 | 0 | 0 | 0 | [11 empty] | Sol Systems | 100 | Sol Systems | 100 | Non-regulated
SCS Plainfield 011755 Naperville, LLC | 65414_G_20212 | 65414 | G | 20212 |  | Solar PV |  | PJM_COMD | Illinois | 17 | DuPage | 43 | 17043 | 1 | 0 | 2021 | 9999 |  |  | N | Solar | [11 empty] | 0 |  | 0 | 0 | 0 | 0 | [11 empty] | Sol Systems | 100 | Sol Systems | 100 | Non-regulated
SCS Galena 012589 Peoria, LLC | 65415_G_20218 | 65415 | G | 20218 |  | Solar PV |  | MIS_IL | Illinois | 17 | Peoria | 143 | 17143 | 2 | 0 | 2021 | 9999 |  |  | N | Solar | [11 empty] | 0 |  | 0 | 0 | 0 | 0 | [11 empty] | Sol Systems | 100 | Sol Systems | 100 | Non-regulated
Monroe 009452 SCS Cozad, LLC | 65416_G_20214 | 65416 | G | 20214 |  | Solar PV |  | SPP_NEBR | Nebraska | 31 | Dawson | 47 | 31047 | 2 | 0 | 2021 | 9999 |  |  | N | Solar | [11 empty] | 0 |  | 0 | 0 | 0 | 0 | [11 empty] | Sol Systems | 100 | Sol Systems | 100 | Non-regulated
SCS COUNTY 012631 Champaign, LLC | 65417_G_20216 | 65417 | G | 20216 |  | Solar PV |  | MIS_IL | Illinois | 17 | Champaign | 19 | 17019 | 2 | 0 | 2021 | 9999 |  |  | N | Solar | [11 empty] | 0 |  | 0 | 0 | 0 | 0 | [11 empty] | Sol Systems | 100 | Sol Systems | 100 | Non-regulated
SCS Randolph 012175 Somerset, LLC | 65418_G_20211 | 65418 | G | 20211 |  | Solar PV |  | PJM_EMAC | New Jersey | 34 | Somerset | 35 | 34035 | 2.3 | 0 | 2021 | 9999 |  |  | N | Solar | [11 empty] | 0 |  | 0 | 0 | 0 | 0 | [11 empty] | Sol Systems | 100 | Sol Systems | 100 | Non-regulated
Bluefield Preserve Solar | 65420_G_1 | 65420 | G | 1 |  | Solar PV |  | FRCC | Florida | 12 | St Lucie | 111 | 12111 | 74.5 | 0 | 2023 | 9999 |  |  | N | Solar | [11 empty] | 0 |  | 0 | 0 | 0 | 0 | [11 empty] | Florida Power & Light Co | 100 | Florida Power & Light Co | 100 | Regulated
Chautauqua Solar Energy Center | 65421_G_1 | 65421 | G | 1 |  | Solar PV |  | S_SOU | Florida | 12 | Walton | 131 | 12131 | 74.5 | 0 | 2023 | 9999 |  |  | N | Solar | [11 empty] | 0 |  | 0 | 0 | 0 | 0 | [11 empty] | Florida Power & Light Co | 100 | Florida Power & Light Co | 100 | Regulated
FPL Chipola River Solar Energy Center | 65422_G_1 | 65422 | G | 1 |  | Solar PV |  | S_SOU | Florida | 12 | Calhoun | 13 | 12013 | 74.5 | 0 | 2023 | 9999 |  |  | N | Solar | [11 empty] | 0 |  | 0 | 0 | 0 | 0 | [11 empty] | Florida Power & Light Co | 100 | Florida Power & Light Co | 100 | Regulated
Everglades Solar Energy Center | 65423_G_1 | 65423 | G | 1 |  | Solar PV |  | FRCC | Florida | 12 | Miami Dade | 86 | 12086 | 74.5 | 0 | 2023 | 9999 |  |  | N | Solar | [11 empty] | 0 |  | 0 | 0 | 0 | 0 | [11 empty] | Florida Power & Light Co | 100 | Florida Power & Light Co | 100 | Regulated
First City Solar Energy Center | 65424_G_1 | 65424 | G | 1 |  | Solar PV |  | S_SOU | Florida | 12 | Escambia | 33 | 12033 | 74.5 | 0 | 2023 | 9999 |  |  | N | Solar | [11 empty] | 0 |  | 0 | 0 | 0 | 0 | [11 empty] | Florida Power & Light Co | 100 | Florida Power & Light Co | 100 | Regulated
Kingwood Solar | 65425_G_KWOOD | 65425 | G | KWOOD |  | Solar PV |  | PJM_West | Ohio | 39 | Greene | 57 | 39057 | 175 | 0 | 2024 | 9999 |  |  | N | Solar | [11 empty] | 0 |  | 0 | 0 | 0 | 0 | [11 empty] | Vesper Energy Development LLC | 100 | Vesper Energy Development LLC | 100 | Non-regulated
Perendale Holdings, LLC | 65426_G_GEN1 | 65426 | G | GEN1 |  | Solar PV |  | S_VACA | North Carolina | 37 | Davie | 59 | 37059 | 7.5 | 0 | 2023 | 9999 |  |  | N | Solar | [11 empty] | 0 |  | 0 | 0 | 0 | 0 | [11 empty] | Perendale Holdings, LLC | 100 | Perendale Holdings, LLC | 100 | Non-regulated
FPL Flowers Creek Solar Energy Center | 65427_G_1 | 65427 | G | 1 |  | Solar PV |  | S_SOU | Florida | 12 | Calhoun | 13 | 12013 | 74.5 | 0 | 2023 | 9999 |  |  | N | Solar | [11 empty] | 0 |  | 0 | 0 | 0 | 0 | [11 empty] | Florida Power & Light Co | 100 | Florida Power & Light Co | 100 | Regulated
Pink Trial Solar Energy Center | 65428_G_1 | 65428 | G | 1 |  | Solar PV |  | FRCC | Florida | 12 | St Lucie | 111 | 12111 | 74.5 | 0 | 2023 | 9999 |  |  | N | Solar | [11 empty] | 0 |  | 0 | 0 | 0 | 0 | [11 empty] | Florida Power & Light Co | 100 | Florida Power & Light Co | 100 | Regulated
FPL Shirer Branch Solar Energy Center | 65429_G_1 | 65429 | G | 1 |  | Solar PV |  | S_SOU | Florida | 12 | Calhoun | 13 | 12013 | 74.5 | 0 | 2023 | 9999 |  |  | N | Solar | [11 empty] | 0 |  | 0 | 0 | 0 | 0 | [11 empty] | Florida Power & Light Co | 100 | Florida Power & Light Co | 100 | Regulated
Dam No. 4 Hydro Station | 6543_G_1 | 6543 | G | 1 |  | Hydro |  | PJM_AP | West Virginia | 54 | Jefferson | 37 | 54037 | 0.5 | 0 | 1909 | 9999 |  |  | N | Hydro | [13 empty] | 0 | 0 | 0 | 0 | [11 empty] | PE Hydro Generation LLC | 100 | Ontario Power Generation Inc | 100 | Non-regulated
Dam No. 4 Hydro Station | 6543_G_2 | 6543 | G | 2 |  | Hydro |  | PJM_AP | West Virginia | 54 | Jefferson | 37 | 54037 | 0.5 | 0 | 1909 | 9999 |  |  | N | Hydro | [13 empty] | 0 | 0 | 0 | 0 | [11 empty] | PE Hydro Generation LLC | 100 | Ontario Power Generation Inc | 100 | Non-regulated
Dam No. 4 Hydro Station | 6543_G_3 | 6543 | G | 3 |  | Hydro |  | PJM_AP | West Virginia | 54 | Jefferson | 37 | 54037 | 0.9 | 0 | 1991 | 9999 |  |  | N | Hydro | [13 empty] | 0 | 0 | 0 | 0 | [11 empty] | PE Hydro Generation LLC | 100 | Ontario Power Generation Inc | 100 | Non-regulated
Wild Azalea Solar Energy Center | 65430_G_1 | 65430 | G | 1 |  | Solar PV |  | FRCC | Florida | 12 | Gadsden | 39 | 12039 | 74.5 | 0 | 2023 | 9999 |  |  | N | Solar | [11 empty] | 0 |  | 0 | 0 | 0 | 0 | [11 empty] | Florida Power & Light Co | 100 | Florida Power & Light Co | 100 | Regulated
Anhinga Solar Energy Center | 65431_G_1 | 65431 | G | 1 |  | Solar PV |  | FRCC | Florida | 12 | Clay | 19 | 12019 | 74.5 | 0 | 2023 | 9999 |  |  | N | Solar | [11 empty] | 0 |  | 0 | 0 | 0 | 0 | [11 empty] | Florida Power & Light Co | 100 | Florida Power & Light Co | 100 | Regulated
Apalachee | 65432_G_1 | 65432 | G | 1 |  | Solar PV |  | S_SOU | Florida | 12 | Jackson | 63 | 12063 | 74.5 | 0 | 2023 | 9999 |  |  | N | Solar | [11 empty] | 0 |  | 0 | 0 | 0 | 0 | [11 empty] | Florida Power & Light Co | 100 | Florida Power & Light Co | 100 | Regulated
Blackwater River Solar Energy Center | 65433_G_1 | 65433 | G | 1 |  | Solar PV |  | S_SOU | Florida | 12 | Santa Rosa | 113 | 12113 | 74.5 | 0 | 2023 | 9999 |  |  | N | Solar | [11 empty] | 0 |  | 0 | 0 | 0 | 0 | [11 empty] | Florida Power & Light Co | 100 | Florida Power & Light Co | 100 | Regulated
OYA Wayside Drive | 65434_G_NY003 | 65434 | G | NY003 |  | Solar PV |  | NY_Z_C&E | New York | 36 | Jefferson | 45 | 36045 | 5 | 0 | 2022 | 9999 |  |  | N | Solar | [11 empty] | 0 |  | 0 | 0 | 0 | 0 | [11 empty] | OYA Wayside Drive LLC | 100 | OYA Wayside Drive LLC | 100 | Non-regulated
OYA Pulaski | 65435_G_NY004 | 65435 | G | NY004 |  | Solar PV |  | NY_Z_C&E | New York | 36 | Oswego | 75 | 36075 | 3.5 | 0 | 2022 | 9999 |  |  | N | Solar | [11 empty] | 0 |  | 0 | 0 | 0 | 0 | [11 empty] | OYA Pulaski LLC | 100 | OYA Pulaski LLC | 100 | Non-regulated
OYA Main Street | 65436_G_NY006 | 65436 | G | NY006 |  | Solar PV |  | NY_Z_B | New York | 36 | Livingston | 51 | 36051 | 5 | 0 | 2022 | 9999 |  |  | N | Solar | [11 empty] | 0 |  | 0 | 0 | 0 | 0 | [11 empty] | OYA Main Street LLC | 100 | OYA Main Street LLC | 100 | Non-regulated
Wolf Pit Branch Solar, LLC | 65437_G_PGB38 | 65437 | G | PGB38 |  | Energy Storage |  | S_VACA | South Carolina | 45 | Lexington | 63 | 45063 | 15.5 | 0 | 2023 | 9999 |  |  | N | Energy Storage | [11 empty] | 0 |  | 0 | 0 | 0 | 0 | [11 empty] | Wolf Pit Branch Solar, LLC | 100 | Wolf Pit Branch Solar, LLC | 100 | Non-regulated
Wolf Pit Branch Solar, LLC | 65437_G_PGR38 | 65437 | G | PGR38 |  | Solar PV |  | S_VACA | South Carolina | 45 | Lexington | 63 | 45063 | 62 | 0 | 2023 | 9999 |  |  | N | Solar | [11 empty] | 0 |  | 0 | 0 | 0 | 0 | [11 empty] | Wolf Pit Branch Solar, LLC | 100 | Wolf Pit Branch Solar, LLC | 100 | Non-regulated
FPL Cavendish Solar Energy Center | 65438_G_1 | 65438 | G | 1 |  | Solar PV |  | FRCC | Florida | 12 | Okeechobee | 93 | 12093 | 74.5 | 0 | 2023 | 9999 |  |  | N | Solar | [11 empty] | 0 |  | 0 | 0 | 0 | 0 | [11 empty] | Florida Power & Light Co | 100 | Florida Power & Light Co | 100 | Regulated
USS Franklin Solar LLC | 65439_G_USSFS | 65439 | G | USSFS |  | Solar PV |  | MIS_MNWI | Minnesota | 27 | Renville | 129 | 27129 | 1 | 0 | 2023 | 9999 |  |  | N | Solar | [11 empty] | 0 |  | 0 | 0 | 0 | 0 | [11 empty] | USS Franklin Solar LLC | 100 | USS Franklin Solar LLC | 100 | Non-regulated
Dam No. 5 Hydro Station | 6544_G_1 | 6544 | G | 1 |  | Hydro |  | PJM_AP | West Virginia | 54 | Berkeley | 3 | 54003 | 0.5 | 0 | 1919 | 9999 |  |  | N | Hydro | [13 empty] | 0 | 0 | 0 | 0 | [11 empty] | PE Hydro Generation LLC | 100 | Ontario Power Generation Inc | 100 | Non-regulated
Dam No. 5 Hydro Station | 6544_G_2 | 6544 | G | 2 |  | Hydro |  | PJM_AP | West Virginia | 54 | Berkeley | 3 | 54003 | 0.5 | 0 | 1919 | 9999 |  |  | N | Hydro | [13 empty] | 0 | 0 | 0 | 0 | [11 empty] | PE Hydro Generation LLC | 100 | Ontario Power Generation Inc | 100 | Non-regulated
USS Catfish Solar LLC | 65440_G_USSCF | 65440 | G | USSCF |  | Solar PV |  | MIS_MNWI | Minnesota | 27 | Renville | 129 | 27129 | 1 | 0 | 2023 | 9999 |  |  | N | Solar | [11 empty] | 0 |  | 0 | 0 | 0 | 0 | [11 empty] | USS Catfish Solar LLC | 100 | USS Catfish Solar LLC | 100 | Non-regulated
USS Itasca Clean Energy Solar LLC | 65441_G_ITCBT | 65441 | G | ITCBT |  | Energy Storage |  | MIS_MNWI | Minnesota | 27 | Itasca | 61 | 27061 | 1 | 0 | 2022 | 9999 |  |  | N | Energy Storage | [11 empty] | 0 |  | 0 | 0 | 0 | 0 | [11 empty] | USS Itasca Clean Energy Solar LLC | 100 | USS Itasca Clean Energy Solar LLC | 100 | Non-regulated
USS Itasca Clean Energy Solar LLC | 65441_G_USSTC | 65441 | G | USSTC |  | Solar PV |  | MIS_MNWI | Minnesota | 27 | Itasca | 61 | 27061 | 1 | 0 | 2022 | 9999 |  |  | N | Solar | [11 empty] | 0 |  | 0 | 0 | 0 | 0 | [11 empty] | USS Itasca Clean Energy Solar LLC | 100 | USS Itasca Clean Energy Solar LLC | 100 | Non-regulated
USS Mesa Solar LLC | 65442_G_USSMS | 65442 | G | USSMS |  | Solar PV |  | MIS_MNWI | Minnesota | 27 | Renville | 129 | 27129 | 1 | 0 | 2023 | 9999 |  |  | N | Solar | [11 empty] | 0 |  | 0 | 0 | 0 | 0 | [11 empty] | USS Mesa Solar LLC | 100 | USS Mesa Solar LLC | 100 | Non-regulated
USS Wells Creek Solar LLC | 65443_G_USSWC | 65443 | G | USSWC |  | Solar PV |  | MIS_MNWI | Minnesota | 27 | Goodhue | 49 | 27049 | 1 | 0 | 2023 | 9999 |  |  | N | Solar | [11 empty] | 0 |  | 0 | 0 | 0 | 0 | [11 empty] | USS Wells Creek Solar LLC | 100 | USS Wells Creek Solar LLC | 100 | Non-regulated
USS Verbena Solar LLC | 65444_G_USSVS | 65444 | G | USSVS |  | Solar PV |  | MIS_MNWI | Minnesota | 27 | McLeod | 85 | 27085 | 1 | 0 | 2022 | 9999 |  |  | N | Solar | [11 empty] | 0 |  | 0 | 0 | 0 | 0 | [11 empty] | USS Verbena Solar LLC | 100 | USS Verbena Solar LLC | 100 | Non-regulated
Ridgely Energy Farm | 65445_G_RBESS | 65445 | G | RBESS |  | Energy Storage |  | S_C_TVA | Tennessee | 47 | Lake | 95 | 47095 | 50 | 0 | 2024 | 9999 |  |  | N | Energy Storage | [11 empty] | 0 |  | 0 | 0 | 0 | 0 | [11 empty] | Leeward Asset Management, LLC | 100 | Leeward Asset Management, LLC | 100 | Non-regulated
Ridgely Energy Farm | 65445_G_RIGPV | 65445 | G | RIGPV |  | Solar PV |  | S_C_TVA | Tennessee | 47 | Lake | 95 | 47095 | 254 | 0 | 2024 | 9999 |  |  | N | Solar | [11 empty] | 0 |  | 0 | 0 | 0 | 0 | [11 empty] | Leeward Asset Management, LLC | 100 | Leeward Asset Management, LLC | 100 | Non-regulated
CA-Ventura Co CCD-Oxnard College Canopy | 65447_G_19032 | 65447 | G | 19032 |  | Solar PV |  | WECC_SCE | California | 6 | Ventura | 111 | 06111 | 1.5 | 0 | 2023 | 9999 |  |  | N | Solar | [11 empty] | 0 |  | 0 | 0 | 0 | 0 | [11 empty] | Forefront Power, LLC | 100 | Forefront Power, LLC | 100 | Non-regulated
SolarClub 10 LLC | 65448_G_SC 10 | 65448 | G | SC 10 |  | Solar PV |  | MIS_MNWI | Minnesota | 27 | Wright | 171 | 27171 | 1 | 0 | 2020 | 9999 |  |  | N | Solar | [11 empty] | 0 |  | 0 | 0 | 0 | 0 | [11 empty] | Nautilus Solar Solutions | 100 | Nautilus Solar Solutions | 100 | Non-regulated
SolarClub 15 LLC | 65449_G_SC 15 | 65449 | G | SC 15 |  | Solar PV |  | MIS_MNWI | Minnesota | 27 | Sherburne | 141 | 27141 | 1 | 0 | 2020 | 9999 |  |  | N | Solar | [11 empty] | 0 |  | 0 | 0 | 0 | 0 | [11 empty] | Nautilus Solar Solutions | 100 | Nautilus Solar Solutions | 100 | Non-regulated
NY - PANYNJ - LaGuardia - Rooftop | 65450_G_18002 | 65450 | G | 18002 |  | Solar PV |  | NY_Z_J | New York | 36 | Queens | 81 | 36081 | 1 | 0 | 2022 | 9999 |  |  | N | Solar | [11 empty] | 0 |  | 0 | 0 | 0 | 0 | [11 empty] | Forefront Power, LLC | 100 | Forefront Power, LLC | 100 | Non-regulated
SolarClub 20 LLC | 65451_G_SC 20 | 65451 | G | SC 20 |  | Solar PV |  | MIS_MNWI | Minnesota | 27 | Wabasha | 157 | 27157 | 1 | 0 | 2020 | 9999 |  |  | N | Solar | [11 empty] | 0 |  | 0 | 0 | 0 | 0 | [11 empty] | Nautilus Solar Solutions | 100 | Nautilus Solar Solutions | 100 | Non-regulated
SolarClub 23 LLC | 65452_G_SC 23 | 65452 | G | SC 23 |  | Solar PV |  | MIS_MNWI | Minnesota | 27 | Houston | 55 | 27055 | 1 | 0 | 2020 | 9999 |  |  | N | Solar | [11 empty] | 0 |  | 0 | 0 | 0 | 0 | [11 empty] | Nautilus Solar Solutions | 100 | Nautilus Solar Solutions | 100 | Non-regulated
SolarClub 28 LLC | 65453_G_SC 28 | 65453 | G | SC 28 |  | Solar PV |  | MIS_MNWI | Minnesota | 27 | Blue Earth | 13 | 27013 | 1 | 0 | 2020 | 9999 |  |  | N | Solar | [11 empty] | 0 |  | 0 | 0 | 0 | 0 | [11 empty] | Nautilus Solar Solutions | 100 | Nautilus Solar Solutions | 100 | Non-regulated
SolarClub 35 LLC | 65455_G_SC 35 | 65455 | G | SC 35 |  | Solar PV |  | MIS_MNWI | Minnesota | 27 | Blue Earth | 13 | 27013 | 1 | 0 | 2020 | 9999 |  |  | N | Solar | [11 empty] | 0 |  | 0 | 0 | 0 | 0 | [11 empty] | Nautilus Solar Solutions | 100 | Nautilus Solar Solutions | 100 | Non-regulated
Separator (Etiwanda) BESS | 65456_G_SEPAR | 65456 | G | SEPAR |  | Energy Storage |  | WEC_LADW | California | 6 | Los Angeles | 37 | 06037 | 112.5 | 0 | 2023 | 9999 |  |  | N | Energy Storage | [11 empty] | 0 |  | 0 | 0 | 0 | 0 | [11 empty] | Southern California Edison Co | 100 | Southern California Edison Co | 100 | Regulated
Cathode (Hinson) BESS | 65457_G_CATH1 | 65457 | G | CATH1 |  | Energy Storage |  | WECC_SCE | California | 6 | Ventura | 111 | 06111 | 100 | 0 | 2023 | 9999 |  |  | N | Energy Storage | [11 empty] | 0 |  | 0 | 0 | 0 | 0 | [11 empty] | Southern California Edison Co | 100 | Southern California Edison Co | 100 | Regulated
Cathode (Hinson) BESS | 65457_G_CATH2 | 65457 | G | CATH2 |  | Energy Storage |  | WECC_SCE | California | 6 | Ventura | 111 | 06111 | 100 | 0 | 2023 | 9999 |  |  | N | Energy Storage | [11 empty] | 0 |  | 0 | 0 | 0 | 0 | [11 empty] | Southern California Edison Co | 100 | Southern California Edison Co | 100 | Regulated
Anode (Springville) BESS | 65458_G_ANOD1 | 65458 | G | ANOD1 |  | Energy Storage |  | WECC_SCE | California | 6 | Tulare | 107 | 06107 | 112.5 | 0 | 2023 | 9999 |  |  | N | Energy Storage | [11 empty] | 0 |  | 0 | 0 | 0 | 0 | [11 empty] | Southern California Edison Co | 100 | Southern California Edison Co | 100 | Regulated
Anode (Springville) BESS | 65458_G_ANOD2 | 65458 | G | ANOD2 |  | Energy Storage |  | WECC_SCE | California | 6 | Tulare | 107 | 06107 | 112.5 | 0 | 2023 | 9999 |  |  | N | Energy Storage | [11 empty] | 0 |  | 0 | 0 | 0 | 0 | [11 empty] | Southern California Edison Co | 100 | Southern California Edison Co | 100 | Regulated
OYA Church Road | 65459_G_NY005 | 65459 | G | NY005 |  | Solar PV |  | NY_Z_C&E | New York | 36 | Onondaga | 67 | 36067 | 5 | 0 | 2022 | 9999 |  |  | N | Solar | [11 empty] | 0 |  | 0 | 0 | 0 | 0 | [11 empty] | OYA Church Road A LLC | 100 | OYA Church Road A LLC | 100 | Non-regulated
Millville Hydro Station | 6546_G_1 | 6546 | G | 1 |  | Hydro |  | PJM_AP | West Virginia | 54 | Jefferson | 37 | 54037 | 0.6 | 0 | 1913 | 9999 |  |  | N | Hydro | [13 empty] | 0 | 0 | 0 | 0 | [11 empty] | All Dams Generation LLC | 100 | Ontario Power Generation Inc | 100 | Non-regulated
Millville Hydro Station | 6546_G_2 | 6546 | G | 2 |  | Hydro |  | PJM_AP | West Virginia | 54 | Jefferson | 37 | 54037 | 0.8 | 0 | 1939 | 9999 |  |  | N | Hydro | [13 empty] | 0 | 0 | 0 | 0 | [11 empty] | All Dams Generation LLC | 100 | Ontario Power Generation Inc | 100 | Non-regulated
Millville Hydro Station | 6546_G_3 | 6546 | G | 3 |  | Hydro |  | PJM_AP | West Virginia | 54 | Jefferson | 37 | 54037 | 1 | 0 | 1938 | 9999 |  |  | N | Hydro | [13 empty] | 0 | 0 | 0 | 0 | [11 empty] | All Dams Generation LLC | 100 | Ontario Power Generation Inc | 100 | Non-regulated
Hartland Solar | 65460_G_HART1 | 65460 | G | HART1 |  | Solar PV |  | NENG_ME | Maine | 23 | Somerset | 25 | 23025 | 4 | 0 | 2021 | 9999 |  |  | N | Solar | [11 empty] | 0 |  | 0 | 0 | 0 | 0 | [11 empty] | Madison Energy Holdings LLC | 100 | Madison Energy Holdings LLC | 100 | Non-regulated
Unity Solar | 65461_G_UNITY | 65461 | G | UNITY |  | Solar PV |  | NENG_ME | Maine | 23 | Waldo | 27 | 23027 | 5 | 0 | 2021 | 9999 |  |  | N | Solar | [11 empty] | 0 |  | 0 | 0 | 0 | 0 | [11 empty] | Madison Energy Holdings LLC | 100 | Madison Energy Holdings LLC | 100 | Non-regulated
Axton Solar | 65462_G_AXTON | 65462 | G | AXTON |  | Solar PV |  | PJM_West | Virginia | 51 | Henry | 89 | 51089 | 200 | 0 | 2024 | 9999 |  |  | N | Solar | [11 empty] | 0 |  | 0 | 0 | 0 | 0 | [11 empty] | Vesper Energy Development LLC | 100 | Vesper Energy Development LLC | 100 | Non-regulated
Hornet Solar (TX) | 65463_G_HRNET | 65463 | G | HRNET |  | Solar PV |  | ERC_PHDL | Texas | 48 | Swisher | 437 | 48437 | 500 | 0 | 2024 | 9999 |  |  | N | Solar | [11 empty] | 0 |  | 0 | 0 | 0 | 0 | [11 empty] | Vesper Energy Development LLC | 100 | Vesper Energy Development LLC | 100 | Non-regulated
Laredo Detention Facility - Solar 2, 3 | 65464_G_LDF2 | 65464 | G | LDF2 |  | Solar PV |  | WECC_SCE | California | 6 | Kern | 29 | 06029 | 3 | 0 | 2021 | 9999 |  |  | N | Solar | [11 empty] | 0 |  | 0 | 0 | 0 | 0 | [11 empty] | County of Kern | 100 | County of Kern | 100 | Regulated
Laredo Detention Facility - Solar 2, 3 | 65464_G_LDF3 | 65464 | G | LDF3 |  | Solar PV |  | WECC_SCE | California | 6 | Kern | 29 | 06029 | 2.1 | 0 | 2021 | 9999 |  |  | N | Solar | [11 empty] | 0 |  | 0 | 0 | 0 | 0 | [11 empty] | County of Kern | 100 | County of Kern | 100 | Regulated
Cinnaminson Landfill Solar | 65465_G_CINN | 65465 | G | CINN |  | Solar PV |  | PJM_EMAC | New Jersey | 34 | Burlington | 5 | 34005 | 10 | 0 | 2019 | 9999 |  |  | N | Solar | [11 empty] | 0 |  | 0 | 0 | 0 | 0 | [11 empty] | Public Service Elec & Gas Co | 100 | Public Service Elec & Gas Co | 100 | Regulated
Kinsley II Landfill Solar System | 65466_G_KINS2 | 65466 | G | KINS2 |  | Solar PV |  | PJM_EMAC | New Jersey | 34 | Gloucester | 15 | 34015 | 2 | 0 | 2020 | 9999 |  |  | N | Solar | [11 empty] | 0 |  | 0 | 0 | 0 | 0 | [11 empty] | Public Service Elec & Gas Co | 100 | Public Service Elec & Gas Co | 100 | Regulated
Pennsauken Brownfield Solar | 65467_G_PENN | 65467 | G | PENN |  | Solar PV |  | PJM_EMAC | New Jersey | 34 | Camden | 7 | 34007 | 12 | 0 | 2019 | 9999 |  |  | N | Solar | [11 empty] | 0 |  | 0 | 0 | 0 | 0 | [11 empty] | Public Service Elec & Gas Co | 100 | Public Service Elec & Gas Co | 100 | Regulated
Highland Park Borough Solar | 65468_G_HIGH | 65468 | G | HIGH |  | Solar PV |  | PJM_EMAC | New Jersey | 34 | Middlesex | 23 | 34023 | 0.5 | 0 | 2019 | 9999 |  |  | N | Solar | [11 empty] | 0 |  | 0 | 0 | 0 | 0 | [11 empty] | Public Service Elec & Gas Co | 100 | Public Service Elec & Gas Co | 100 | Regulated
Highland Park Borough Solar | 65468_G_HPBA | 65468 | G | HPBA |  | Energy Storage |  | PJM_EMAC | New Jersey | 34 | Middlesex | 23 | 34023 | 0.6 | 0 | 2019 | 9999 |  |  | N | Energy Storage | [11 empty] | 0 |  | 0 | 0 | 0 | 0 | [11 empty] | Public Service Elec & Gas Co | 100 | Public Service Elec & Gas Co | 100 | Regulated
Sealed Air Madera Solar Project | 65469_G_SAMBA | 65469 | G | SAMBA |  | Energy Storage |  | WEC_CALN | California | 6 | Madera | 39 | 06039 | 1.5 | 0 | 2022 | 9999 |  |  | N | Energy Storage | [11 empty] | 0 |  | 0 | 0 | 0 | 0 | [11 empty] | Sealed Air Corporation | 100 | Sealed Air Corporation | 100 | Non-regulated
Sealed Air Madera Solar Project | 65469_G_SAMSP | 65469 | G | SAMSP |  | Solar PV |  | WEC_CALN | California | 6 | Madera | 39 | 06039 | 3 | 0 | 2022 | 9999 |  |  | N | Solar | [11 empty] | 0 |  | 0 | 0 | 0 | 0 | [11 empty] | Sealed Air Corporation | 100 | Sealed Air Corporation | 100 | Non-regulated
Cummins Whitakers PV Arrays | 65470_G_CWPVA | 65470 | G | CWPVA |  | Solar PV |  | S_VACA | North Carolina | 37 | Nash | 127 | 37127 | 2.9 | 0 | 2022 | 9999 |  |  | N | Solar | [11 empty] | 0 |  | 0 | 0 | 0 | 0 | [11 empty] | Cummins, Inc. | 100 | Cummins, Inc. | 100 | Non-regulated
Rose Gold Solar | 65471_G_RGS01 | 65471 | G | RGS01 |  | Solar PV |  | PJM_West | Indiana | 18 | Jay | 75 | 18075 | 150 | 0 | 2024 | 9999 |  |  | N | Solar | [11 empty] | 0 |  | 0 | 0 | 0 | 0 | [11 empty] | Leeward Asset Management, LLC | 100 | Leeward Asset Management, LLC | 100 | Non-regulated
Rose Gold Solar | 65471_G_RGS23 | 65471 | G | RGS23 |  | Solar PV |  | PJM_West | Indiana | 18 | Jay | 75 | 18075 | 100 | 0 | 2027 | 9999 |  |  | N | Solar | [11 empty] | 0 |  | 0 | 0 | 0 | 0 | [11 empty] | Leeward Asset Management, LLC | 100 | Leeward Asset Management, LLC | 100 | Non-regulated
Chukar Battery Energy Storage System | 65472_G_CHUK1 | 65472 | G | CHUK1 |  | Energy Storage |  | WECC_NNV | Nevada | 32 | Storey | 29 | 32029 | 10 | 0 | 2021 | 9999 |  |  | N | Energy Storage | [11 empty] | 0 |  | 0 | 0 | 0 | 0 | [11 empty] | Nevada Power Co | 100 | Nevada Power Co | 100 | Regulated
GD Johnson Scituate I, LLC | 65473_G_GDJSI | 65473 | G | GDJSI |  | Solar PV |  | NENGREST | Rhode Island | 44 | Providence | 7 | 44007 | 4.3 | 0 | 2021 | 9999 |  |  | N | Solar | [11 empty] | 0 |  | 0 | 0 | 0 | 0 | [11 empty] | GD Johnson Scituate I, LLC | 100 | GD Johnson Scituate I, LLC | 100 | Non-regulated
GDIM 1, LLC | 65474_G_GDIM1 | 65474 | G | GDIM1 |  | Solar PV |  | NENGREST | Rhode Island | 44 | Providence | 7 | 44007 | 9.6 | 0 | 2021 | 9999 |  |  | N | Solar | [11 empty] | 0 |  | 0 | 0 | 0 | 0 | [11 empty] | GDIM 1, LLC | 100 | GDIM 1, LLC | 100 | Non-regulated
GDIM 2, LLC | 65475_G_GDIM2 | 65475 | G | GDIM2 |  | Solar PV |  | NENGREST | Rhode Island | 44 | Providence | 7 | 44007 | 9.6 | 0 | 2021 | 9999 |  |  | N | Solar | [11 empty] | 0 |  | 0 | 0 | 0 | 0 | [11 empty] | GDIM 2, LLC | 100 | GDIM 2, LLC | 100 | Non-regulated
GDIM 3, LLC | 65476_G_GDIM3 | 65476 | G | GDIM3 |  | Solar PV |  | NENGREST | Rhode Island | 44 | Providence | 7 | 44007 | 9.6 | 0 | 2021 | 9999 |  |  | N | Solar | [11 empty] | 0 |  | 0 | 0 | 0 | 0 | [11 empty] | GDIM 3, LLC | 100 | GDIM 3, LLC | 100 | Non-regulated
GDIM 4, LLC | 65477_G_GDIM4 | 65477 | G | GDIM4 |  | Solar PV |  | NENGREST | Rhode Island | 44 | Providence | 7 | 44007 | 9.6 | 0 | 2021 | 9999 |  |  | N | Solar | [11 empty] | 0 |  | 0 | 0 | 0 | 0 | [11 empty] | GDIM 4, LLC | 100 | GDIM 4, LLC | 100 | Non-regulated
Green Providence Wind I, LLC | 65478_G_GPWI | 65478 | G | GPWI |  | Onshore Wind |  | NENGREST | Rhode Island | 44 | Providence | 7 | 44007 | 1.5 | 0 | 2021 | 9999 |  |  | N | Wind | [11 empty] | 0 |  | 0 | 0 | 0 | 0 | [11 empty] | Green Providence WInd I, LLC | 100 | Green Providence WInd I, LLC | 100 | Non-regulated
Green Providence Wind II, LLC | 65479_G_GPWII | 65479 | G | GPWII |  | Onshore Wind |  | NENGREST | Rhode Island | 44 | Providence | 7 | 44007 | 3 | 0 | 2021 | 9999 |  |  | N | Wind | [11 empty] | 0 |  | 0 | 0 | 0 | 0 | [11 empty] | Green Providence Wind II, LLC | 100 | Green Providence Wind II, LLC | 100 | Non-regulated
Axial Basin Solar | 65480_G_CO505 | 65480 | G | CO505 |  | Solar PV |  | WECC_CO | Colorado | 8 | Moffat | 81 | 08081 | 145 | 0 | 2024 | 9999 |  |  | N | Solar | [11 empty] | 0 |  | 0 | 0 | 0 | 0 | [11 empty] | Axial Basin Solar LLC | 100 | Axial Basin Solar LLC | 100 | Non-regulated
Wilkinson DeFore | 65481_G_WD | 65481 | G | WD |  | Solar PV |  | S_SOU | Georgia | 13 | Wilkinson | 319 | 13319 | 3 | 0 | 2020 | 9999 |  |  | N | Solar | [11 empty] | 0 |  | 0 | 0 | 0 | 0 | [11 empty] | Safari Energy, LLC | 100 | Safari Energy, LLC | 100 | Non-regulated
West Memphis Solar, LLC | 65482_G_WMEM1 | 65482 | G | WMEM1 |  | Solar PV |  | MIS_AR | Arkansas | 5 | St. Francis | 123 | 05123 | 180 | 0 | 2024 | 9999 |  |  | N | Solar | [11 empty] | 0 |  | 0 | 0 | 0 | 0 | [11 empty] | West Memphis Solar, LLC | 100 | West Memphis Solar, LLC | 100 | Non-regulated
Big Cypress Solar, LLC | 65483_G_BIGC1 | 65483 | G | BIGC1 |  | Solar PV |  | MIS_AR | Arkansas | 5 | Crittenden | 35 | 05035 | 180 | 0 | 2023 | 9999 |  |  | N | Solar | [11 empty] | 0 |  | 0 | 0 | 0 | 0 | [11 empty] | Big Cypress Solar, LLC | 100 | Big Cypress Solar, LLC | 100 | Non-regulated
Western Plains Wind | 65484_G_WPW1 | 65484 | G | WPW1 |  | Onshore Wind |  | SPP_N | Kansas | 20 | Logan | 109 | 20109 | 2.7 | 0 | 2021 | 9999 |  |  | N | Wind | [11 empty] | 0 |  | 0 | 0 | 0 | 0 | [11 empty] | Western Plains Wind, LLC | 100 | Western Plains Wind, LLC | 100 | Non-regulated
Graniterock Quarry | 65485_G_GRWQ | 65485 | G | GRWQ |  | Solar PV |  | WEC_CALN | California | 6 | San Benito | 69 | 06069 | 4.4 | 0 | 2022 | 9999 |  |  | N | Solar | [11 empty] | 0 |  | 0 | 0 | 0 | 0 | [11 empty] | Granite Rock Company | 100 | Granite Rock Company | 100 | Non-regulated
Love Lane Solar | 65486_G_LOVLN | 65486 | G | LOVLN |  | Solar PV |  | PJM_EMAC | New Jersey | 34 | Cumberland | 11 | 34011 | 1.8 | 0 | 2023 | 9999 |  |  | N | Solar | [11 empty] | 0 |  | 0 | 0 | 0 | 0 | [11 empty] | NJR Clean Energy Ventures III Corporation | 100 | NJR Clean Energy Ventures III Corporation | 100 | Non-regulated
Washington Avenue Solar, LLC | 65487_G_WASH | 65487 | G | WASH |  | Solar PV |  | NY_Z_F | New York | 36 | Schenectady | 93 | 36093 | 4.6 | 0 | 2020 | 9999 |  |  | N | Solar | [11 empty] | 0 |  | 0 | 0 | 0 | 0 | [11 empty] | Green Street Power Partners | 100 | Green Street Power Partners | 100 | Non-regulated
Crockett | 65488_G_CROKT | 65488 | G | CROKT |  | Energy Storage |  | ERC_REST | Texas | 48 | Houston | 225 | 48225 | 9.9 | 0 | 2024 | 9999 |  |  | N | Energy Storage | [11 empty] | 0 |  | 0 | 0 | 0 | 0 | [11 empty] | Broad Reach Power | 100 | Broad Reach Power | 100 | Non-regulated
Dickens | 65489_G_DIKNS | 65489 | G | DIKNS |  | Energy Storage |  | ERC_PHDL | Texas | 48 | Dickens | 125 | 48125 | 200 | 0 | 2023 | 9999 |  |  | N | Energy Storage | [11 empty] | 0 |  | 0 | 0 | 0 | 0 | [11 empty] | Broad Reach Power | 100 | Broad Reach Power | 100 | Non-regulated
Hydra | 65490_G_HYDRA | 65490 | G | HYDRA |  | Energy Storage |  | ERC_WEST | Texas | 48 | Pecos | 371 | 48371 | 200 | 0 | 2023 | 9999 |  |  | N | Energy Storage | [11 empty] | 0 |  | 0 | 0 | 0 | 0 | [11 empty] | Broad Reach Power | 100 | Broad Reach Power | 100 | Non-regulated
Paleo | 65491_G_PALEO | 65491 | G | PALEO |  | Energy Storage |  | SPP_SPS | Texas | 48 | Hale | 189 | 48189 | 200 | 0 | 2023 | 9999 |  |  | N | Energy Storage | [11 empty] | 0 |  | 0 | 0 | 0 | 0 | [11 empty] | Broad Reach Power | 100 | Broad Reach Power | 100 | Non-regulated
Pavo | 65492_G_PAVO | 65492 | G | PAVO |  | Energy Storage |  | ERC_WEST | Texas | 48 | Pecos | 371 | 48371 | 175 | 0 | 2023 | 9999 |  |  | N | Energy Storage | [11 empty] | 0 |  | 0 | 0 | 0 | 0 | [11 empty] | Broad Reach Power | 100 | Broad Reach Power | 100 | Non-regulated
Tortolas | 65493_G_TORTO | 65493 | G | TORTO |  | Energy Storage |  | ERC_REST | Texas | 48 | Brazoria | 39 | 48039 | 50 | 0 | 2023 | 9999 |  |  | N | Energy Storage | [11 empty] | 0 |  | 0 | 0 | 0 | 0 | [11 empty] | Broad Reach Power | 100 | Broad Reach Power | 100 | Non-regulated
Herrema Dairy | 65494_G_HER1 | 65494 | G | HER1 |  | Combustion Turbine | IC Engine | MIS_INKY | Indiana | 18 | Jasper | 73 | 18073 | 0.8 | 9905 | 2022 | 9999 |  |  | N | Natural Gas | [11 empty] | 0 |  | 0.011 | 0.011 | 0.011 | 0.011 | [11 empty] | Herrema Dairy, LLC | 100 | Herrema Dairy, LLC | 100 | Non-regulated
Ball Hill Wind Energy, LLC | 65495_G_BALLH | 65495 | G | BALLH |  | Onshore Wind |  | NY_Z_A | New York | 36 | Chautauqua | 13 | 36013 | 107.5 | 0 | 2023 | 9999 |  |  | N | Wind | [11 empty] | 0 |  | 0 | 0 | 0 | 0 | [11 empty] | Ball Hill Wind Energy, LLC | 100 | Ball Hill Wind Energy, LLC | 100 | Non-regulated
Bluestone Wind, LLC | 65496_G_BLUES | 65496 | G | BLUES |  | Onshore Wind |  | NY_Z_C&E | New York | 36 | Broome | 7 | 36007 | 111.8 | 0 | 2023 | 9999 |  |  | N | Wind | [11 empty] | 0 |  | 0 | 0 | 0 | 0 | [11 empty] | Bluestone Wind, LLC | 100 | Bluestone Wind, LLC | 100 | Non-regulated
Garden 1 Solar Park | 65497_G_GRDS1 | 65497 | G | GRDS1 |  | Solar PV |  | MIS_WUMS | Michigan | 26 | Delta | 41 | 26041 | 1.1 | 0 | 2016 | 9999 |  |  | N | Solar | [11 empty] | 0 |  | 0 | 0 | 0 | 0 | [11 empty] | DTE Sustainable Generation | 100 | DTE Sustainable Generation | 100 | Non-regulated
Garden 2 Solar Park | 65498_G_GRDS2 | 65498 | G | GRDS2 |  | Solar PV |  | MIS_WUMS | Michigan | 26 | Delta | 41 | 26041 | 1.4 | 0 | 2022 | 9999 |  |  | N | Solar | [11 empty] | 0 |  | 0 | 0 | 0 | 0 | [11 empty] | DTE Sustainable Generation | 100 | DTE Sustainable Generation | 100 | Non-regulated
Danville BESS 1 | 65499_G_90909 | 65499 | G | 90909 |  | Energy Storage |  | PJM_Dom | Virginia | 51 | Danville City | 590 | 51590 | 10.5 | 0 | 2022 | 9999 |  |  | N | Energy Storage | [11 empty] | 0 |  | 0 | 0 | 0 | 0 | [11 empty] | Doc Brown LLC | 100 | Doc Brown LLC | 100 | Non-regulated
Revolution Wind | 65500_G_REVWD | 65500 | G | REVWD |  | Offshore Wind |  | NENGREST | Rhode Island | 44 | Washington | 9 | 44009 | 715 | 0 | 2025 | 9999 |  |  | N | Wind | [11 empty] | 0 |  | 0 | 0 | 0 | 0 | [11 empty] | Eversource Energy | 50 | Eversource Energy | 50 | Non-regulated
Mule Creek Renewable Energy Center | 65501_G_PV1 | 65501 | G | PV1 |  | Solar PV |  | S_SOU | Florida | 12 | Bay | 5 | 12005 | 74.9 | 0 | 2024 | 9999 |  |  | N | Solar | [11 empty] | 0 |  | 0 | 0 | 0 | 0 | [11 empty] | Duke Energy Florida, LLC | 100 | Duke Energy Florida, LLC | 100 | Regulated
Beaker | 65502_G_BEAKR | 65502 | G | BEAKR |  | Solar PV |  | S_VACA | North Carolina | 37 | Pitt | 147 | 37147 | 5 | 0 | 2019 | 9999 |  |  | N | Solar | [11 empty] | 0 |  | 0 | 0 | 0 | 0 | [11 empty] | Beaker Farm, LLC | 100 | Beaker Farm, LLC | 100 | Non-regulated
Belafonte | 65503_G_BELAF | 65503 | G | BELAF |  | Solar PV |  | S_VACA | North Carolina | 37 | Duplin | 61 | 37061 | 3.4 | 0 | 2018 | 9999 |  |  | N | Solar | [11 empty] | 0 |  | 0 | 0 | 0 | 0 | [11 empty] | Belafonte Farm, LLC | 100 | Belafonte Farm, LLC | 100 | Non-regulated
Gilead | 65505_G_GILEA | 65505 | G | GILEA |  | Solar PV |  | S_VACA | North Carolina | 37 | Montgomery | 123 | 37123 | 3.5 | 0 | 2019 | 9999 |  |  | N | Solar | [11 empty] | 0 |  | 0 | 0 | 0 | 0 | [11 empty] | Gilead Farm, LLC | 100 | Gilead Farm, LLC | 100 | Non-regulated
Gladstone Farm | 65506_G_GLADS | 65506 | G | GLADS |  | Solar PV |  | S_VACA | North Carolina | 37 | Moore | 125 | 37125 | 5 | 0 | 2019 | 9999 |  |  | N | Solar | [11 empty] | 0 |  | 0 | 0 | 0 | 0 | [11 empty] | Gladstone Farm, LLC | 100 | Gladstone Farm, LLC | 100 | Non-regulated
Verizon Comms Garage Top Solar Project | 65507_G_VCGSP | 65507 | G | VCGSP |  | Solar PV |  | WEC_CALN | California | 6 | Santa Clara | 85 | 06085 | 2.3 | 0 | 2023 | 9999 |  |  | N | Solar | [11 empty] | 0 |  | 0 | 0 | 0 | 0 | [11 empty] | Verizon Communications | 100 | Verizon Communications | 100 | Non-regulated
Mendota Rich Dev CSG | 65508_G_MEND | 65508 | G | MEND |  | Solar PV |  | PJM_COMD | Illinois | 17 | LaSalle | 99 | 17099 | 2 | 0 | 2022 | 9999 |  |  | N | Solar | [11 empty] | 0 |  | 0 | 0 | 0 | 0 | [11 empty] | 42nd Road Solar LLC | 100 | 42nd Road Solar LLC | 100 | Non-regulated
Sierra Pacific Chinese Camp | 65510_G_GEN 1 | 65510 | G | GEN 1 |  | Solar PV |  | WEC_CALN | California | 6 | Tuolumne | 109 | 06109 | 3.6 | 0 | 2022 | 9999 |  |  | N | Solar | [11 empty] | 0 |  | 0 | 0 | 0 | 0 | [11 empty] | Sierra Pacific Industries | 100 | Sierra Pacific Industries | 100 | Non-regulated
25 Mile Creek | 65511_G_44444 | 65511 | G | 44444 |  | Onshore Wind |  | SPP_WEST | Oklahoma | 40 | Ellis | 45 | 40045 | 250 | 0 | 2023 | 9999 |  |  | N | Wind | [11 empty] | 0 |  | 0 | 0 | 0 | 0 | [11 empty] | Enel Kansas, LLC | 100 | Enel Kansas, LLC | 100 | Non-regulated
Kansas Ethanol, LLC | 65512_G_KSET | 65512 | G | KSET |  | Combustion Turbine |  | SPP_N | Kansas | 20 | Rice | 159 | 20159 | 11.9 | 12805 | 2020 | 9999 |  |  | Y | Natural Gas | [11 empty] | 0 |  | 0.23894 | 0.23894 | 0.23894 | 0.23894 | [11 empty] | Kansas Ethanol, LLC | 100 | Kansas Ethanol, LLC | 100 | Non-regulated
Baron Winds II | 65513_G_BRNW2 | 65513 | G | BRNW2 |  | Onshore Wind |  | NY_Z_C&E | New York | 36 | Steuben | 101 | 36101 | 113.2 | 0 | 2024 | 9999 |  |  | N | Wind | [11 empty] | 0 |  | 0 | 0 | 0 | 0 | [11 empty] | Baron Winds II | 100 | Baron Winds II | 100 | Non-regulated
Bear Grove Solar | 65514_G_13260 | 65514 | G | 13260 |  | Solar PV |  | MIS_MNWI | Minnesota | 27 | Olmsted | 109 | 27109 | 1 | 0 | 2023 | 9999 |  |  | N | Solar | [11 empty] | 0 |  | 0 | 0 | 0 | 0 | [11 empty] | Bear Grove Solar, LLC | 100 | Bear Grove Solar, LLC | 100 | Non-regulated
Dodge Renewables 1 | 65515_G_11049 | 65515 | G | 11049 |  | Solar PV |  | MIS_MNWI | Minnesota | 27 | Dodge | 39 | 27039 | 1 | 0 | 2022 | 9999 |  |  | N | Solar | [11 empty] | 0 |  | 0 | 0 | 0 | 0 | [11 empty] | Dodge Renewables 1, LLC | 100 | Dodge Renewables 1, LLC | 100 | Non-regulated
Dodge Renewables 2 | 65516_G_11083 | 65516 | G | 11083 |  | Solar PV |  | MIS_MNWI | Minnesota | 27 | Dodge | 39 | 27039 | 0.8 | 0 | 2022 | 9999 |  |  | N | Solar | [11 empty] | 0 |  | 0 | 0 | 0 | 0 | [11 empty] | Dodge Renewables 2, LLC | 100 | Dodge Renewables 2, LLC | 100 | Non-regulated
Abel Road Bioenergy | 65517_G_BMORC | 65517 | G | BMORC |  | Biomass |  | WEC_CALN | California | 6 | Colusa | 11 | 06011 | 3 | 15307 | 2022 | 9999 |  |  | N | Biomass | [11 empty] | 0 |  | 0.02 | 0.02 | 0.02 | 0.02 | [11 empty] | ACC Renewable Resources | 100 | ACC Renewable Resources | 100 | Non-regulated
Bell Ridge Solar | 65519_G_BRS | 65519 | G | BRS |  | Solar PV |  | FRCC | Florida | 12 | Gilchrist | 41 | 12041 | 74.5 | 0 | 2023 | 9999 |  |  | N | Solar | [11 empty] | 0 |  | 0 | 0 | 0 | 0 | [11 empty] | Bell Ridge Solar, LLC | 100 | Bell Ridge Solar, LLC | 100 | Non-regulated
Foster | 6552_G_1 | 6552 | G | 1 |  | Hydro |  | WECC_PNW | Oregon | 41 | Linn | 43 | 41043 | 10 | 0 | 1968 | 9999 |  |  | N | Hydro | [13 empty] | 0 | 0 | 0 | 0 | [11 empty] | USACE Northwestern Division | 100 | U S Army Corps of Engineers | 100 | Regulated
Foster | 6552_G_2 | 6552 | G | 2 |  | Hydro |  | WECC_PNW | Oregon | 41 | Linn | 43 | 41043 | 10 | 0 | 1968 | 9999 |  |  | N | Hydro | [13 empty] | 0 | 0 | 0 | 0 | [11 empty] | USACE Northwestern Division | 100 | U S Army Corps of Engineers | 100 | Regulated
Vasquez V CSG | 65520_G_VASQV | 65520 | G | VASQV |  | Solar PV |  | WECC_CO | Colorado | 8 | Weld | 123 | 08123 | 4 | 0 | 2021 | 9999 |  |  | N | Solar | [11 empty] | 0 |  | 0 | 0 | 0 | 0 | [11 empty] | SunShare Management | 100 | SunShare Management | 100 | Non-regulated
Longbow Solar, LLC | 65521_G_LBSOL | 65521 | G | LBSOL |  | Solar PV |  | ERC_REST | Texas | 48 | Brazoria | 39 | 48039 | 57 | 0 | 2022 | 9999 |  |  | N | Solar | [11 empty] | 0 |  | 0 | 0 | 0 | 0 | [11 empty] | Aspen Creek Power Holdings, LLC | 50 | Aspen Creek Power Holdings, LLC | 50 | Non-regulated
Number Three Wind Project | 65522_G_65013 | 65522 | G | 65013 |  | Onshore Wind |  | NY_Z_C&E | New York | 36 | Lewis | 49 | 36049 | 106 | 0 | 2023 | 9999 |  |  | N | Wind | [11 empty] | 0 |  | 0 | 0 | 0 | 0 | [11 empty] | Invenergy Services LLC | 100 | Invenergy Services LLC | 100 | Non-regulated
CA-DGS-California Men's Colony | 65523_G_14057 | 65523 | G | 14057 |  | Solar PV |  | WEC_CALN | California | 6 | San Luis Obispo | 79 | 06079 | 2.2 | 0 | 2023 | 9999 |  |  | N | Solar | [11 empty] | 0 |  | 0 | 0 | 0 | 0 | [11 empty] | Forefront Power, LLC | 100 | Forefront Power, LLC | 100 | Non-regulated
CA-DGS- RFP-Correctional Training Fac | 65524_G_14069 | 65524 | G | 14069 |  | Solar PV |  | WEC_CALN | California | 6 | Monterey | 53 | 06053 | 1.6 | 0 | 2023 | 9999 |  |  | N | Solar | [11 empty] | 0 |  | 0 | 0 | 0 | 0 | [11 empty] | Forefront Power, LLC | 100 | Forefront Power, LLC | 100 | Non-regulated
CA-DGS RFP-Salinas Valley State Prison | 65525_G_14068 | 65525 | G | 14068 |  | Solar PV |  | WEC_CALN | California | 6 | Monterey | 53 | 06053 | 3.3 | 0 | 2023 | 9999 |  |  | N | Solar | [11 empty] | 0 |  | 0 | 0 | 0 | 0 | [11 empty] | Forefront Power, LLC | 100 | Forefront Power, LLC | 100 | Non-regulated
CA-DGS RFP-Pleasant Valley State Prison | 65526_G_15112 | 65526 | G | 15112 |  | Solar PV |  | WEC_CALN | California | 6 | Fresno | 19 | 06019 | 2 | 0 | 2023 | 9999 |  |  | N | Solar | [11 empty] | 0 |  | 0 | 0 | 0 | 0 | [11 empty] | Forefront Power, LLC | 100 | Forefront Power, LLC | 100 | Non-regulated
CA-Ventura County CCD-Ventura College | 65527_G_17024 | 65527 | G | 17024 |  | Solar PV |  | WECC_SCE | California | 6 | Ventura | 111 | 06111 | 2.5 | 0 | 2023 | 9999 |  |  | N | Solar | [11 empty] | 0 |  | 0 | 0 | 0 | 0 | [11 empty] | Forefront Power, LLC | 100 | Forefront Power, LLC | 100 | Non-regulated
CA - Fresno County - Juvenile Hall | 65528_G_17031 | 65528 | G | 17031 |  | Solar PV |  | WEC_CALN | California | 6 | Fresno | 19 | 06019 | 2.8 | 0 | 2022 | 9999 |  |  | N | Solar | [11 empty] | 0 |  | 0 | 0 | 0 | 0 | [11 empty] | Forefront Power, LLC | 100 | Forefront Power, LLC | 100 | Non-regulated
Portage Industrial Battery | 65530_G_BESS1 | 65530 | G | BESS1 |  | Energy Storage |  | MIS_WUMS | Wisconsin | 55 | Columbia | 21 | 55021 | 5 | 0 | 2022 | 9999 |  |  | N | Energy Storage | [11 empty] | 0 |  | 0 | 0 | 0 | 0 | [11 empty] | Wisconsin Power & Light Co | 100 | Wisconsin Power & Light Co | 100 | Regulated
Deer Run Battery | 65531_G_BESS1 | 65531 | G | BESS1 |  | Energy Storage |  | MIS_IA | Iowa | 19 | Linn | 113 | 19113 | 5 | 0 | 2023 | 9999 |  |  | N | Energy Storage | [11 empty] | 0 |  | 0 | 0 | 0 | 0 | [11 empty] | Interstate Power and Light Co | 100 | Interstate Power and Light Co | 100 | Regulated
Baldwin | 65532_G_BALD | 65532 | G | BALD |  | Solar PV |  | NENG_ME | Maine | 23 | Cumberland | 5 | 23005 | 5 | 0 | 2022 | 9999 |  |  | N | Solar | [11 empty] | 0 |  | 0 | 0 | 0 | 0 | [11 empty] | Maine DG Solar Baldwin, LLC | 100 | Maine DG Solar Baldwin, LLC | 100 | Non-regulated
Augusta | 65533_G_AUGU | 65533 | G | AUGU |  | Solar PV |  | NENG_ME | Maine | 23 | Kennebec | 11 | 23011 | 2.5 | 0 | 2022 | 9999 |  |  | N | Solar | [11 empty] | 0 |  | 0 | 0 | 0 | 0 | [11 empty] | Maine DG Solar Augusta, LLC | 100 | Maine DG Solar Augusta, LLC | 100 | Non-regulated
Monmouth | 65534_G_MON | 65534 | G | MON |  | Solar PV |  | NENG_ME | Maine | 23 | Kennebec | 11 | 23011 | 5 | 0 | 2022 | 9999 |  |  | N | Solar | [11 empty] | 0 |  | 0 | 0 | 0 | 0 | [11 empty] | Maine DG Solar Monmouth, LLC | 100 | Maine DG Solar Monmouth, LLC | 100 | Non-regulated
Bakke | 65535_G_BAK1 | 65535 | G | BAK1 |  | Combustion Turbine | IC Engine | ERC_WEST | Texas | 48 | Andrews | 3 | 48003 | 0.5 | 13470 | 2013 | 9999 |  |  | N | Distillate Fuel Oil | [11 empty] | 0 |  | 1.6498 | 1.6498 | 1.6498 | 1.6498 | [11 empty] | Power Depot Group A, LLC | 100 | Power Depot Group A, LLC | 100 | Non-regulated
Bakke | 65535_G_BAK10 | 65535 | G | BAK10 |  | Combustion Turbine | IC Engine | ERC_WEST | Texas | 48 | Andrews | 3 | 48003 | 0.5 | 13470 | 2013 | 9999 |  |  | N | Distillate Fuel Oil | [11 empty] | 0 |  | 1.6498 | 1.6498 | 1.6498 | 1.6498 | [11 empty] | Power Depot Group A, LLC | 100 | Power Depot Group A, LLC | 100 | Non-regulated
Bakke | 65535_G_BAK11 | 65535 | G | BAK11 |  | Combustion Turbine | IC Engine | ERC_WEST | Texas | 48 | Andrews | 3 | 48003 | 0.5 | 13470 | 2013 | 9999 |  |  | N | Distillate Fuel Oil | [11 empty] | 0 |  | 1.6498 | 1.6498 | 1.6498 | 1.6498 | [11 empty] | Power Depot Group A, LLC | 100 | Power Depot Group A, LLC | 100 | Non-regulated
Bakke | 65535_G_BAK12 | 65535 | G | BAK12 |  | Combustion Turbine | IC Engine | ERC_WEST | Texas | 48 | Andrews | 3 | 48003 | 0.5 | 13470 | 2013 | 9999 |  |  | N | Distillate Fuel Oil | [11 empty] | 0 |  | 1.6498 | 1.6498 | 1.6498 | 1.6498 | [11 empty] | Power Depot Group A, LLC | 100 | Power Depot Group A, LLC | 100 | Non-regulated
Bakke | 65535_G_BAK13 | 65535 | G | BAK13 |  | Combustion Turbine | IC Engine | ERC_WEST | Texas | 48 | Andrews | 3 | 48003 | 0.5 | 13470 | 2013 | 9999 |  |  | N | Distillate Fuel Oil | [11 empty] | 0 |  | 1.6498 | 1.6498 | 1.6498 | 1.6498 | [11 empty] | Power Depot Group A, LLC | 100 | Power Depot Group A, LLC | 100 | Non-regulated
Bakke | 65535_G_BAK14 | 65535 | G | BAK14 |  | Combustion Turbine | IC Engine | ERC_WEST | Texas | 48 | Andrews | 3 | 48003 | 0.5 | 13470 | 2013 | 9999 |  |  | N | Distillate Fuel Oil | [11 empty] | 0 |  | 1.6498 | 1.6498 | 1.6498 | 1.6498 | [11 empty] | Power Depot Group A, LLC | 100 | Power Depot Group A, LLC | 100 | Non-regulated
Bakke | 65535_G_BAK15 | 65535 | G | BAK15 |  | Combustion Turbine | IC Engine | ERC_WEST | Texas | 48 | Andrews | 3 | 48003 | 0.5 | 13470 | 2013 | 9999 |  |  | N | Distillate Fuel Oil | [11 empty] | 0 |  | 1.6498 | 1.6498 | 1.6498 | 1.6498 | [11 empty] | Power Depot Group A, LLC | 100 | Power Depot Group A, LLC | 100 | Non-regulated
Bakke | 65535_G_BAK2 | 65535 | G | BAK2 |  | Combustion Turbine | IC Engine | ERC_WEST | Texas | 48 | Andrews | 3 | 48003 | 0.5 | 13470 | 2013 | 9999 |  |  | N | Distillate Fuel Oil | [11 empty] | 0 |  | 1.6498 | 1.6498 | 1.6498 | 1.6498 | [11 empty] | Power Depot Group A, LLC | 100 | Power Depot Group A, LLC | 100 | Non-regulated
Bakke | 65535_G_BAK3 | 65535 | G | BAK3 |  | Combustion Turbine | IC Engine | ERC_WEST | Texas | 48 | Andrews | 3 | 48003 | 0.5 | 13470 | 2013 | 9999 |  |  | N | Distillate Fuel Oil | [11 empty] | 0 |  | 1.6498 | 1.6498 | 1.6498 | 1.6498 | [11 empty] | Power Depot Group A, LLC | 100 | Power Depot Group A, LLC | 100 | Non-regulated
Bakke | 65535_G_BAK4 | 65535 | G | BAK4 |  | Combustion Turbine | IC Engine | ERC_WEST | Texas | 48 | Andrews | 3 | 48003 | 0.5 | 13470 | 2013 | 9999 |  |  | N | Distillate Fuel Oil | [11 empty] | 0 |  | 1.6498 | 1.6498 | 1.6498 | 1.6498 | [11 empty] | Power Depot Group A, LLC | 100 | Power Depot Group A, LLC | 100 | Non-regulated
Bakke | 65535_G_BAK5 | 65535 | G | BAK5 |  | Combustion Turbine | IC Engine | ERC_WEST | Texas | 48 | Andrews | 3 | 48003 | 0.5 | 13470 | 2013 | 9999 |  |  | N | Distillate Fuel Oil | [11 empty] | 0 |  | 1.6498 | 1.6498 | 1.6498 | 1.6498 | [11 empty] | Power Depot Group A, LLC | 100 | Power Depot Group A, LLC | 100 | Non-regulated
Bakke | 65535_G_BAK6 | 65535 | G | BAK6 |  | Combustion Turbine | IC Engine | ERC_WEST | Texas | 48 | Andrews | 3 | 48003 | 0.5 | 13470 | 2013 | 9999 |  |  | N | Distillate Fuel Oil | [11 empty] | 0 |  | 1.6498 | 1.6498 | 1.6498 | 1.6498 | [11 empty] | Power Depot Group A, LLC | 100 | Power Depot Group A, LLC | 100 | Non-regulated
Bakke | 65535_G_BAK7 | 65535 | G | BAK7 |  | Combustion Turbine | IC Engine | ERC_WEST | Texas | 48 | Andrews | 3 | 48003 | 0.5 | 13470 | 2013 | 9999 |  |  | N | Distillate Fuel Oil | [11 empty] | 0 |  | 1.6498 | 1.6498 | 1.6498 | 1.6498 | [11 empty] | Power Depot Group A, LLC | 100 | Power Depot Group A, LLC | 100 | Non-regulated
Bakke | 65535_G_BAK8 | 65535 | G | BAK8 |  | Combustion Turbine | IC Engine | ERC_WEST | Texas | 48 | Andrews | 3 | 48003 | 0.5 | 13470 | 2013 | 9999 |  |  | N | Distillate Fuel Oil | [11 empty] | 0 |  | 1.6498 | 1.6498 | 1.6498 | 1.6498 | [11 empty] | Power Depot Group A, LLC | 100 | Power Depot Group A, LLC | 100 | Non-regulated
Bakke | 65535_G_BAK9 | 65535 | G | BAK9 |  | Combustion Turbine | IC Engine | ERC_WEST | Texas | 48 | Andrews | 3 | 48003 | 0.5 | 13470 | 2013 | 9999 |  |  | N | Distillate Fuel Oil | [11 empty] | 0 |  | 1.6498 | 1.6498 | 1.6498 | 1.6498 | [11 empty] | Power Depot Group A, LLC | 100 | Power Depot Group A, LLC | 100 | Non-regulated
Citrus City | 65536_G_CC1 | 65536 | G | CC1 |  | Combustion Turbine | IC Engine | ERC_REST | Texas | 48 | Hidalgo | 215 | 48215 | 0.5 | 13470 | 2013 | 9999 |  |  | N | Distillate Fuel Oil | [11 empty] | 0 |  | 1.6498 | 1.6498 | 1.6498 | 1.6498 | [11 empty] | Power Depot Group A, LLC | 100 | Power Depot Group A, LLC | 100 | Non-regulated
Citrus City | 65536_G_CC10 | 65536 | G | CC10 |  | Combustion Turbine | IC Engine | ERC_REST | Texas | 48 | Hidalgo | 215 | 48215 | 0.5 | 13470 | 2013 | 9999 |  |  | N | Distillate Fuel Oil | [11 empty] | 0 |  | 1.6498 | 1.6498 | 1.6498 | 1.6498 | [11 empty] | Power Depot Group A, LLC | 100 | Power Depot Group A, LLC | 100 | Non-regulated
Citrus City | 65536_G_CC11 | 65536 | G | CC11 |  | Combustion Turbine | IC Engine | ERC_REST | Texas | 48 | Hidalgo | 215 | 48215 | 0.5 | 13470 | 2013 | 9999 |  |  | N | Distillate Fuel Oil | [11 empty] | 0 |  | 1.6498 | 1.6498 | 1.6498 | 1.6498 | [11 empty] | Power Depot Group A, LLC | 100 | Power Depot Group A, LLC | 100 | Non-regulated
Citrus City | 65536_G_CC12 | 65536 | G | CC12 |  | Combustion Turbine | IC Engine | ERC_REST | Texas | 48 | Hidalgo | 215 | 48215 | 0.5 | 13470 | 2013 | 9999 |  |  | N | Distillate Fuel Oil | [11 empty] | 0 |  | 1.6498 | 1.6498 | 1.6498 | 1.6498 | [11 empty] | Power Depot Group A, LLC | 100 | Power Depot Group A, LLC | 100 | Non-regulated
Citrus City | 65536_G_CC13 | 65536 | G | CC13 |  | Combustion Turbine | IC Engine | ERC_REST | Texas | 48 | Hidalgo | 215 | 48215 | 0.5 | 13470 | 2013 | 9999 |  |  | N | Distillate Fuel Oil | [11 empty] | 0 |  | 1.6498 | 1.6498 | 1.6498 | 1.6498 | [11 empty] | Power Depot Group A, LLC | 100 | Power Depot Group A, LLC | 100 | Non-regulated
Citrus City | 65536_G_CC14 | 65536 | G | CC14 |  | Combustion Turbine | IC Engine | ERC_REST | Texas | 48 | Hidalgo | 215 | 48215 | 0.5 | 13470 | 2013 | 9999 |  |  | N | Distillate Fuel Oil | [11 empty] | 0 |  | 1.6498 | 1.6498 | 1.6498 | 1.6498 | [11 empty] | Power Depot Group A, LLC | 100 | Power Depot Group A, LLC | 100 | Non-regulated
Citrus City | 65536_G_CC15 | 65536 | G | CC15 |  | Combustion Turbine | IC Engine | ERC_REST | Texas | 48 | Hidalgo | 215 | 48215 | 0.5 | 13470 | 2013 | 9999 |  |  | N | Distillate Fuel Oil | [11 empty] | 0 |  | 1.6498 | 1.6498 | 1.6498 | 1.6498 | [11 empty] | Power Depot Group A, LLC | 100 | Power Depot Group A, LLC | 100 | Non-regulated
Citrus City | 65536_G_CC2 | 65536 | G | CC2 |  | Combustion Turbine | IC Engine | ERC_REST | Texas | 48 | Hidalgo | 215 | 48215 | 0.5 | 13470 | 2013 | 9999 |  |  | N | Distillate Fuel Oil | [11 empty] | 0 |  | 1.6498 | 1.6498 | 1.6498 | 1.6498 | [11 empty] | Power Depot Group A, LLC | 100 | Power Depot Group A, LLC | 100 | Non-regulated
Citrus City | 65536_G_CC3 | 65536 | G | CC3 |  | Combustion Turbine | IC Engine | ERC_REST | Texas | 48 | Hidalgo | 215 | 48215 | 0.5 | 13470 | 2013 | 9999 |  |  | N | Distillate Fuel Oil | [11 empty] | 0 |  | 1.6498 | 1.6498 | 1.6498 | 1.6498 | [11 empty] | Power Depot Group A, LLC | 100 | Power Depot Group A, LLC | 100 | Non-regulated
Citrus City | 65536_G_CC4 | 65536 | G | CC4 |  | Combustion Turbine | IC Engine | ERC_REST | Texas | 48 | Hidalgo | 215 | 48215 | 0.5 | 13470 | 2013 | 9999 |  |  | N | Distillate Fuel Oil | [11 empty] | 0 |  | 1.6498 | 1.6498 | 1.6498 | 1.6498 | [11 empty] | Power Depot Group A, LLC | 100 | Power Depot Group A, LLC | 100 | Non-regulated
Citrus City | 65536_G_CC5 | 65536 | G | CC5 |  | Combustion Turbine | IC Engine | ERC_REST | Texas | 48 | Hidalgo | 215 | 48215 | 0.5 | 13470 | 2013 | 9999 |  |  | N | Distillate Fuel Oil | [11 empty] | 0 |  | 1.6498 | 1.6498 | 1.6498 | 1.6498 | [11 empty] | Power Depot Group A, LLC | 100 | Power Depot Group A, LLC | 100 | Non-regulated
Citrus City | 65536_G_CC6 | 65536 | G | CC6 |  | Combustion Turbine | IC Engine | ERC_REST | Texas | 48 | Hidalgo | 215 | 48215 | 0.5 | 13470 | 2013 | 9999 |  |  | N | Distillate Fuel Oil | [11 empty] | 0 |  | 1.6498 | 1.6498 | 1.6498 | 1.6498 | [11 empty] | Power Depot Group A, LLC | 100 | Power Depot Group A, LLC | 100 | Non-regulated
Citrus City | 65536_G_CC7 | 65536 | G | CC7 |  | Combustion Turbine | IC Engine | ERC_REST | Texas | 48 | Hidalgo | 215 | 48215 | 0.5 | 13470 | 2013 | 9999 |  |  | N | Distillate Fuel Oil | [11 empty] | 0 |  | 1.6498 | 1.6498 | 1.6498 | 1.6498 | [11 empty] | Power Depot Group A, LLC | 100 | Power Depot Group A, LLC | 100 | Non-regulated
Citrus City | 65536_G_CC8 | 65536 | G | CC8 |  | Combustion Turbine | IC Engine | ERC_REST | Texas | 48 | Hidalgo | 215 | 48215 | 0.5 | 13470 | 2013 | 9999 |  |  | N | Distillate Fuel Oil | [11 empty] | 0 |  | 1.6498 | 1.6498 | 1.6498 | 1.6498 | [11 empty] | Power Depot Group A, LLC | 100 | Power Depot Group A, LLC | 100 | Non-regulated
Citrus City | 65536_G_CC9 | 65536 | G | CC9 |  | Combustion Turbine | IC Engine | ERC_REST | Texas | 48 | Hidalgo | 215 | 48215 | 0.5 | 13470 | 2013 | 9999 |  |  | N | Distillate Fuel Oil | [11 empty] | 0 |  | 1.6498 | 1.6498 | 1.6498 | 1.6498 | [11 empty] | Power Depot Group A, LLC | 100 | Power Depot Group A, LLC | 100 | Non-regulated
Clara | 65537_G_CLA1 | 65537 | G | CLA1 |  | Combustion Turbine | IC Engine | ERC_REST | Texas | 48 | Harris | 201 | 48201 | 0.5 | 13470 | 2013 | 9999 |  |  | N | Distillate Fuel Oil | [11 empty] | 0 |  | 1.6498 | 1.6498 | 1.6498 | 1.6498 | [11 empty] | Power Depot Group A, LLC | 100 | Power Depot Group A, LLC | 100 | Non-regulated
Clara | 65537_G_CLA10 | 65537 | G | CLA10 |  | Combustion Turbine | IC Engine | ERC_REST | Texas | 48 | Harris | 201 | 48201 | 0.5 | 13470 | 2013 | 9999 |  |  | N | Distillate Fuel Oil | [11 empty] | 0 |  | 1.6498 | 1.6498 | 1.6498 | 1.6498 | [11 empty] | Power Depot Group A, LLC | 100 | Power Depot Group A, LLC | 100 | Non-regulated
Clara | 65537_G_CLA11 | 65537 | G | CLA11 |  | Combustion Turbine | IC Engine | ERC_REST | Texas | 48 | Harris | 201 | 48201 | 0.5 | 13470 | 2013 | 9999 |  |  | N | Distillate Fuel Oil | [11 empty] | 0 |  | 1.6498 | 1.6498 | 1.6498 | 1.6498 | [11 empty] | Power Depot Group A, LLC | 100 | Power Depot Group A, LLC | 100 | Non-regulated
Clara | 65537_G_CLA12 | 65537 | G | CLA12 |  | Combustion Turbine | IC Engine | ERC_REST | Texas | 48 | Harris | 201 | 48201 | 0.5 | 13470 | 2013 | 9999 |  |  | N | Distillate Fuel Oil | [11 empty] | 0 |  | 1.6498 | 1.6498 | 1.6498 | 1.6498 | [11 empty] | Power Depot Group A, LLC | 100 | Power Depot Group A, LLC | 100 | Non-regulated
Clara | 65537_G_CLA13 | 65537 | G | CLA13 |  | Combustion Turbine | IC Engine | ERC_REST | Texas | 48 | Harris | 201 | 48201 | 0.5 | 13470 | 2013 | 9999 |  |  | N | Distillate Fuel Oil | [11 empty] | 0 |  | 1.6498 | 1.6498 | 1.6498 | 1.6498 | [11 empty] | Power Depot Group A, LLC | 100 | Power Depot Group A, LLC | 100 | Non-regulated
Clara | 65537_G_CLA14 | 65537 | G | CLA14 |  | Combustion Turbine | IC Engine | ERC_REST | Texas | 48 | Harris | 201 | 48201 | 0.5 | 13470 | 2013 | 9999 |  |  | N | Distillate Fuel Oil | [11 empty] | 0 |  | 1.6498 | 1.6498 | 1.6498 | 1.6498 | [11 empty] | Power Depot Group A, LLC | 100 | Power Depot Group A, LLC | 100 | Non-regulated
Clara | 65537_G_CLA15 | 65537 | G | CLA15 |  | Combustion Turbine | IC Engine | ERC_REST | Texas | 48 | Harris | 201 | 48201 | 0.5 | 13470 | 2013 | 9999 |  |  | N | Distillate Fuel Oil | [11 empty] | 0 |  | 1.6498 | 1.6498 | 1.6498 | 1.6498 | [11 empty] | Power Depot Group A, LLC | 100 | Power Depot Group A, LLC | 100 | Non-regulated
Clara | 65537_G_CLA2 | 65537 | G | CLA2 |  | Combustion Turbine | IC Engine | ERC_REST | Texas | 48 | Harris | 201 | 48201 | 0.5 | 13470 | 2013 | 9999 |  |  | N | Distillate Fuel Oil | [11 empty] | 0 |  | 1.6498 | 1.6498 | 1.6498 | 1.6498 | [11 empty] | Power Depot Group A, LLC | 100 | Power Depot Group A, LLC | 100 | Non-regulated
Clara | 65537_G_CLA3 | 65537 | G | CLA3 |  | Combustion Turbine | IC Engine | ERC_REST | Texas | 48 | Harris | 201 | 48201 | 0.5 | 13470 | 2013 | 9999 |  |  | N | Distillate Fuel Oil | [11 empty] | 0 |  | 1.6498 | 1.6498 | 1.6498 | 1.6498 | [11 empty] | Power Depot Group A, LLC | 100 | Power Depot Group A, LLC | 100 | Non-regulated
Clara | 65537_G_CLA4 | 65537 | G | CLA4 |  | Combustion Turbine | IC Engine | ERC_REST | Texas | 48 | Harris | 201 | 48201 | 0.5 | 13470 | 2013 | 9999 |  |  | N | Distillate Fuel Oil | [11 empty] | 0 |  | 1.6498 | 1.6498 | 1.6498 | 1.6498 | [11 empty] | Power Depot Group A, LLC | 100 | Power Depot Group A, LLC | 100 | Non-regulated
Clara | 65537_G_CLA5 | 65537 | G | CLA5 |  | Combustion Turbine | IC Engine | ERC_REST | Texas | 48 | Harris | 201 | 48201 | 0.5 | 13470 | 2013 | 9999 |  |  | N | Distillate Fuel Oil | [11 empty] | 0 |  | 1.6498 | 1.6498 | 1.6498 | 1.6498 | [11 empty] | Power Depot Group A, LLC | 100 | Power Depot Group A, LLC | 100 | Non-regulated
Clara | 65537_G_CLA6 | 65537 | G | CLA6 |  | Combustion Turbine | IC Engine | ERC_REST | Texas | 48 | Harris | 201 | 48201 | 0.5 | 13470 | 2013 | 9999 |  |  | N | Distillate Fuel Oil | [11 empty] | 0 |  | 1.6498 | 1.6498 | 1.6498 | 1.6498 | [11 empty] | Power Depot Group A, LLC | 100 | Power Depot Group A, LLC | 100 | Non-regulated
Clara | 65537_G_CLA7 | 65537 | G | CLA7 |  | Combustion Turbine | IC Engine | ERC_REST | Texas | 48 | Harris | 201 | 48201 | 0.5 | 13470 | 2013 | 9999 |  |  | N | Distillate Fuel Oil | [11 empty] | 0 |  | 1.6498 | 1.6498 | 1.6498 | 1.6498 | [11 empty] | Power Depot Group A, LLC | 100 | Power Depot Group A, LLC | 100 | Non-regulated
Clara | 65537_G_CLA8 | 65537 | G | CLA8 |  | Combustion Turbine | IC Engine | ERC_REST | Texas | 48 | Harris | 201 | 48201 | 0.5 | 13470 | 2013 | 9999 |  |  | N | Distillate Fuel Oil | [11 empty] | 0 |  | 1.6498 | 1.6498 | 1.6498 | 1.6498 | [11 empty] | Power Depot Group A, LLC | 100 | Power Depot Group A, LLC | 100 | Non-regulated
Clara | 65537_G_CLA9 | 65537 | G | CLA9 |  | Combustion Turbine | IC Engine | ERC_REST | Texas | 48 | Harris | 201 | 48201 | 0.5 | 13470 | 2013 | 9999 |  |  | N | Distillate Fuel Oil | [11 empty] | 0 |  | 1.6498 | 1.6498 | 1.6498 | 1.6498 | [11 empty] | Power Depot Group A, LLC | 100 | Power Depot Group A, LLC | 100 | Non-regulated
Cutten | 65538_G_CUT1 | 65538 | G | CUT1 |  | Combustion Turbine | IC Engine | ERC_REST | Texas | 48 | Harris | 201 | 48201 | 0.5 | 13470 | 2013 | 9999 |  |  | N | Distillate Fuel Oil | [11 empty] | 0 |  | 1.6498 | 1.6498 | 1.6498 | 1.6498 | [11 empty] | Power Depot Group A, LLC | 100 | Power Depot Group A, LLC | 100 | Non-regulated
Cutten | 65538_G_CUT10 | 65538 | G | CUT10 |  | Combustion Turbine | IC Engine | ERC_REST | Texas | 48 | Harris | 201 | 48201 | 0.5 | 13470 | 2013 | 9999 |  |  | N | Distillate Fuel Oil | [11 empty] | 0 |  | 1.6498 | 1.6498 | 1.6498 | 1.6498 | [11 empty] | Power Depot Group A, LLC | 100 | Power Depot Group A, LLC | 100 | Non-regulated
Cutten | 65538_G_CUT11 | 65538 | G | CUT11 |  | Combustion Turbine | IC Engine | ERC_REST | Texas | 48 | Harris | 201 | 48201 | 0.5 | 13470 | 2013 | 9999 |  |  | N | Distillate Fuel Oil | [11 empty] | 0 |  | 1.6498 | 1.6498 | 1.6498 | 1.6498 | [11 empty] | Power Depot Group A, LLC | 100 | Power Depot Group A, LLC | 100 | Non-regulated
Cutten | 65538_G_CUT12 | 65538 | G | CUT12 |  | Combustion Turbine | IC Engine | ERC_REST | Texas | 48 | Harris | 201 | 48201 | 0.5 | 13470 | 2013 | 9999 |  |  | N | Distillate Fuel Oil | [11 empty] | 0 |  | 1.6498 | 1.6498 | 1.6498 | 1.6498 | [11 empty] | Power Depot Group A, LLC | 100 | Power Depot Group A, LLC | 100 | Non-regulated
Cutten | 65538_G_CUT13 | 65538 | G | CUT13 |  | Combustion Turbine | IC Engine | ERC_REST | Texas | 48 | Harris | 201 | 48201 | 0.5 | 13470 | 2013 | 9999 |  |  | N | Distillate Fuel Oil | [11 empty] | 0 |  | 1.6498 | 1.6498 | 1.6498 | 1.6498 | [11 empty] | Power Depot Group A, LLC | 100 | Power Depot Group A, LLC | 100 | Non-regulated
Cutten | 65538_G_CUT14 | 65538 | G | CUT14 |  | Combustion Turbine | IC Engine | ERC_REST | Texas | 48 | Harris | 201 | 48201 | 0.5 | 13470 | 2013 | 9999 |  |  | N | Distillate Fuel Oil | [11 empty] | 0 |  | 1.6498 | 1.6498 | 1.6498 | 1.6498 | [11 empty] | Power Depot Group A, LLC | 100 | Power Depot Group A, LLC | 100 | Non-regulated
Cutten | 65538_G_CUT15 | 65538 | G | CUT15 |  | Combustion Turbine | IC Engine | ERC_REST | Texas | 48 | Harris | 201 | 48201 | 0.5 | 13470 | 2013 | 9999 |  |  | N | Distillate Fuel Oil | [11 empty] | 0 |  | 1.6498 | 1.6498 | 1.6498 | 1.6498 | [11 empty] | Power Depot Group A, LLC | 100 | Power Depot Group A, LLC | 100 | Non-regulated
Cutten | 65538_G_CUT2 | 65538 | G | CUT2 |  | Combustion Turbine | IC Engine | ERC_REST | Texas | 48 | Harris | 201 | 48201 | 0.5 | 13470 | 2013 | 9999 |  |  | N | Distillate Fuel Oil | [11 empty] | 0 |  | 1.6498 | 1.6498 | 1.6498 | 1.6498 | [11 empty] | Power Depot Group A, LLC | 100 | Power Depot Group A, LLC | 100 | Non-regulated
Cutten | 65538_G_CUT3 | 65538 | G | CUT3 |  | Combustion Turbine | IC Engine | ERC_REST | Texas | 48 | Harris | 201 | 48201 | 0.5 | 13470 | 2013 | 9999 |  |  | N | Distillate Fuel Oil | [11 empty] | 0 |  | 1.6498 | 1.6498 | 1.6498 | 1.6498 | [11 empty] | Power Depot Group A, LLC | 100 | Power Depot Group A, LLC | 100 | Non-regulated
Cutten | 65538_G_CUT4 | 65538 | G | CUT4 |  | Combustion Turbine | IC Engine | ERC_REST | Texas | 48 | Harris | 201 | 48201 | 0.5 | 13470 | 2013 | 9999 |  |  | N | Distillate Fuel Oil | [11 empty] | 0 |  | 1.6498 | 1.6498 | 1.6498 | 1.6498 | [11 empty] | Power Depot Group A, LLC | 100 | Power Depot Group A, LLC | 100 | Non-regulated
Cutten | 65538_G_CUT5 | 65538 | G | CUT5 |  | Combustion Turbine | IC Engine | ERC_REST | Texas | 48 | Harris | 201 | 48201 | 0.5 | 13470 | 2013 | 9999 |  |  | N | Distillate Fuel Oil | [11 empty] | 0 |  | 1.6498 | 1.6498 | 1.6498 | 1.6498 | [11 empty] | Power Depot Group A, LLC | 100 | Power Depot Group A, LLC | 100 | Non-regulated
Cutten | 65538_G_CUT6 | 65538 | G | CUT6 |  | Combustion Turbine | IC Engine | ERC_REST | Texas | 48 | Harris | 201 | 48201 | 0.5 | 13470 | 2013 | 9999 |  |  | N | Distillate Fuel Oil | [11 empty] | 0 |  | 1.6498 | 1.6498 | 1.6498 | 1.6498 | [11 empty] | Power Depot Group A, LLC | 100 | Power Depot Group A, LLC | 100 | Non-regulated
Cutten | 65538_G_CUT7 | 65538 | G | CUT7 |  | Combustion Turbine | IC Engine | ERC_REST | Texas | 48 | Harris | 201 | 48201 | 0.5 | 13470 | 2013 | 9999 |  |  | N | Distillate Fuel Oil | [11 empty] | 0 |  | 1.6498 | 1.6498 | 1.6498 | 1.6498 | [11 empty] | Power Depot Group A, LLC | 100 | Power Depot Group A, LLC | 100 | Non-regulated
Cutten | 65538_G_CUT8 | 65538 | G | CUT8 |  | Combustion Turbine | IC Engine | ERC_REST | Texas | 48 | Harris | 201 | 48201 | 0.5 | 13470 | 2013 | 9999 |  |  | N | Distillate Fuel Oil | [11 empty] | 0 |  | 1.6498 | 1.6498 | 1.6498 | 1.6498 | [11 empty] | Power Depot Group A, LLC | 100 | Power Depot Group A, LLC | 100 | Non-regulated
Cutten | 65538_G_CUT9 | 65538 | G | CUT9 |  | Combustion Turbine | IC Engine | ERC_REST | Texas | 48 | Harris | 201 | 48201 | 0.5 | 13470 | 2013 | 9999 |  |  | N | Distillate Fuel Oil | [11 empty] | 0 |  | 1.6498 | 1.6498 | 1.6498 | 1.6498 | [11 empty] | Power Depot Group A, LLC | 100 | Power Depot Group A, LLC | 100 | Non-regulated
E. Porte Ct. | 65539_G_EPC1 | 65539 | G | EPC1 |  | Combustion Turbine | IC Engine | ERC_REST | Texas | 48 | Cameron | 61 | 48061 | 0.5 | 13470 | 2013 | 9999 |  |  | N | Distillate Fuel Oil | [11 empty] | 0 |  | 1.6498 | 1.6498 | 1.6498 | 1.6498 | [11 empty] | Power Depot Group A, LLC | 100 | Power Depot Group A, LLC | 100 | Non-regulated
E. Porte Ct. | 65539_G_EPC10 | 65539 | G | EPC10 |  | Combustion Turbine | IC Engine | ERC_REST | Texas | 48 | Cameron | 61 | 48061 | 0.5 | 13470 | 2013 | 9999 |  |  | N | Distillate Fuel Oil | [11 empty] | 0 |  | 1.6498 | 1.6498 | 1.6498 | 1.6498 | [11 empty] | Power Depot Group A, LLC | 100 | Power Depot Group A, LLC | 100 | Non-regulated
E. Porte Ct. | 65539_G_EPC11 | 65539 | G | EPC11 |  | Combustion Turbine | IC Engine | ERC_REST | Texas | 48 | Cameron | 61 | 48061 | 0.5 | 13470 | 2013 | 9999 |  |  | N | Distillate Fuel Oil | [11 empty] | 0 |  | 1.6498 | 1.6498 | 1.6498 | 1.6498 | [11 empty] | Power Depot Group A, LLC | 100 | Power Depot Group A, LLC | 100 | Non-regulated
E. Porte Ct. | 65539_G_EPC12 | 65539 | G | EPC12 |  | Combustion Turbine | IC Engine | ERC_REST | Texas | 48 | Cameron | 61 | 48061 | 0.5 | 13470 | 2013 | 9999 |  |  | N | Distillate Fuel Oil | [11 empty] | 0 |  | 1.6498 | 1.6498 | 1.6498 | 1.6498 | [11 empty] | Power Depot Group A, LLC | 100 | Power Depot Group A, LLC | 100 | Non-regulated
E. Porte Ct. | 65539_G_EPC13 | 65539 | G | EPC13 |  | Combustion Turbine | IC Engine | ERC_REST | Texas | 48 | Cameron | 61 | 48061 | 0.5 | 13470 | 2013 | 9999 |  |  | N | Distillate Fuel Oil | [11 empty] | 0 |  | 1.6498 | 1.6498 | 1.6498 | 1.6498 | [11 empty] | Power Depot Group A, LLC | 100 | Power Depot Group A, LLC | 100 | Non-regulated
E. Porte Ct. | 65539_G_EPC14 | 65539 | G | EPC14 |  | Combustion Turbine | IC Engine | ERC_REST | Texas | 48 | Cameron | 61 | 48061 | 0.5 | 13470 | 2013 | 9999 |  |  | N | Distillate Fuel Oil | [11 empty] | 0 |  | 1.6498 | 1.6498 | 1.6498 | 1.6498 | [11 empty] | Power Depot Group A, LLC | 100 | Power Depot Group A, LLC | 100 | Non-regulated
E. Porte Ct. | 65539_G_EPC15 | 65539 | G | EPC15 |  | Combustion Turbine | IC Engine | ERC_REST | Texas | 48 | Cameron | 61 | 48061 | 0.5 | 13470 | 2013 | 9999 |  |  | N | Distillate Fuel Oil | [11 empty] | 0 |  | 1.6498 | 1.6498 | 1.6498 | 1.6498 | [11 empty] | Power Depot Group A, LLC | 100 | Power Depot Group A, LLC | 100 | Non-regulated
E. Porte Ct. | 65539_G_EPC2 | 65539 | G | EPC2 |  | Combustion Turbine | IC Engine | ERC_REST | Texas | 48 | Cameron | 61 | 48061 | 0.5 | 13470 | 2013 | 9999 |  |  | N | Distillate Fuel Oil | [11 empty] | 0 |  | 1.6498 | 1.6498 | 1.6498 | 1.6498 | [11 empty] | Power Depot Group A, LLC | 100 | Power Depot Group A, LLC | 100 | Non-regulated
E. Porte Ct. | 65539_G_EPC3 | 65539 | G | EPC3 |  | Combustion Turbine | IC Engine | ERC_REST | Texas | 48 | Cameron | 61 | 48061 | 0.5 | 13470 | 2013 | 9999 |  |  | N | Distillate Fuel Oil | [11 empty] | 0 |  | 1.6498 | 1.6498 | 1.6498 | 1.6498 | [11 empty] | Power Depot Group A, LLC | 100 | Power Depot Group A, LLC | 100 | Non-regulated
E. Porte Ct. | 65539_G_EPC4 | 65539 | G | EPC4 |  | Combustion Turbine | IC Engine | ERC_REST | Texas | 48 | Cameron | 61 | 48061 | 0.5 | 13470 | 2013 | 9999 |  |  | N | Distillate Fuel Oil | [11 empty] | 0 |  | 1.6498 | 1.6498 | 1.6498 | 1.6498 | [11 empty] | Power Depot Group A, LLC | 100 | Power Depot Group A, LLC | 100 | Non-regulated
E. Porte Ct. | 65539_G_EPC5 | 65539 | G | EPC5 |  | Combustion Turbine | IC Engine | ERC_REST | Texas | 48 | Cameron | 61 | 48061 | 0.5 | 13470 | 2013 | 9999 |  |  | N | Distillate Fuel Oil | [11 empty] | 0 |  | 1.6498 | 1.6498 | 1.6498 | 1.6498 | [11 empty] | Power Depot Group A, LLC | 100 | Power Depot Group A, LLC | 100 | Non-regulated
E. Porte Ct. | 65539_G_EPC6 | 65539 | G | EPC6 |  | Combustion Turbine | IC Engine | ERC_REST | Texas | 48 | Cameron | 61 | 48061 | 0.5 | 13470 | 2013 | 9999 |  |  | N | Distillate Fuel Oil | [11 empty] | 0 |  | 1.6498 | 1.6498 | 1.6498 | 1.6498 | [11 empty] | Power Depot Group A, LLC | 100 | Power Depot Group A, LLC | 100 | Non-regulated
E. Porte Ct. | 65539_G_EPC7 | 65539 | G | EPC7 |  | Combustion Turbine | IC Engine | ERC_REST | Texas | 48 | Cameron | 61 | 48061 | 0.5 | 13470 | 2013 | 9999 |  |  | N | Distillate Fuel Oil | [11 empty] | 0 |  | 1.6498 | 1.6498 | 1.6498 | 1.6498 | [11 empty] | Power Depot Group A, LLC | 100 | Power Depot Group A, LLC | 100 | Non-regulated
E. Porte Ct. | 65539_G_EPC8 | 65539 | G | EPC8 |  | Combustion Turbine | IC Engine | ERC_REST | Texas | 48 | Cameron | 61 | 48061 | 0.5 | 13470 | 2013 | 9999 |  |  | N | Distillate Fuel Oil | [11 empty] | 0 |  | 1.6498 | 1.6498 | 1.6498 | 1.6498 | [11 empty] | Power Depot Group A, LLC | 100 | Power Depot Group A, LLC | 100 | Non-regulated
E. Porte Ct. | 65539_G_EPC9 | 65539 | G | EPC9 |  | Combustion Turbine | IC Engine | ERC_REST | Texas | 48 | Cameron | 61 | 48061 | 0.5 | 13470 | 2013 | 9999 |  |  | N | Distillate Fuel Oil | [11 empty] | 0 |  | 1.6498 | 1.6498 | 1.6498 | 1.6498 | [11 empty] | Power Depot Group A, LLC | 100 | Power Depot Group A, LLC | 100 | Non-regulated
Waverly Municipal Electric North Plant | 6554_G_10 | 6554 | G | 10 |  | Combustion Turbine | IC Engine | MIS_MIDA | Iowa | 19 | Bremer | 17 | 19017 | 7 | 11101 | 1993 | 9999 |  |  | N | Distillate Fuel Oil | [12 empty] | 2.5 | 1.6498 | 1.6498 | 1.6498 | 1.6498 | [11 empty] | Waverly Light & Power | 100 | Waverly Light & Power | 100 | Regulated
Waverly Municipal Electric North Plant | 6554_G_17 | 6554 | G | 17 |  | Combustion Turbine | IC Engine | MIS_MIDA | Iowa | 19 | Bremer | 17 | 19017 | 1.8 | 10745 | 2015 | 9999 |  |  | N | Distillate Fuel Oil | [13 empty] | 1.6498 | 1.6498 | 1.6498 | 1.6498 | [11 empty] | Waverly Light & Power | 100 | Waverly Light & Power | 100 | Regulated
Waverly Municipal Electric North Plant | 6554_G_18 | 6554 | G | 18 |  | Combustion Turbine | IC Engine | MIS_MIDA | Iowa | 19 | Bremer | 17 | 19017 | 1.8 | 10745 | 2015 | 9999 |  |  | N | Distillate Fuel Oil | [13 empty] | 1.6498 | 1.6498 | 1.6498 | 1.6498 | [11 empty] | Waverly Light & Power | 100 | Waverly Light & Power | 100 | Regulated
Waverly Municipal Electric North Plant | 6554_G_19 | 6554 | G | 19 |  | Combustion Turbine | IC Engine | MIS_MIDA | Iowa | 19 | Bremer | 17 | 19017 | 1.8 | 10745 | 2015 | 9999 |  |  | N | Distillate Fuel Oil | [13 empty] | 1.6498 | 1.6498 | 1.6498 | 1.6498 | [11 empty] | Waverly Light & Power | 100 | Waverly Light & Power | 100 | Regulated
Waverly Municipal Electric North Plant | 6554_G_20 | 6554 | G | 20 |  | Combustion Turbine | IC Engine | MIS_MIDA | Iowa | 19 | Bremer | 17 | 19017 | 1.8 | 10745 | 2015 | 9999 |  |  | N | Distillate Fuel Oil | [13 empty] | 1.6498 | 1.6498 | 1.6498 | 1.6498 | [11 empty] | Waverly Light & Power | 100 | Waverly Light & Power | 100 | Regulated
Waverly Municipal Electric North Plant | 6554_G_7 | 6554 | G | 7 |  | Combustion Turbine | IC Engine | MIS_MIDA | Iowa | 19 | Bremer | 17 | 19017 | 3.5 | 11065 | 1958 | 9999 |  |  | N | Natural Gas, Distillate Fuel Oil | [12 empty] | 2.5 | 1.061 | 1.061 | 1.061 | 1.061 | [11 empty] | Waverly Light & Power | 100 | Waverly Light & Power | 100 | Regulated
Waverly Municipal Electric North Plant | 6554_G_8 | 6554 | G | 8 |  | Combustion Turbine | IC Engine | MIS_MIDA | Iowa | 19 | Bremer | 17 | 19017 | 3.7 | 11054 | 1967 | 9999 |  |  | N | Natural Gas, Distillate Fuel Oil | [12 empty] | 2.5 | 1.061 | 1.061 | 1.061 | 1.061 | [11 empty] | Waverly Light & Power | 100 | Waverly Light & Power | 100 | Regulated
Waverly Municipal Electric North Plant | 6554_G_9 | 6554 | G | 9 |  | Combustion Turbine | IC Engine | MIS_MIDA | Iowa | 19 | Bremer | 17 | 19017 | 3.7 | 11054 | 1967 | 9999 |  |  | N | Natural Gas, Distillate Fuel Oil | [12 empty] | 2.5 | 1.061 | 1.061 | 1.061 | 1.061 | [11 empty] | Waverly Light & Power | 100 | Waverly Light & Power | 100 | Regulated
Frankel | 65540_G_FRA1 | 65540 | G | FRA1 |  | Combustion Turbine | IC Engine | ERC_WEST | Texas | 48 | Andrews | 3 | 48003 | 0.5 | 13470 | 2013 | 9999 |  |  | N | Distillate Fuel Oil | [11 empty] | 0 |  | 1.6498 | 1.6498 | 1.6498 | 1.6498 | [11 empty] | Power Depot Group A, LLC | 100 | Power Depot Group A, LLC | 100 | Non-regulated
Frankel | 65540_G_FRA10 | 65540 | G | FRA10 |  | Combustion Turbine | IC Engine | ERC_WEST | Texas | 48 | Andrews | 3 | 48003 | 0.5 | 13470 | 2013 | 9999 |  |  | N | Distillate Fuel Oil | [11 empty] | 0 |  | 1.6498 | 1.6498 | 1.6498 | 1.6498 | [11 empty] | Power Depot Group A, LLC | 100 | Power Depot Group A, LLC | 100 | Non-regulated
Frankel | 65540_G_FRA11 | 65540 | G | FRA11 |  | Combustion Turbine | IC Engine | ERC_WEST | Texas | 48 | Andrews | 3 | 48003 | 0.5 | 13470 | 2013 | 9999 |  |  | N | Distillate Fuel Oil | [11 empty] | 0 |  | 1.6498 | 1.6498 | 1.6498 | 1.6498 | [11 empty] | Power Depot Group A, LLC | 100 | Power Depot Group A, LLC | 100 | Non-regulated
Frankel | 65540_G_FRA12 | 65540 | G | FRA12 |  | Combustion Turbine | IC Engine | ERC_WEST | Texas | 48 | Andrews | 3 | 48003 | 0.5 | 13470 | 2013 | 9999 |  |  | N | Distillate Fuel Oil | [11 empty] | 0 |  | 1.6498 | 1.6498 | 1.6498 | 1.6498 | [11 empty] | Power Depot Group A, LLC | 100 | Power Depot Group A, LLC | 100 | Non-regulated
Frankel | 65540_G_FRA13 | 65540 | G | FRA13 |  | Combustion Turbine | IC Engine | ERC_WEST | Texas | 48 | Andrews | 3 | 48003 | 0.5 | 13470 | 2013 | 9999 |  |  | N | Distillate Fuel Oil | [11 empty] | 0 |  | 1.6498 | 1.6498 | 1.6498 | 1.6498 | [11 empty] | Power Depot Group A, LLC | 100 | Power Depot Group A, LLC | 100 | Non-regulated
Frankel | 65540_G_FRA14 | 65540 | G | FRA14 |  | Combustion Turbine | IC Engine | ERC_WEST | Texas | 48 | Andrews | 3 | 48003 | 0.5 | 13470 | 2013 | 9999 |  |  | N | Distillate Fuel Oil | [11 empty] | 0 |  | 1.6498 | 1.6498 | 1.6498 | 1.6498 | [11 empty] | Power Depot Group A, LLC | 100 | Power Depot Group A, LLC | 100 | Non-regulated
Frankel | 65540_G_FRA15 | 65540 | G | FRA15 |  | Combustion Turbine | IC Engine | ERC_WEST | Texas | 48 | Andrews | 3 | 48003 | 0.5 | 13470 | 2013 | 9999 |  |  | N | Distillate Fuel Oil | [11 empty] | 0 |  | 1.6498 | 1.6498 | 1.6498 | 1.6498 | [11 empty] | Power Depot Group A, LLC | 100 | Power Depot Group A, LLC | 100 | Non-regulated
Frankel | 65540_G_FRA2 | 65540 | G | FRA2 |  | Combustion Turbine | IC Engine | ERC_WEST | Texas | 48 | Andrews | 3 | 48003 | 0.5 | 13470 | 2013 | 9999 |  |  | N | Distillate Fuel Oil | [11 empty] | 0 |  | 1.6498 | 1.6498 | 1.6498 | 1.6498 | [11 empty] | Power Depot Group A, LLC | 100 | Power Depot Group A, LLC | 100 | Non-regulated
Frankel | 65540_G_FRA3 | 65540 | G | FRA3 |  | Combustion Turbine | IC Engine | ERC_WEST | Texas | 48 | Andrews | 3 | 48003 | 0.5 | 13470 | 2013 | 9999 |  |  | N | Distillate Fuel Oil | [11 empty] | 0 |  | 1.6498 | 1.6498 | 1.6498 | 1.6498 | [11 empty] | Power Depot Group A, LLC | 100 | Power Depot Group A, LLC | 100 | Non-regulated
Frankel | 65540_G_FRA4 | 65540 | G | FRA4 |  | Combustion Turbine | IC Engine | ERC_WEST | Texas | 48 | Andrews | 3 | 48003 | 0.5 | 13470 | 2013 | 9999 |  |  | N | Distillate Fuel Oil | [11 empty] | 0 |  | 1.6498 | 1.6498 | 1.6498 | 1.6498 | [11 empty] | Power Depot Group A, LLC | 100 | Power Depot Group A, LLC | 100 | Non-regulated
Frankel | 65540_G_FRA5 | 65540 | G | FRA5 |  | Combustion Turbine | IC Engine | ERC_WEST | Texas | 48 | Andrews | 3 | 48003 | 0.5 | 13470 | 2013 | 9999 |  |  | N | Distillate Fuel Oil | [11 empty] | 0 |  | 1.6498 | 1.6498 | 1.6498 | 1.6498 | [11 empty] | Power Depot Group A, LLC | 100 | Power Depot Group A, LLC | 100 | Non-regulated
Frankel | 65540_G_FRA6 | 65540 | G | FRA6 |  | Combustion Turbine | IC Engine | ERC_WEST | Texas | 48 | Andrews | 3 | 48003 | 0.5 | 13470 | 2013 | 9999 |  |  | N | Distillate Fuel Oil | [11 empty] | 0 |  | 1.6498 | 1.6498 | 1.6498 | 1.6498 | [11 empty] | Power Depot Group A, LLC | 100 | Power Depot Group A, LLC | 100 | Non-regulated
Frankel | 65540_G_FRA7 | 65540 | G | FRA7 |  | Combustion Turbine | IC Engine | ERC_WEST | Texas | 48 | Andrews | 3 | 48003 | 0.5 | 13470 | 2013 | 9999 |  |  | N | Distillate Fuel Oil | [11 empty] | 0 |  | 1.6498 | 1.6498 | 1.6498 | 1.6498 | [11 empty] | Power Depot Group A, LLC | 100 | Power Depot Group A, LLC | 100 | Non-regulated
Frankel | 65540_G_FRA8 | 65540 | G | FRA8 |  | Combustion Turbine | IC Engine | ERC_WEST | Texas | 48 | Andrews | 3 | 48003 | 0.5 | 13470 | 2013 | 9999 |  |  | N | Distillate Fuel Oil | [11 empty] | 0 |  | 1.6498 | 1.6498 | 1.6498 | 1.6498 | [11 empty] | Power Depot Group A, LLC | 100 | Power Depot Group A, LLC | 100 | Non-regulated
Frankel | 65540_G_FRA9 | 65540 | G | FRA9 |  | Combustion Turbine | IC Engine | ERC_WEST | Texas | 48 | Andrews | 3 | 48003 | 0.5 | 13470 | 2013 | 9999 |  |  | N | Distillate Fuel Oil | [11 empty] | 0 |  | 1.6498 | 1.6498 | 1.6498 | 1.6498 | [11 empty] | Power Depot Group A, LLC | 100 | Power Depot Group A, LLC | 100 | Non-regulated
GCWA | 65541_G_IPS1 | 65541 | G | IPS1 |  | Combustion Turbine | IC Engine | ERC_REST | Texas | 48 | Galveston | 167 | 48167 | 0.6 | 13470 | 2013 | 9999 |  |  | N | Distillate Fuel Oil | [11 empty] | 0 |  | 1.6498 | 1.6498 | 1.6498 | 1.6498 | [11 empty] | Power Depot Group A, LLC | 100 | Power Depot Group A, LLC | 100 | Non-regulated
GCWA | 65541_G_IPS2 | 65541 | G | IPS2 |  | Combustion Turbine | IC Engine | ERC_REST | Texas | 48 | Galveston | 167 | 48167 | 0.6 | 13470 | 2013 | 9999 |  |  | N | Distillate Fuel Oil | [11 empty] | 0 |  | 1.6498 | 1.6498 | 1.6498 | 1.6498 | [11 empty] | Power Depot Group A, LLC | 100 | Power Depot Group A, LLC | 100 | Non-regulated
GCWA | 65541_G_IPS3 | 65541 | G | IPS3 |  | Combustion Turbine | IC Engine | ERC_REST | Texas | 48 | Galveston | 167 | 48167 | 0.6 | 13470 | 2013 | 9999 |  |  | N | Distillate Fuel Oil | [11 empty] | 0 |  | 1.6498 | 1.6498 | 1.6498 | 1.6498 | [11 empty] | Power Depot Group A, LLC | 100 | Power Depot Group A, LLC | 100 | Non-regulated
GCWA | 65541_G_IPS4 | 65541 | G | IPS4 |  | Combustion Turbine | IC Engine | ERC_REST | Texas | 48 | Galveston | 167 | 48167 | 0.6 | 13470 | 2013 | 9999 |  |  | N | Distillate Fuel Oil | [11 empty] | 0 |  | 1.6498 | 1.6498 | 1.6498 | 1.6498 | [11 empty] | Power Depot Group A, LLC | 100 | Power Depot Group A, LLC | 100 | Non-regulated
GCWA | 65541_G_IPS5 | 65541 | G | IPS5 |  | Combustion Turbine | IC Engine | ERC_REST | Texas | 48 | Galveston | 167 | 48167 | 0.6 | 13470 | 2013 | 9999 |  |  | N | Distillate Fuel Oil | [11 empty] | 0 |  | 1.6498 | 1.6498 | 1.6498 | 1.6498 | [11 empty] | Power Depot Group A, LLC | 100 | Power Depot Group A, LLC | 100 | Non-regulated
GCWA | 65541_G_IPS6 | 65541 | G | IPS6 |  | Combustion Turbine | IC Engine | ERC_REST | Texas | 48 | Galveston | 167 | 48167 | 0.6 | 13470 | 2013 | 9999 |  |  | N | Distillate Fuel Oil | [11 empty] | 0 |  | 1.6498 | 1.6498 | 1.6498 | 1.6498 | [11 empty] | Power Depot Group A, LLC | 100 | Power Depot Group A, LLC | 100 | Non-regulated
GCWA | 65541_G_IPS7 | 65541 | G | IPS7 |  | Combustion Turbine | IC Engine | ERC_REST | Texas | 48 | Galveston | 167 | 48167 | 0.6 | 13470 | 2013 | 9999 |  |  | N | Distillate Fuel Oil | [11 empty] | 0 |  | 1.6498 | 1.6498 | 1.6498 | 1.6498 | [11 empty] | Power Depot Group A, LLC | 100 | Power Depot Group A, LLC | 100 | Non-regulated
GCWA | 65541_G_IPS8 | 65541 | G | IPS8 |  | Combustion Turbine | IC Engine | ERC_REST | Texas | 48 | Galveston | 167 | 48167 | 0.6 | 13470 | 2013 | 9999 |  |  | N | Distillate Fuel Oil | [11 empty] | 0 |  | 1.6498 | 1.6498 | 1.6498 | 1.6498 | [11 empty] | Power Depot Group A, LLC | 100 | Power Depot Group A, LLC | 100 | Non-regulated
GCWA | 65541_G_MUN1 | 65541 | G | MUN1 |  | Combustion Turbine | IC Engine | ERC_REST | Texas | 48 | Galveston | 167 | 48167 | 0.6 | 13470 | 2014 | 9999 |  |  | N | Distillate Fuel Oil | [11 empty] | 0 |  | 1.6498 | 1.6498 | 1.6498 | 1.6498 | [11 empty] | Power Depot Group A, LLC | 100 | Power Depot Group A, LLC | 100 | Non-regulated
GCWA | 65541_G_MUN2 | 65541 | G | MUN2 |  | Combustion Turbine | IC Engine | ERC_REST | Texas | 48 | Galveston | 167 | 48167 | 0.6 | 13470 | 2014 | 9999 |  |  | N | Distillate Fuel Oil | [11 empty] | 0 |  | 1.6498 | 1.6498 | 1.6498 | 1.6498 | [11 empty] | Power Depot Group A, LLC | 100 | Power Depot Group A, LLC | 100 | Non-regulated
GCWA | 65541_G_MUN3 | 65541 | G | MUN3 |  | Combustion Turbine | IC Engine | ERC_REST | Texas | 48 | Galveston | 167 | 48167 | 0.6 | 13470 | 2014 | 9999 |  |  | N | Distillate Fuel Oil | [11 empty] | 0 |  | 1.6498 | 1.6498 | 1.6498 | 1.6498 | [11 empty] | Power Depot Group A, LLC | 100 | Power Depot Group A, LLC | 100 | Non-regulated
GCWA | 65541_G_MUN4 | 65541 | G | MUN4 |  | Combustion Turbine | IC Engine | ERC_REST | Texas | 48 | Galveston | 167 | 48167 | 0.6 | 13470 | 2014 | 9999 |  |  | N | Distillate Fuel Oil | [11 empty] | 0 |  | 1.6498 | 1.6498 | 1.6498 | 1.6498 | [11 empty] | Power Depot Group A, LLC | 100 | Power Depot Group A, LLC | 100 | Non-regulated
Goldsmith | 65542_G_GS1 | 65542 | G | GS1 |  | Combustion Turbine | IC Engine | ERC_WEST | Texas | 48 | Ector | 135 | 48135 | 0.5 | 13470 | 2013 | 9999 |  |  | N | Distillate Fuel Oil | [11 empty] | 0 |  | 1.6498 | 1.6498 | 1.6498 | 1.6498 | [11 empty] | Power Depot Group A, LLC | 100 | Power Depot Group A, LLC | 100 | Non-regulated
Goldsmith | 65542_G_GS10 | 65542 | G | GS10 |  | Combustion Turbine | IC Engine | ERC_WEST | Texas | 48 | Ector | 135 | 48135 | 0.5 | 13470 | 2013 | 9999 |  |  | N | Distillate Fuel Oil | [11 empty] | 0 |  | 1.6498 | 1.6498 | 1.6498 | 1.6498 | [11 empty] | Power Depot Group A, LLC | 100 | Power Depot Group A, LLC | 100 | Non-regulated
Goldsmith | 65542_G_GS11 | 65542 | G | GS11 |  | Combustion Turbine | IC Engine | ERC_WEST | Texas | 48 | Ector | 135 | 48135 | 0.5 | 13470 | 2013 | 9999 |  |  | N | Distillate Fuel Oil | [11 empty] | 0 |  | 1.6498 | 1.6498 | 1.6498 | 1.6498 | [11 empty] | Power Depot Group A, LLC | 100 | Power Depot Group A, LLC | 100 | Non-regulated
Goldsmith | 65542_G_GS12 | 65542 | G | GS12 |  | Combustion Turbine | IC Engine | ERC_WEST | Texas | 48 | Ector | 135 | 48135 | 0.5 | 13470 | 2013 | 9999 |  |  | N | Distillate Fuel Oil | [11 empty] | 0 |  | 1.6498 | 1.6498 | 1.6498 | 1.6498 | [11 empty] | Power Depot Group A, LLC | 100 | Power Depot Group A, LLC | 100 | Non-regulated
Goldsmith | 65542_G_GS13 | 65542 | G | GS13 |  | Combustion Turbine | IC Engine | ERC_WEST | Texas | 48 | Ector | 135 | 48135 | 0.5 | 13470 | 2013 | 9999 |  |  | N | Distillate Fuel Oil | [11 empty] | 0 |  | 1.6498 | 1.6498 | 1.6498 | 1.6498 | [11 empty] | Power Depot Group A, LLC | 100 | Power Depot Group A, LLC | 100 | Non-regulated
Goldsmith | 65542_G_GS14 | 65542 | G | GS14 |  | Combustion Turbine | IC Engine | ERC_WEST | Texas | 48 | Ector | 135 | 48135 | 0.5 | 13470 | 2013 | 9999 |  |  | N | Distillate Fuel Oil | [11 empty] | 0 |  | 1.6498 | 1.6498 | 1.6498 | 1.6498 | [11 empty] | Power Depot Group A, LLC | 100 | Power Depot Group A, LLC | 100 | Non-regulated
Goldsmith | 65542_G_GS15 | 65542 | G | GS15 |  | Combustion Turbine | IC Engine | ERC_WEST | Texas | 48 | Ector | 135 | 48135 | 0.5 | 13470 | 2013 | 9999 |  |  | N | Distillate Fuel Oil | [11 empty] | 0 |  | 1.6498 | 1.6498 | 1.6498 | 1.6498 | [11 empty] | Power Depot Group A, LLC | 100 | Power Depot Group A, LLC | 100 | Non-regulated
Goldsmith | 65542_G_GS2 | 65542 | G | GS2 |  | Combustion Turbine | IC Engine | ERC_WEST | Texas | 48 | Ector | 135 | 48135 | 0.5 | 13470 | 2013 | 9999 |  |  | N | Distillate Fuel Oil | [11 empty] | 0 |  | 1.6498 | 1.6498 | 1.6498 | 1.6498 | [11 empty] | Power Depot Group A, LLC | 100 | Power Depot Group A, LLC | 100 | Non-regulated
Goldsmith | 65542_G_GS3 | 65542 | G | GS3 |  | Combustion Turbine | IC Engine | ERC_WEST | Texas | 48 | Ector | 135 | 48135 | 0.5 | 13470 | 2013 | 9999 |  |  | N | Distillate Fuel Oil | [11 empty] | 0 |  | 1.6498 | 1.6498 | 1.6498 | 1.6498 | [11 empty] | Power Depot Group A, LLC | 100 | Power Depot Group A, LLC | 100 | Non-regulated
Goldsmith | 65542_G_GS4 | 65542 | G | GS4 |  | Combustion Turbine | IC Engine | ERC_WEST | Texas | 48 | Ector | 135 | 48135 | 0.5 | 13470 | 2013 | 9999 |  |  | N | Distillate Fuel Oil | [11 empty] | 0 |  | 1.6498 | 1.6498 | 1.6498 | 1.6498 | [11 empty] | Power Depot Group A, LLC | 100 | Power Depot Group A, LLC | 100 | Non-regulated
Goldsmith | 65542_G_GS5 | 65542 | G | GS5 |  | Combustion Turbine | IC Engine | ERC_WEST | Texas | 48 | Ector | 135 | 48135 | 0.5 | 13470 | 2013 | 9999 |  |  | N | Distillate Fuel Oil | [11 empty] | 0 |  | 1.6498 | 1.6498 | 1.6498 | 1.6498 | [11 empty] | Power Depot Group A, LLC | 100 | Power Depot Group A, LLC | 100 | Non-regulated
Goldsmith | 65542_G_GS6 | 65542 | G | GS6 |  | Combustion Turbine | IC Engine | ERC_WEST | Texas | 48 | Ector | 135 | 48135 | 0.5 | 13470 | 2013 | 9999 |  |  | N | Distillate Fuel Oil | [11 empty] | 0 |  | 1.6498 | 1.6498 | 1.6498 | 1.6498 | [11 empty] | Power Depot Group A, LLC | 100 | Power Depot Group A, LLC | 100 | Non-regulated
Goldsmith | 65542_G_GS7 | 65542 | G | GS7 |  | Combustion Turbine | IC Engine | ERC_WEST | Texas | 48 | Ector | 135 | 48135 | 0.5 | 13470 | 2013 | 9999 |  |  | N | Distillate Fuel Oil | [11 empty] | 0 |  | 1.6498 | 1.6498 | 1.6498 | 1.6498 | [11 empty] | Power Depot Group A, LLC | 100 | Power Depot Group A, LLC | 100 | Non-regulated
Goldsmith | 65542_G_GS8 | 65542 | G | GS8 |  | Combustion Turbine | IC Engine | ERC_WEST | Texas | 48 | Ector | 135 | 48135 | 0.5 | 13470 | 2013 | 9999 |  |  | N | Distillate Fuel Oil | [11 empty] | 0 |  | 1.6498 | 1.6498 | 1.6498 | 1.6498 | [11 empty] | Power Depot Group A, LLC | 100 | Power Depot Group A, LLC | 100 | Non-regulated
Goldsmith | 65542_G_GS9 | 65542 | G | GS9 |  | Combustion Turbine | IC Engine | ERC_WEST | Texas | 48 | Ector | 135 | 48135 | 0.5 | 13470 | 2013 | 9999 |  |  | N | Distillate Fuel Oil | [11 empty] | 0 |  | 1.6498 | 1.6498 | 1.6498 | 1.6498 | [11 empty] | Power Depot Group A, LLC | 100 | Power Depot Group A, LLC | 100 | Non-regulated
Mckeever | 65543_G_MK1 | 65543 | G | MK1 |  | Combustion Turbine | IC Engine | ERC_REST | Texas | 48 | Fort Bend | 157 | 48157 | 0.5 | 13470 | 2013 | 9999 |  |  | N | Distillate Fuel Oil | [11 empty] | 0 |  | 1.6498 | 1.6498 | 1.6498 | 1.6498 | [11 empty] | Power Depot Group A, LLC | 100 | Power Depot Group A, LLC | 100 | Non-regulated
Mckeever | 65543_G_MK10 | 65543 | G | MK10 |  | Combustion Turbine | IC Engine | ERC_REST | Texas | 48 | Fort Bend | 157 | 48157 | 0.5 | 13470 | 2013 | 9999 |  |  | N | Distillate Fuel Oil | [11 empty] | 0 |  | 1.6498 | 1.6498 | 1.6498 | 1.6498 | [11 empty] | Power Depot Group A, LLC | 100 | Power Depot Group A, LLC | 100 | Non-regulated
Mckeever | 65543_G_MK11 | 65543 | G | MK11 |  | Combustion Turbine | IC Engine | ERC_REST | Texas | 48 | Fort Bend | 157 | 48157 | 0.5 | 13470 | 2013 | 9999 |  |  | N | Distillate Fuel Oil | [11 empty] | 0 |  | 1.6498 | 1.6498 | 1.6498 | 1.6498 | [11 empty] | Power Depot Group A, LLC | 100 | Power Depot Group A, LLC | 100 | Non-regulated
Mckeever | 65543_G_MK12 | 65543 | G | MK12 |  | Combustion Turbine | IC Engine | ERC_REST | Texas | 48 | Fort Bend | 157 | 48157 | 0.5 | 13470 | 2013 | 9999 |  |  | N | Distillate Fuel Oil | [11 empty] | 0 |  | 1.6498 | 1.6498 | 1.6498 | 1.6498 | [11 empty] | Power Depot Group A, LLC | 100 | Power Depot Group A, LLC | 100 | Non-regulated
Mckeever | 65543_G_MK13 | 65543 | G | MK13 |  | Combustion Turbine | IC Engine | ERC_REST | Texas | 48 | Fort Bend | 157 | 48157 | 0.5 | 13470 | 2013 | 9999 |  |  | N | Distillate Fuel Oil | [11 empty] | 0 |  | 1.6498 | 1.6498 | 1.6498 | 1.6498 | [11 empty] | Power Depot Group A, LLC | 100 | Power Depot Group A, LLC | 100 | Non-regulated
Mckeever | 65543_G_MK14 | 65543 | G | MK14 |  | Combustion Turbine | IC Engine | ERC_REST | Texas | 48 | Fort Bend | 157 | 48157 | 0.5 | 13470 | 2013 | 9999 |  |  | N | Distillate Fuel Oil | [11 empty] | 0 |  | 1.6498 | 1.6498 | 1.6498 | 1.6498 | [11 empty] | Power Depot Group A, LLC | 100 | Power Depot Group A, LLC | 100 | Non-regulated
Mckeever | 65543_G_MK15 | 65543 | G | MK15 |  | Combustion Turbine | IC Engine | ERC_REST | Texas | 48 | Fort Bend | 157 | 48157 | 0.5 | 13470 | 2013 | 9999 |  |  | N | Distillate Fuel Oil | [11 empty] | 0 |  | 1.6498 | 1.6498 | 1.6498 | 1.6498 | [11 empty] | Power Depot Group A, LLC | 100 | Power Depot Group A, LLC | 100 | Non-regulated
Mckeever | 65543_G_MK2 | 65543 | G | MK2 |  | Combustion Turbine | IC Engine | ERC_REST | Texas | 48 | Fort Bend | 157 | 48157 | 0.5 | 13470 | 2013 | 9999 |  |  | N | Distillate Fuel Oil | [11 empty] | 0 |  | 1.6498 | 1.6498 | 1.6498 | 1.6498 | [11 empty] | Power Depot Group A, LLC | 100 | Power Depot Group A, LLC | 100 | Non-regulated
Mckeever | 65543_G_MK3 | 65543 | G | MK3 |  | Combustion Turbine | IC Engine | ERC_REST | Texas | 48 | Fort Bend | 157 | 48157 | 0.5 | 13470 | 2013 | 9999 |  |  | N | Distillate Fuel Oil | [11 empty] | 0 |  | 1.6498 | 1.6498 | 1.6498 | 1.6498 | [11 empty] | Power Depot Group A, LLC | 100 | Power Depot Group A, LLC | 100 | Non-regulated
Mckeever | 65543_G_MK4 | 65543 | G | MK4 |  | Combustion Turbine | IC Engine | ERC_REST | Texas | 48 | Fort Bend | 157 | 48157 | 0.5 | 13470 | 2013 | 9999 |  |  | N | Distillate Fuel Oil | [11 empty] | 0 |  | 1.6498 | 1.6498 | 1.6498 | 1.6498 | [11 empty] | Power Depot Group A, LLC | 100 | Power Depot Group A, LLC | 100 | Non-regulated
Mckeever | 65543_G_MK5 | 65543 | G | MK5 |  | Combustion Turbine | IC Engine | ERC_REST | Texas | 48 | Fort Bend | 157 | 48157 | 0.5 | 13470 | 2013 | 9999 |  |  | N | Distillate Fuel Oil | [11 empty] | 0 |  | 1.6498 | 1.6498 | 1.6498 | 1.6498 | [11 empty] | Power Depot Group A, LLC | 100 | Power Depot Group A, LLC | 100 | Non-regulated
Mckeever | 65543_G_MK6 | 65543 | G | MK6 |  | Combustion Turbine | IC Engine | ERC_REST | Texas | 48 | Fort Bend | 157 | 48157 | 0.5 | 13470 | 2013 | 9999 |  |  | N | Distillate Fuel Oil | [11 empty] | 0 |  | 1.6498 | 1.6498 | 1.6498 | 1.6498 | [11 empty] | Power Depot Group A, LLC | 100 | Power Depot Group A, LLC | 100 | Non-regulated
Mckeever | 65543_G_MK7 | 65543 | G | MK7 |  | Combustion Turbine | IC Engine | ERC_REST | Texas | 48 | Fort Bend | 157 | 48157 | 0.5 | 13470 | 2013 | 9999 |  |  | N | Distillate Fuel Oil | [11 empty] | 0 |  | 1.6498 | 1.6498 | 1.6498 | 1.6498 | [11 empty] | Power Depot Group A, LLC | 100 | Power Depot Group A, LLC | 100 | Non-regulated
Mckeever | 65543_G_MK8 | 65543 | G | MK8 |  | Combustion Turbine | IC Engine | ERC_REST | Texas | 48 | Fort Bend | 157 | 48157 | 0.5 | 13470 | 2013 | 9999 |  |  | N | Distillate Fuel Oil | [11 empty] | 0 |  | 1.6498 | 1.6498 | 1.6498 | 1.6498 | [11 empty] | Power Depot Group A, LLC | 100 | Power Depot Group A, LLC | 100 | Non-regulated
Mckeever | 65543_G_MK9 | 65543 | G | MK9 |  | Combustion Turbine | IC Engine | ERC_REST | Texas | 48 | Fort Bend | 157 | 48157 | 0.5 | 13470 | 2013 | 9999 |  |  | N | Distillate Fuel Oil | [11 empty] | 0 |  | 1.6498 | 1.6498 | 1.6498 | 1.6498 | [11 empty] | Power Depot Group A, LLC | 100 | Power Depot Group A, LLC | 100 | Non-regulated
N. Mary Francis | 65544_G_NMF1 | 65544 | G | NMF1 |  | Combustion Turbine | IC Engine | ERC_WEST | Texas | 48 | Ector | 135 | 48135 | 0.5 | 13470 | 2013 | 9999 |  |  | N | Distillate Fuel Oil | [11 empty] | 0 |  | 1.6498 | 1.6498 | 1.6498 | 1.6498 | [11 empty] | Power Depot Group A, LLC | 100 | Power Depot Group A, LLC | 100 | Non-regulated
N. Mary Francis | 65544_G_NMF10 | 65544 | G | NMF10 |  | Combustion Turbine | IC Engine | ERC_WEST | Texas | 48 | Ector | 135 | 48135 | 0.5 | 13470 | 2013 | 9999 |  |  | N | Distillate Fuel Oil | [11 empty] | 0 |  | 1.6498 | 1.6498 | 1.6498 | 1.6498 | [11 empty] | Power Depot Group A, LLC | 100 | Power Depot Group A, LLC | 100 | Non-regulated
N. Mary Francis | 65544_G_NMF11 | 65544 | G | NMF11 |  | Combustion Turbine | IC Engine | ERC_WEST | Texas | 48 | Ector | 135 | 48135 | 0.5 | 13470 | 2013 | 9999 |  |  | N | Distillate Fuel Oil | [11 empty] | 0 |  | 1.6498 | 1.6498 | 1.6498 | 1.6498 | [11 empty] | Power Depot Group A, LLC | 100 | Power Depot Group A, LLC | 100 | Non-regulated
N. Mary Francis | 65544_G_NMF12 | 65544 | G | NMF12 |  | Combustion Turbine | IC Engine | ERC_WEST | Texas | 48 | Ector | 135 | 48135 | 0.5 | 13470 | 2013 | 9999 |  |  | N | Distillate Fuel Oil | [11 empty] | 0 |  | 1.6498 | 1.6498 | 1.6498 | 1.6498 | [11 empty] | Power Depot Group A, LLC | 100 | Power Depot Group A, LLC | 100 | Non-regulated
N. Mary Francis | 65544_G_NMF13 | 65544 | G | NMF13 |  | Combustion Turbine | IC Engine | ERC_WEST | Texas | 48 | Ector | 135 | 48135 | 0.5 | 13470 | 2013 | 9999 |  |  | N | Distillate Fuel Oil | [11 empty] | 0 |  | 1.6498 | 1.6498 | 1.6498 | 1.6498 | [11 empty] | Power Depot Group A, LLC | 100 | Power Depot Group A, LLC | 100 | Non-regulated
N. Mary Francis | 65544_G_NMF14 | 65544 | G | NMF14 |  | Combustion Turbine | IC Engine | ERC_WEST | Texas | 48 | Ector | 135 | 48135 | 0.5 | 13470 | 2013 | 9999 |  |  | N | Distillate Fuel Oil | [11 empty] | 0 |  | 1.6498 | 1.6498 | 1.6498 | 1.6498 | [11 empty] | Power Depot Group A, LLC | 100 | Power Depot Group A, LLC | 100 | Non-regulated
N. Mary Francis | 65544_G_NMF15 | 65544 | G | NMF15 |  | Combustion Turbine | IC Engine | ERC_WEST | Texas | 48 | Ector | 135 | 48135 | 0.5 | 13470 | 2013 | 9999 |  |  | N | Distillate Fuel Oil | [11 empty] | 0 |  | 1.6498 | 1.6498 | 1.6498 | 1.6498 | [11 empty] | Power Depot Group A, LLC | 100 | Power Depot Group A, LLC | 100 | Non-regulated
N. Mary Francis | 65544_G_NMF2 | 65544 | G | NMF2 |  | Combustion Turbine | IC Engine | ERC_WEST | Texas | 48 | Ector | 135 | 48135 | 0.5 | 13470 | 2013 | 9999 |  |  | N | Distillate Fuel Oil | [11 empty] | 0 |  | 1.6498 | 1.6498 | 1.6498 | 1.6498 | [11 empty] | Power Depot Group A, LLC | 100 | Power Depot Group A, LLC | 100 | Non-regulated
N. Mary Francis | 65544_G_NMF3 | 65544 | G | NMF3 |  | Combustion Turbine | IC Engine | ERC_WEST | Texas | 48 | Ector | 135 | 48135 | 0.5 | 13470 | 2013 | 9999 |  |  | N | Distillate Fuel Oil | [11 empty] | 0 |  | 1.6498 | 1.6498 | 1.6498 | 1.6498 | [11 empty] | Power Depot Group A, LLC | 100 | Power Depot Group A, LLC | 100 | Non-regulated
N. Mary Francis | 65544_G_NMF4 | 65544 | G | NMF4 |  | Combustion Turbine | IC Engine | ERC_WEST | Texas | 48 | Ector | 135 | 48135 | 0.5 | 13470 | 2013 | 9999 |  |  | N | Distillate Fuel Oil | [11 empty] | 0 |  | 1.6498 | 1.6498 | 1.6498 | 1.6498 | [11 empty] | Power Depot Group A, LLC | 100 | Power Depot Group A, LLC | 100 | Non-regulated
N. Mary Francis | 65544_G_NMF5 | 65544 | G | NMF5 |  | Combustion Turbine | IC Engine | ERC_WEST | Texas | 48 | Ector | 135 | 48135 | 0.5 | 13470 | 2013 | 9999 |  |  | N | Distillate Fuel Oil | [11 empty] | 0 |  | 1.6498 | 1.6498 | 1.6498 | 1.6498 | [11 empty] | Power Depot Group A, LLC | 100 | Power Depot Group A, LLC | 100 | Non-regulated
N. Mary Francis | 65544_G_NMF6 | 65544 | G | NMF6 |  | Combustion Turbine | IC Engine | ERC_WEST | Texas | 48 | Ector | 135 | 48135 | 0.5 | 13470 | 2013 | 9999 |  |  | N | Distillate Fuel Oil | [11 empty] | 0 |  | 1.6498 | 1.6498 | 1.6498 | 1.6498 | [11 empty] | Power Depot Group A, LLC | 100 | Power Depot Group A, LLC | 100 | Non-regulated
N. Mary Francis | 65544_G_NMF7 | 65544 | G | NMF7 |  | Combustion Turbine | IC Engine | ERC_WEST | Texas | 48 | Ector | 135 | 48135 | 0.5 | 13470 | 2013 | 9999 |  |  | N | Distillate Fuel Oil | [11 empty] | 0 |  | 1.6498 | 1.6498 | 1.6498 | 1.6498 | [11 empty] | Power Depot Group A, LLC | 100 | Power Depot Group A, LLC | 100 | Non-regulated
N. Mary Francis | 65544_G_NMF8 | 65544 | G | NMF8 |  | Combustion Turbine | IC Engine | ERC_WEST | Texas | 48 | Ector | 135 | 48135 | 0.5 | 13470 | 2013 | 9999 |  |  | N | Distillate Fuel Oil | [11 empty] | 0 |  | 1.6498 | 1.6498 | 1.6498 | 1.6498 | [11 empty] | Power Depot Group A, LLC | 100 | Power Depot Group A, LLC | 100 | Non-regulated
N. Mary Francis | 65544_G_NMF9 | 65544 | G | NMF9 |  | Combustion Turbine | IC Engine | ERC_WEST | Texas | 48 | Ector | 135 | 48135 | 0.5 | 13470 | 2013 | 9999 |  |  | N | Distillate Fuel Oil | [11 empty] | 0 |  | 1.6498 | 1.6498 | 1.6498 | 1.6498 | [11 empty] | Power Depot Group A, LLC | 100 | Power Depot Group A, LLC | 100 | Non-regulated
Inertia Wind Project | 65546_G_WINER | 65546 | G | WINER |  | Onshore Wind |  | ERC_WEST | Texas | 48 | Haskell | 207 | 48207 | 301 | 0 | 2023 | 9999 |  |  | N | Wind | [11 empty] | 0 |  | 0 | 0 | 0 | 0 | [11 empty] | Inertia Wind Project, LLC | 100 | Inertia Wind Project, LLC | 100 | Non-regulated
Wedge | 65547_G_WEDGE | 65547 | G | WEDGE |  | Solar PV |  | S_VACA | North Carolina | 37 | Wayne | 191 | 37191 | 5 | 0 | 2021 | 9999 |  |  | N | Solar | [11 empty] | 0 |  | 0 | 0 | 0 | 0 | [11 empty] | Wedge Solar Farm, LLC | 100 | Wedge Solar Farm, LLC | 100 | Non-regulated
Truman (NC) | 65548_G_TRUMN | 65548 | G | TRUMN |  | Solar PV |  | S_VACA | North Carolina | 37 | Johnston | 101 | 37101 | 5 | 0 | 2019 | 9999 |  |  | N | Solar | [11 empty] | 0 |  | 0 | 0 | 0 | 0 | [11 empty] | Truman Farm, LLC | 100 | Truman Farm, LLC | 100 | Non-regulated
Trent River Farm | 65549_G_TRENT | 65549 | G | TRENT |  | Solar PV |  | S_VACA | North Carolina | 37 | Jones | 103 | 37103 | 5 | 0 | 2018 | 9999 |  |  | N | Solar | [11 empty] | 0 |  | 0 | 0 | 0 | 0 | [11 empty] | Trent River Farm, LLC | 100 | Trent River Farm, LLC | 100 | Non-regulated
Tinker (NC) | 65550_G_TINKR | 65550 | G | TINKR |  | Solar PV |  | S_VACA | North Carolina | 37 | Chatham | 37 | 37037 | 4.8 | 0 | 2018 | 9999 |  |  | N | Solar | [11 empty] | 0 |  | 0 | 0 | 0 | 0 | [11 empty] | Tinker Farm, LLC | 100 | Tinker Farm, LLC | 100 | Non-regulated
Sneads Grove | 65551_G_SNEAD | 65551 | G | SNEAD |  | Solar PV |  | S_VACA | North Carolina | 37 | Scotland | 165 | 37165 | 5 | 0 | 2018 | 9999 |  |  | N | Solar | [11 empty] | 0 |  | 0 | 0 | 0 | 0 | [11 empty] | Sneads Grove, LLC | 100 | Sneads Grove, LLC | 100 | Non-regulated
Henry Farm | 65552_G_HENRY | 65552 | G | HENRY |  | Solar PV |  | S_VACA | North Carolina | 37 | Randolph | 151 | 37151 | 5 | 0 | 2017 | 9999 |  |  | N | Solar | [11 empty] | 0 |  | 0 | 0 | 0 | 0 | [11 empty] | Henry Farm, LLC | 100 | Henry Farm, LLC | 100 | Non-regulated
Kalish Farm Solar | 65553_G_KALIS | 65553 | G | KALIS |  | Solar PV |  | S_VACA | North Carolina | 37 | Montgomery | 123 | 37123 | 5 | 0 | 2018 | 9999 |  |  | N | Solar | [11 empty] | 0 |  | 0 | 0 | 0 | 0 | [11 empty] | Kalish Farm Solar, LLC | 100 | Kalish Farm Solar, LLC | 100 | Non-regulated
Kendall Farm | 65554_G_KENDL | 65554 | G | KENDL |  | Solar PV |  | S_VACA | North Carolina | 37 | Randolph | 151 | 37151 | 5 | 0 | 2019 | 9999 |  |  | N | Solar | [11 empty] | 0 |  | 0 | 0 | 0 | 0 | [11 empty] | Kendall Farm, LLC | 100 | Kendall Farm, LLC | 100 | Non-regulated
Peake Road | 65555_G_PEAKE | 65555 | G | PEAKE |  | Solar PV |  | S_VACA | North Carolina | 37 | Granville | 77 | 37077 | 5 | 0 | 2019 | 9999 |  |  | N | Solar | [11 empty] | 0 |  | 0 | 0 | 0 | 0 | [11 empty] | Peake Road Farm, LLC | 100 | Peake Road Farm, LLC | 100 | Non-regulated
Seagrove | 65556_G_SEAGR | 65556 | G | SEAGR |  | Solar PV |  | S_VACA | North Carolina | 37 | Randolph | 151 | 37151 | 4.5 | 0 | 2019 | 9999 |  |  | N | Solar | [11 empty] | 0 |  | 0 | 0 | 0 | 0 | [11 empty] | Seagrove Farm, LLC | 100 | Seagrove Farm, LLC | 100 | Non-regulated
Nolan | 65559_G_NOLAN | 65559 | G | NOLAN |  | Solar PV |  | NENGREST | Massachusetts | 25 | Berkshire | 3 | 25003 | 1 | 0 | 2017 | 9999 |  |  | N | Solar | [11 empty] | 0 |  | 0 | 0 | 0 | 0 | [11 empty] | LSE Crater, LLC | 100 | LSE Crater, LLC | 100 | Non-regulated
Truck Stop | 65560_G_TRUCK | 65560 | G | TRUCK |  | Solar PV |  | NENGREST | Massachusetts | 25 | Berkshire | 3 | 25003 | 2 | 0 | 2017 | 9999 |  |  | N | Solar | [11 empty] | 0 |  | 0 | 0 | 0 | 0 | [11 empty] | LE Corona Austrina, LLC | 100 | LE Corona Austrina, LLC | 100 | Non-regulated
South Fork Wind | 65561_G_SFWND | 65561 | G | SFWND |  | Offshore Wind |  | NY_Z_K | New York | 36 | Suffolk | 103 | 36103 | 130 | 0 | 2023 | 9999 |  |  | N | Wind | [11 empty] | 0 |  | 0 | 0 | 0 | 0 | [11 empty] | Eversource Energy | 50 | Eversource Energy | 50 | Non-regulated
Amazon Bakersfield 1 Solar Project | 65562_G_ABFSP | 65562 | G | ABFSP |  | Solar PV |  | WECC_SCE | California | 6 | Kern | 29 | 06029 | 4.2 | 0 | 2023 | 9999 |  |  | N | Solar | [11 empty] | 0 |  | 0 | 0 | 0 | 0 | [11 empty] | Solar Star Prime 3, LLC | 100 | Solar Star Prime 3, LLC | 100 | Non-regulated
Amazon Bakersfield 1 Solar Project | 65562_G_ABSBA | 65562 | G | ABSBA |  | Energy Storage |  | WECC_SCE | California | 6 | Kern | 29 | 06029 | 1.6 | 0 | 2023 | 9999 |  |  | N | Energy Storage | [11 empty] | 0 |  | 0 | 0 | 0 | 0 | [11 empty] | Solar Star Prime 3, LLC | 100 | Solar Star Prime 3, LLC | 100 | Non-regulated
Robin NJ | 65563_G_136 | 65563 | G | 136 |  | Solar PV |  | PJM_EMAC | New Jersey | 34 | Mercer | 21 | 34021 | 2.2 | 0 | 2022 | 9999 |  |  | N | Solar | [11 empty] | 0 |  | 0 | 0 | 0 | 0 | [11 empty] | Greenbacker Renewable Energy Corporation | 100 | Greenbacker Renewable Energy Corporation | 100 | Non-regulated
Calibrant Bakersfield LLC | 65564_G_BAKER | 65564 | G | BAKER |  | Solar PV |  | WECC_SCE | California | 6 | Kern | 29 | 06029 | 1.3 | 0 | 2022 | 9999 |  |  | N | Solar | [11 empty] | 0 |  | 0 | 0 | 0 | 0 | [11 empty] | Calibrant Bakersfield, LLC | 100 | Calibrant Bakersfield, LLC | 100 | Non-regulated
Bradford Solar | 65566_G_BRADF | 65566 | G | BRADF |  | Solar PV |  | NENGREST | Massachusetts | 25 | Essex | 9 | 25009 | 5 | 0 | 2017 | 9999 |  |  | N | Solar | [11 empty] | 0 |  | 0 | 0 | 0 | 0 | [11 empty] | Bradford Solar, LLC | 100 | Bradford Solar, LLC | 100 | Non-regulated
Smith Solar Farm | 65567_G_SMITH | 65567 | G | SMITH |  | Solar PV |  | S_VACA | North Carolina | 37 | Scotland | 165 | 37165 | 5 | 0 | 2019 | 9999 |  |  | N | Solar | [11 empty] | 0 |  | 0 | 0 | 0 | 0 | [11 empty] | Smith Solar Farm, LLC | 100 | Smith Solar Farm, LLC | 100 | Non-regulated
Google Moffett Park Solar Project | 65568_G_GMSP1 | 65568 | G | GMSP1 |  | Solar PV |  | WEC_CALN | California | 6 | Santa Clara | 85 | 06085 | 1 | 0 | 2021 | 9999 |  |  | N | Solar | [11 empty] | 0 |  | 0 | 0 | 0 | 0 | [11 empty] | Google, Inc. | 100 | Google, Inc. | 100 | Non-regulated
Google Moffett Park Solar Project | 65568_G_GMSP2 | 65568 | G | GMSP2 |  | Solar PV |  | WEC_CALN | California | 6 | Santa Clara | 85 | 06085 | 0.7 | 0 | 2021 | 9999 |  |  | N | Solar | [11 empty] | 0 |  | 0 | 0 | 0 | 0 | [11 empty] | Google, Inc. | 100 | Google, Inc. | 100 | Non-regulated
Google Moffett Park Solar Project | 65568_G_GMSPB | 65568 | G | GMSPB |  | Energy Storage |  | WEC_CALN | California | 6 | Santa Clara | 85 | 06085 | 0.6 | 0 | 2021 | 9999 |  |  | N | Energy Storage | [11 empty] | 0 |  | 0 | 0 | 0 | 0 | [11 empty] | Google, Inc. | 100 | Google, Inc. | 100 | Non-regulated
Gilead Sciences La Verne Rooftop Solar | 65569_G_GSRBA | 65569 | G | GSRBA |  | Energy Storage |  | WEC_LADW | California | 6 | Los Angeles | 37 | 06037 | 1.1 | 0 | 2021 | 9999 |  |  | N | Energy Storage | [11 empty] | 0 |  | 0 | 0 | 0 | 0 | [11 empty] | Gilead Sciences, Inc. - La Verne | 100 | Gilead Sciences, Inc. - La Verne | 100 | Non-regulated
Gilead Sciences La Verne Rooftop Solar | 65569_G_GSRSP | 65569 | G | GSRSP |  | Solar PV |  | WEC_LADW | California | 6 | Los Angeles | 37 | 06037 | 1.6 | 0 | 2021 | 9999 |  |  | N | Solar | [11 empty] | 0 |  | 0 | 0 | 0 | 0 | [11 empty] | Gilead Sciences, Inc. - La Verne | 100 | Gilead Sciences, Inc. - La Verne | 100 | Non-regulated
West Valley Mission CCD Solar Project | 65570_G_WVMBA | 65570 | G | WVMBA |  | Energy Storage |  | WEC_CALN | California | 6 | Santa Clara | 85 | 06085 | 0.9 | 0 | 2022 | 9999 |  |  | N | Energy Storage | [11 empty] | 0 |  | 0 | 0 | 0 | 0 | [11 empty] | West Valley-Mission Community College District | 100 | West Valley-Mission Community College District | 100 | Non-regulated
West Valley Mission CCD Solar Project | 65570_G_WVMSP | 65570 | G | WVMSP |  | Solar PV |  | WEC_CALN | California | 6 | Santa Clara | 85 | 06085 | 2.5 | 0 | 2022 | 9999 |  |  | N | Solar | [11 empty] | 0 |  | 0 | 0 | 0 | 0 | [11 empty] | West Valley-Mission Community College District | 100 | West Valley-Mission Community College District | 100 | Non-regulated
Verizon Hidden Ridge Solar Project | 65571_G_VH600 | 65571 | G | VH600 |  | Solar PV |  | ERC_REST | Texas | 48 | Dallas | 113 | 48113 | 0.9 | 0 | 2022 | 9999 |  |  | N | Solar | [11 empty] | 0 |  | 0 | 0 | 0 | 0 | [11 empty] | Verizon Communications | 100 | Verizon Communications | 100 | Non-regulated
Verizon Hidden Ridge Solar Project | 65571_G_VH700 | 65571 | G | VH700 |  | Solar PV |  | ERC_REST | Texas | 48 | Dallas | 113 | 48113 | 1 | 0 | 2022 | 9999 |  |  | N | Solar | [11 empty] | 0 |  | 0 | 0 | 0 | 0 | [11 empty] | Verizon Communications | 100 | Verizon Communications | 100 | Non-regulated
Verizon Hidden Ridge Solar Project | 65571_G_VH750 | 65571 | G | VH750 |  | Solar PV |  | ERC_REST | Texas | 48 | Dallas | 113 | 48113 | 0.8 | 0 | 2022 | 9999 |  |  | N | Solar | [11 empty] | 0 |  | 0 | 0 | 0 | 0 | [11 empty] | Verizon Communications | 100 | Verizon Communications | 100 | Non-regulated
Muskegon Solar | 65572_G_MSP | 65572 | G | MSP |  | Solar PV |  | MIS_LMI | Michigan | 26 | Muskegon | 121 | 26121 | 250 | 0 | 2025 | 9999 |  |  | N | Solar | [11 empty] | 0 |  | 0 | 0 | 0 | 0 | [11 empty] | Consumers Energy Co | 100 | Consumers Energy Co | 100 | Regulated
Ridge Rd | 65573_G_RR1 | 65573 | G | RR1 |  | Combustion Turbine | IC Engine | ERC_REST | Texas | 48 | Hidalgo | 215 | 48215 | 0.5 | 13470 | 2013 | 9999 |  |  | N | Distillate Fuel Oil | [11 empty] | 0 |  | 1.6498 | 1.6498 | 1.6498 | 1.6498 | [11 empty] | Power Depot Group A, LLC | 100 | Power Depot Group A, LLC | 100 | Non-regulated
Ridge Rd | 65573_G_RR10 | 65573 | G | RR10 |  | Combustion Turbine | IC Engine | ERC_REST | Texas | 48 | Hidalgo | 215 | 48215 | 0.5 | 13470 | 2013 | 9999 |  |  | N | Distillate Fuel Oil | [11 empty] | 0 |  | 1.6498 | 1.6498 | 1.6498 | 1.6498 | [11 empty] | Power Depot Group A, LLC | 100 | Power Depot Group A, LLC | 100 | Non-regulated
Ridge Rd | 65573_G_RR11 | 65573 | G | RR11 |  | Combustion Turbine | IC Engine | ERC_REST | Texas | 48 | Hidalgo | 215 | 48215 | 0.5 | 13470 | 2013 | 9999 |  |  | N | Distillate Fuel Oil | [11 empty] | 0 |  | 1.6498 | 1.6498 | 1.6498 | 1.6498 | [11 empty] | Power Depot Group A, LLC | 100 | Power Depot Group A, LLC | 100 | Non-regulated
Ridge Rd | 65573_G_RR12 | 65573 | G | RR12 |  | Combustion Turbine | IC Engine | ERC_REST | Texas | 48 | Hidalgo | 215 | 48215 | 0.5 | 13470 | 2013 | 9999 |  |  | N | Distillate Fuel Oil | [11 empty] | 0 |  | 1.6498 | 1.6498 | 1.6498 | 1.6498 | [11 empty] | Power Depot Group A, LLC | 100 | Power Depot Group A, LLC | 100 | Non-regulated
Ridge Rd | 65573_G_RR13 | 65573 | G | RR13 |  | Combustion Turbine | IC Engine | ERC_REST | Texas | 48 | Hidalgo | 215 | 48215 | 0.5 | 13470 | 2013 | 9999 |  |  | N | Distillate Fuel Oil | [11 empty] | 0 |  | 1.6498 | 1.6498 | 1.6498 | 1.6498 | [11 empty] | Power Depot Group A, LLC | 100 | Power Depot Group A, LLC | 100 | Non-regulated
Ridge Rd | 65573_G_RR14 | 65573 | G | RR14 |  | Combustion Turbine | IC Engine | ERC_REST | Texas | 48 | Hidalgo | 215 | 48215 | 0.5 | 13470 | 2013 | 9999 |  |  | N | Distillate Fuel Oil | [11 empty] | 0 |  | 1.6498 | 1.6498 | 1.6498 | 1.6498 | [11 empty] | Power Depot Group A, LLC | 100 | Power Depot Group A, LLC | 100 | Non-regulated
Ridge Rd | 65573_G_RR15 | 65573 | G | RR15 |  | Combustion Turbine | IC Engine | ERC_REST | Texas | 48 | Hidalgo | 215 | 48215 | 0.5 | 13470 | 2013 | 9999 |  |  | N | Distillate Fuel Oil | [11 empty] | 0 |  | 1.6498 | 1.6498 | 1.6498 | 1.6498 | [11 empty] | Power Depot Group A, LLC | 100 | Power Depot Group A, LLC | 100 | Non-regulated
Ridge Rd | 65573_G_RR2 | 65573 | G | RR2 |  | Combustion Turbine | IC Engine | ERC_REST | Texas | 48 | Hidalgo | 215 | 48215 | 0.5 | 13470 | 2013 | 9999 |  |  | N | Distillate Fuel Oil | [11 empty] | 0 |  | 1.6498 | 1.6498 | 1.6498 | 1.6498 | [11 empty] | Power Depot Group A, LLC | 100 | Power Depot Group A, LLC | 100 | Non-regulated
Ridge Rd | 65573_G_RR3 | 65573 | G | RR3 |  | Combustion Turbine | IC Engine | ERC_REST | Texas | 48 | Hidalgo | 215 | 48215 | 0.5 | 13470 | 2013 | 9999 |  |  | N | Distillate Fuel Oil | [11 empty] | 0 |  | 1.6498 | 1.6498 | 1.6498 | 1.6498 | [11 empty] | Power Depot Group A, LLC | 100 | Power Depot Group A, LLC | 100 | Non-regulated
Ridge Rd | 65573_G_RR4 | 65573 | G | RR4 |  | Combustion Turbine | IC Engine | ERC_REST | Texas | 48 | Hidalgo | 215 | 48215 | 0.5 | 13470 | 2013 | 9999 |  |  | N | Distillate Fuel Oil | [11 empty] | 0 |  | 1.6498 | 1.6498 | 1.6498 | 1.6498 | [11 empty] | Power Depot Group A, LLC | 100 | Power Depot Group A, LLC | 100 | Non-regulated
Ridge Rd | 65573_G_RR5 | 65573 | G | RR5 |  | Combustion Turbine | IC Engine | ERC_REST | Texas | 48 | Hidalgo | 215 | 48215 | 0.5 | 13470 | 2013 | 9999 |  |  | N | Distillate Fuel Oil | [11 empty] | 0 |  | 1.6498 | 1.6498 | 1.6498 | 1.6498 | [11 empty] | Power Depot Group A, LLC | 100 | Power Depot Group A, LLC | 100 | Non-regulated
Ridge Rd | 65573_G_RR6 | 65573 | G | RR6 |  | Combustion Turbine | IC Engine | ERC_REST | Texas | 48 | Hidalgo | 215 | 48215 | 0.5 | 13470 | 2013 | 9999 |  |  | N | Distillate Fuel Oil | [11 empty] | 0 |  | 1.6498 | 1.6498 | 1.6498 | 1.6498 | [11 empty] | Power Depot Group A, LLC | 100 | Power Depot Group A, LLC | 100 | Non-regulated
Ridge Rd | 65573_G_RR7 | 65573 | G | RR7 |  | Combustion Turbine | IC Engine | ERC_REST | Texas | 48 | Hidalgo | 215 | 48215 | 0.5 | 13470 | 2013 | 9999 |  |  | N | Distillate Fuel Oil | [11 empty] | 0 |  | 1.6498 | 1.6498 | 1.6498 | 1.6498 | [11 empty] | Power Depot Group A, LLC | 100 | Power Depot Group A, LLC | 100 | Non-regulated
Ridge Rd | 65573_G_RR8 | 65573 | G | RR8 |  | Combustion Turbine | IC Engine | ERC_REST | Texas | 48 | Hidalgo | 215 | 48215 | 0.5 | 13470 | 2013 | 9999 |  |  | N | Distillate Fuel Oil | [11 empty] | 0 |  | 1.6498 | 1.6498 | 1.6498 | 1.6498 | [11 empty] | Power Depot Group A, LLC | 100 | Power Depot Group A, LLC | 100 | Non-regulated
Ridge Rd | 65573_G_RR9 | 65573 | G | RR9 |  | Combustion Turbine | IC Engine | ERC_REST | Texas | 48 | Hidalgo | 215 | 48215 | 0.5 | 13470 | 2013 | 9999 |  |  | N | Distillate Fuel Oil | [11 empty] | 0 |  | 1.6498 | 1.6498 | 1.6498 | 1.6498 | [11 empty] | Power Depot Group A, LLC | 100 | Power Depot Group A, LLC | 100 | Non-regulated
Santa Rosa | 65574_G_SR1 | 65574 | G | SR1 |  | Combustion Turbine | IC Engine | ERC_REST | Texas | 48 | Cameron | 61 | 48061 | 0.5 | 13470 | 2013 | 9999 |  |  | N | Distillate Fuel Oil | [11 empty] | 0 |  | 1.6498 | 1.6498 | 1.6498 | 1.6498 | [11 empty] | Power Depot Group A, LLC | 100 | Power Depot Group A, LLC | 100 | Non-regulated
Santa Rosa | 65574_G_SR10 | 65574 | G | SR10 |  | Combustion Turbine | IC Engine | ERC_REST | Texas | 48 | Cameron | 61 | 48061 | 0.5 | 13470 | 2013 | 9999 |  |  | N | Distillate Fuel Oil | [11 empty] | 0 |  | 1.6498 | 1.6498 | 1.6498 | 1.6498 | [11 empty] | Power Depot Group A, LLC | 100 | Power Depot Group A, LLC | 100 | Non-regulated
Santa Rosa | 65574_G_SR11 | 65574 | G | SR11 |  | Combustion Turbine | IC Engine | ERC_REST | Texas | 48 | Cameron | 61 | 48061 | 0.5 | 13470 | 2013 | 9999 |  |  | N | Distillate Fuel Oil | [11 empty] | 0 |  | 1.6498 | 1.6498 | 1.6498 | 1.6498 | [11 empty] | Power Depot Group A, LLC | 100 | Power Depot Group A, LLC | 100 | Non-regulated
Santa Rosa | 65574_G_SR12 | 65574 | G | SR12 |  | Combustion Turbine | IC Engine | ERC_REST | Texas | 48 | Cameron | 61 | 48061 | 0.5 | 13470 | 2013 | 9999 |  |  | N | Distillate Fuel Oil | [11 empty] | 0 |  | 1.6498 | 1.6498 | 1.6498 | 1.6498 | [11 empty] | Power Depot Group A, LLC | 100 | Power Depot Group A, LLC | 100 | Non-regulated
Santa Rosa | 65574_G_SR13 | 65574 | G | SR13 |  | Combustion Turbine | IC Engine | ERC_REST | Texas | 48 | Cameron | 61 | 48061 | 0.5 | 13470 | 2013 | 9999 |  |  | N | Distillate Fuel Oil | [11 empty] | 0 |  | 1.6498 | 1.6498 | 1.6498 | 1.6498 | [11 empty] | Power Depot Group A, LLC | 100 | Power Depot Group A, LLC | 100 | Non-regulated
Santa Rosa | 65574_G_SR14 | 65574 | G | SR14 |  | Combustion Turbine | IC Engine | ERC_REST | Texas | 48 | Cameron | 61 | 48061 | 0.5 | 13470 | 2013 | 9999 |  |  | N | Distillate Fuel Oil | [11 empty] | 0 |  | 1.6498 | 1.6498 | 1.6498 | 1.6498 | [11 empty] | Power Depot Group A, LLC | 100 | Power Depot Group A, LLC | 100 | Non-regulated
Santa Rosa | 65574_G_SR15 | 65574 | G | SR15 |  | Combustion Turbine | IC Engine | ERC_REST | Texas | 48 | Cameron | 61 | 48061 | 0.5 | 13470 | 2013 | 9999 |  |  | N | Distillate Fuel Oil | [11 empty] | 0 |  | 1.6498 | 1.6498 | 1.6498 | 1.6498 | [11 empty] | Power Depot Group A, LLC | 100 | Power Depot Group A, LLC | 100 | Non-regulated
Santa Rosa | 65574_G_SR2 | 65574 | G | SR2 |  | Combustion Turbine | IC Engine | ERC_REST | Texas | 48 | Cameron | 61 | 48061 | 0.5 | 13470 | 2013 | 9999 |  |  | N | Distillate Fuel Oil | [11 empty] | 0 |  | 1.6498 | 1.6498 | 1.6498 | 1.6498 | [11 empty] | Power Depot Group A, LLC | 100 | Power Depot Group A, LLC | 100 | Non-regulated
Santa Rosa | 65574_G_SR3 | 65574 | G | SR3 |  | Combustion Turbine | IC Engine | ERC_REST | Texas | 48 | Cameron | 61 | 48061 | 0.5 | 13470 | 2013 | 9999 |  |  | N | Distillate Fuel Oil | [11 empty] | 0 |  | 1.6498 | 1.6498 | 1.6498 | 1.6498 | [11 empty] | Power Depot Group A, LLC | 100 | Power Depot Group A, LLC | 100 | Non-regulated
Santa Rosa | 65574_G_SR4 | 65574 | G | SR4 |  | Combustion Turbine | IC Engine | ERC_REST | Texas | 48 | Cameron | 61 | 48061 | 0.5 | 13470 | 2013 | 9999 |  |  | N | Distillate Fuel Oil | [11 empty] | 0 |  | 1.6498 | 1.6498 | 1.6498 | 1.6498 | [11 empty] | Power Depot Group A, LLC | 100 | Power Depot Group A, LLC | 100 | Non-regulated
Santa Rosa | 65574_G_SR5 | 65574 | G | SR5 |  | Combustion Turbine | IC Engine | ERC_REST | Texas | 48 | Cameron | 61 | 48061 | 0.5 | 13470 | 2013 | 9999 |  |  | N | Distillate Fuel Oil | [11 empty] | 0 |  | 1.6498 | 1.6498 | 1.6498 | 1.6498 | [11 empty] | Power Depot Group A, LLC | 100 | Power Depot Group A, LLC | 100 | Non-regulated
Santa Rosa | 65574_G_SR6 | 65574 | G | SR6 |  | Combustion Turbine | IC Engine | ERC_REST | Texas | 48 | Cameron | 61 | 48061 | 0.5 | 13470 | 2013 | 9999 |  |  | N | Distillate Fuel Oil | [11 empty] | 0 |  | 1.6498 | 1.6498 | 1.6498 | 1.6498 | [11 empty] | Power Depot Group A, LLC | 100 | Power Depot Group A, LLC | 100 | Non-regulated
Santa Rosa | 65574_G_SR7 | 65574 | G | SR7 |  | Combustion Turbine | IC Engine | ERC_REST | Texas | 48 | Cameron | 61 | 48061 | 0.5 | 13470 | 2013 | 9999 |  |  | N | Distillate Fuel Oil | [11 empty] | 0 |  | 1.6498 | 1.6498 | 1.6498 | 1.6498 | [11 empty] | Power Depot Group A, LLC | 100 | Power Depot Group A, LLC | 100 | Non-regulated
Santa Rosa | 65574_G_SR8 | 65574 | G | SR8 |  | Combustion Turbine | IC Engine | ERC_REST | Texas | 48 | Cameron | 61 | 48061 | 0.5 | 13470 | 2013 | 9999 |  |  | N | Distillate Fuel Oil | [11 empty] | 0 |  | 1.6498 | 1.6498 | 1.6498 | 1.6498 | [11 empty] | Power Depot Group A, LLC | 100 | Power Depot Group A, LLC | 100 | Non-regulated
Santa Rosa | 65574_G_SR9 | 65574 | G | SR9 |  | Combustion Turbine | IC Engine | ERC_REST | Texas | 48 | Cameron | 61 | 48061 | 0.5 | 13470 | 2013 | 9999 |  |  | N | Distillate Fuel Oil | [11 empty] | 0 |  | 1.6498 | 1.6498 | 1.6498 | 1.6498 | [11 empty] | Power Depot Group A, LLC | 100 | Power Depot Group A, LLC | 100 | Non-regulated
Southwick | 65575_G_SW1 | 65575 | G | SW1 |  | Combustion Turbine | IC Engine | ERC_REST | Texas | 48 | Harris | 201 | 48201 | 0.5 | 13470 | 2013 | 9999 |  |  | N | Distillate Fuel Oil | [11 empty] | 0 |  | 1.6498 | 1.6498 | 1.6498 | 1.6498 | [11 empty] | Power Depot Group A, LLC | 100 | Power Depot Group A, LLC | 100 | Non-regulated
Southwick | 65575_G_SW10 | 65575 | G | SW10 |  | Combustion Turbine | IC Engine | ERC_REST | Texas | 48 | Harris | 201 | 48201 | 0.5 | 13470 | 2013 | 9999 |  |  | N | Distillate Fuel Oil | [11 empty] | 0 |  | 1.6498 | 1.6498 | 1.6498 | 1.6498 | [11 empty] | Power Depot Group A, LLC | 100 | Power Depot Group A, LLC | 100 | Non-regulated
Southwick | 65575_G_SW11 | 65575 | G | SW11 |  | Combustion Turbine | IC Engine | ERC_REST | Texas | 48 | Harris | 201 | 48201 | 0.5 | 13470 | 2013 | 9999 |  |  | N | Distillate Fuel Oil | [11 empty] | 0 |  | 1.6498 | 1.6498 | 1.6498 | 1.6498 | [11 empty] | Power Depot Group A, LLC | 100 | Power Depot Group A, LLC | 100 | Non-regulated
Southwick | 65575_G_SW12 | 65575 | G | SW12 |  | Combustion Turbine | IC Engine | ERC_REST | Texas | 48 | Harris | 201 | 48201 | 0.5 | 13470 | 2013 | 9999 |  |  | N | Distillate Fuel Oil | [11 empty] | 0 |  | 1.6498 | 1.6498 | 1.6498 | 1.6498 | [11 empty] | Power Depot Group A, LLC | 100 | Power Depot Group A, LLC | 100 | Non-regulated
Southwick | 65575_G_SW13 | 65575 | G | SW13 |  | Combustion Turbine | IC Engine | ERC_REST | Texas | 48 | Harris | 201 | 48201 | 0.5 | 13470 | 2013 | 9999 |  |  | N | Distillate Fuel Oil | [11 empty] | 0 |  | 1.6498 | 1.6498 | 1.6498 | 1.6498 | [11 empty] | Power Depot Group A, LLC | 100 | Power Depot Group A, LLC | 100 | Non-regulated
Southwick | 65575_G_SW14 | 65575 | G | SW14 |  | Combustion Turbine | IC Engine | ERC_REST | Texas | 48 | Harris | 201 | 48201 | 0.5 | 13470 | 2013 | 9999 |  |  | N | Distillate Fuel Oil | [11 empty] | 0 |  | 1.6498 | 1.6498 | 1.6498 | 1.6498 | [11 empty] | Power Depot Group A, LLC | 100 | Power Depot Group A, LLC | 100 | Non-regulated
Southwick | 65575_G_SW15 | 65575 | G | SW15 |  | Combustion Turbine | IC Engine | ERC_REST | Texas | 48 | Harris | 201 | 48201 | 0.5 | 13470 | 2013 | 9999 |  |  | N | Distillate Fuel Oil | [11 empty] | 0 |  | 1.6498 | 1.6498 | 1.6498 | 1.6498 | [11 empty] | Power Depot Group A, LLC | 100 | Power Depot Group A, LLC | 100 | Non-regulated
Southwick | 65575_G_SW2 | 65575 | G | SW2 |  | Combustion Turbine | IC Engine | ERC_REST | Texas | 48 | Harris | 201 | 48201 | 0.5 | 13470 | 2013 | 9999 |  |  | N | Distillate Fuel Oil | [11 empty] | 0 |  | 1.6498 | 1.6498 | 1.6498 | 1.6498 | [11 empty] | Power Depot Group A, LLC | 100 | Power Depot Group A, LLC | 100 | Non-regulated
Southwick | 65575_G_SW3 | 65575 | G | SW3 |  | Combustion Turbine | IC Engine | ERC_REST | Texas | 48 | Harris | 201 | 48201 | 0.5 | 13470 | 2013 | 9999 |  |  | N | Distillate Fuel Oil | [11 empty] | 0 |  | 1.6498 | 1.6498 | 1.6498 | 1.6498 | [11 empty] | Power Depot Group A, LLC | 100 | Power Depot Group A, LLC | 100 | Non-regulated
Southwick | 65575_G_SW4 | 65575 | G | SW4 |  | Combustion Turbine | IC Engine | ERC_REST | Texas | 48 | Harris | 201 | 48201 | 0.5 | 13470 | 2013 | 9999 |  |  | N | Distillate Fuel Oil | [11 empty] | 0 |  | 1.6498 | 1.6498 | 1.6498 | 1.6498 | [11 empty] | Power Depot Group A, LLC | 100 | Power Depot Group A, LLC | 100 | Non-regulated
Southwick | 65575_G_SW5 | 65575 | G | SW5 |  | Combustion Turbine | IC Engine | ERC_REST | Texas | 48 | Harris | 201 | 48201 | 0.5 | 13470 | 2013 | 9999 |  |  | N | Distillate Fuel Oil | [11 empty] | 0 |  | 1.6498 | 1.6498 | 1.6498 | 1.6498 | [11 empty] | Power Depot Group A, LLC | 100 | Power Depot Group A, LLC | 100 | Non-regulated
Southwick | 65575_G_SW6 | 65575 | G | SW6 |  | Combustion Turbine | IC Engine | ERC_REST | Texas | 48 | Harris | 201 | 48201 | 0.5 | 13470 | 2013 | 9999 |  |  | N | Distillate Fuel Oil | [11 empty] | 0 |  | 1.6498 | 1.6498 | 1.6498 | 1.6498 | [11 empty] | Power Depot Group A, LLC | 100 | Power Depot Group A, LLC | 100 | Non-regulated
Southwick | 65575_G_SW7 | 65575 | G | SW7 |  | Combustion Turbine | IC Engine | ERC_REST | Texas | 48 | Harris | 201 | 48201 | 0.5 | 13470 | 2013 | 9999 |  |  | N | Distillate Fuel Oil | [11 empty] | 0 |  | 1.6498 | 1.6498 | 1.6498 | 1.6498 | [11 empty] | Power Depot Group A, LLC | 100 | Power Depot Group A, LLC | 100 | Non-regulated
Southwick | 65575_G_SW8 | 65575 | G | SW8 |  | Combustion Turbine | IC Engine | ERC_REST | Texas | 48 | Harris | 201 | 48201 | 0.5 | 13470 | 2013 | 9999 |  |  | N | Distillate Fuel Oil | [11 empty] | 0 |  | 1.6498 | 1.6498 | 1.6498 | 1.6498 | [11 empty] | Power Depot Group A, LLC | 100 | Power Depot Group A, LLC | 100 | Non-regulated
Southwick | 65575_G_SW9 | 65575 | G | SW9 |  | Combustion Turbine | IC Engine | ERC_REST | Texas | 48 | Harris | 201 | 48201 | 0.5 | 13470 | 2013 | 9999 |  |  | N | Distillate Fuel Oil | [11 empty] | 0 |  | 1.6498 | 1.6498 | 1.6498 | 1.6498 | [11 empty] | Power Depot Group A, LLC | 100 | Power Depot Group A, LLC | 100 | Non-regulated
Stonegate | 65576_G_STG1 | 65576 | G | STG1 |  | Combustion Turbine | IC Engine | ERC_REST | Texas | 48 | Fort Bend | 157 | 48157 | 0.5 | 13470 | 2013 | 9999 |  |  | N | Distillate Fuel Oil | [11 empty] | 0 |  | 1.6498 | 1.6498 | 1.6498 | 1.6498 | [11 empty] | Power Depot Group A, LLC | 100 | Power Depot Group A, LLC | 100 | Non-regulated
Stonegate | 65576_G_STG10 | 65576 | G | STG10 |  | Combustion Turbine | IC Engine | ERC_REST | Texas | 48 | Fort Bend | 157 | 48157 | 0.5 | 13470 | 2013 | 9999 |  |  | N | Distillate Fuel Oil | [11 empty] | 0 |  | 1.6498 | 1.6498 | 1.6498 | 1.6498 | [11 empty] | Power Depot Group A, LLC | 100 | Power Depot Group A, LLC | 100 | Non-regulated
Stonegate | 65576_G_STG11 | 65576 | G | STG11 |  | Combustion Turbine | IC Engine | ERC_REST | Texas | 48 | Fort Bend | 157 | 48157 | 0.5 | 13470 | 2013 | 9999 |  |  | N | Distillate Fuel Oil | [11 empty] | 0 |  | 1.6498 | 1.6498 | 1.6498 | 1.6498 | [11 empty] | Power Depot Group A, LLC | 100 | Power Depot Group A, LLC | 100 | Non-regulated
Stonegate | 65576_G_STG12 | 65576 | G | STG12 |  | Combustion Turbine | IC Engine | ERC_REST | Texas | 48 | Fort Bend | 157 | 48157 | 0.5 | 13470 | 2013 | 9999 |  |  | N | Distillate Fuel Oil | [11 empty] | 0 |  | 1.6498 | 1.6498 | 1.6498 | 1.6498 | [11 empty] | Power Depot Group A, LLC | 100 | Power Depot Group A, LLC | 100 | Non-regulated
Stonegate | 65576_G_STG13 | 65576 | G | STG13 |  | Combustion Turbine | IC Engine | ERC_REST | Texas | 48 | Fort Bend | 157 | 48157 | 0.5 | 13470 | 2013 | 9999 |  |  | N | Distillate Fuel Oil | [11 empty] | 0 |  | 1.6498 | 1.6498 | 1.6498 | 1.6498 | [11 empty] | Power Depot Group A, LLC | 100 | Power Depot Group A, LLC | 100 | Non-regulated
Stonegate | 65576_G_STG14 | 65576 | G | STG14 |  | Combustion Turbine | IC Engine | ERC_REST | Texas | 48 | Fort Bend | 157 | 48157 | 0.5 | 13470 | 2013 | 9999 |  |  | N | Distillate Fuel Oil | [11 empty] | 0 |  | 1.6498 | 1.6498 | 1.6498 | 1.6498 | [11 empty] | Power Depot Group A, LLC | 100 | Power Depot Group A, LLC | 100 | Non-regulated
Stonegate | 65576_G_STG15 | 65576 | G | STG15 |  | Combustion Turbine | IC Engine | ERC_REST | Texas | 48 | Fort Bend | 157 | 48157 | 0.5 | 13470 | 2013 | 9999 |  |  | N | Distillate Fuel Oil | [11 empty] | 0 |  | 1.6498 | 1.6498 | 1.6498 | 1.6498 | [11 empty] | Power Depot Group A, LLC | 100 | Power Depot Group A, LLC | 100 | Non-regulated
Stonegate | 65576_G_STG2 | 65576 | G | STG2 |  | Combustion Turbine | IC Engine | ERC_REST | Texas | 48 | Fort Bend | 157 | 48157 | 0.5 | 13470 | 2013 | 9999 |  |  | N | Distillate Fuel Oil | [11 empty] | 0 |  | 1.6498 | 1.6498 | 1.6498 | 1.6498 | [11 empty] | Power Depot Group A, LLC | 100 | Power Depot Group A, LLC | 100 | Non-regulated
Stonegate | 65576_G_STG3 | 65576 | G | STG3 |  | Combustion Turbine | IC Engine | ERC_REST | Texas | 48 | Fort Bend | 157 | 48157 | 0.5 | 13470 | 2013 | 9999 |  |  | N | Distillate Fuel Oil | [11 empty] | 0 |  | 1.6498 | 1.6498 | 1.6498 | 1.6498 | [11 empty] | Power Depot Group A, LLC | 100 | Power Depot Group A, LLC | 100 | Non-regulated
Stonegate | 65576_G_STG4 | 65576 | G | STG4 |  | Combustion Turbine | IC Engine | ERC_REST | Texas | 48 | Fort Bend | 157 | 48157 | 0.5 | 13470 | 2013 | 9999 |  |  | N | Distillate Fuel Oil | [11 empty] | 0 |  | 1.6498 | 1.6498 | 1.6498 | 1.6498 | [11 empty] | Power Depot Group A, LLC | 100 | Power Depot Group A, LLC | 100 | Non-regulated
Stonegate | 65576_G_STG5 | 65576 | G | STG5 |  | Combustion Turbine | IC Engine | ERC_REST | Texas | 48 | Fort Bend | 157 | 48157 | 0.5 | 13470 | 2013 | 9999 |  |  | N | Distillate Fuel Oil | [11 empty] | 0 |  | 1.6498 | 1.6498 | 1.6498 | 1.6498 | [11 empty] | Power Depot Group A, LLC | 100 | Power Depot Group A, LLC | 100 | Non-regulated
Stonegate | 65576_G_STG6 | 65576 | G | STG6 |  | Combustion Turbine | IC Engine | ERC_REST | Texas | 48 | Fort Bend | 157 | 48157 | 0.5 | 13470 | 2013 | 9999 |  |  | N | Distillate Fuel Oil | [11 empty] | 0 |  | 1.6498 | 1.6498 | 1.6498 | 1.6498 | [11 empty] | Power Depot Group A, LLC | 100 | Power Depot Group A, LLC | 100 | Non-regulated
Stonegate | 65576_G_STG7 | 65576 | G | STG7 |  | Combustion Turbine | IC Engine | ERC_REST | Texas | 48 | Fort Bend | 157 | 48157 | 0.5 | 13470 | 2013 | 9999 |  |  | N | Distillate Fuel Oil | [11 empty] | 0 |  | 1.6498 | 1.6498 | 1.6498 | 1.6498 | [11 empty] | Power Depot Group A, LLC | 100 | Power Depot Group A, LLC | 100 | Non-regulated
Stonegate | 65576_G_STG8 | 65576 | G | STG8 |  | Combustion Turbine | IC Engine | ERC_REST | Texas | 48 | Fort Bend | 157 | 48157 | 0.5 | 13470 | 2013 | 9999 |  |  | N | Distillate Fuel Oil | [11 empty] | 0 |  | 1.6498 | 1.6498 | 1.6498 | 1.6498 | [11 empty] | Power Depot Group A, LLC | 100 | Power Depot Group A, LLC | 100 | Non-regulated
Stonegate | 65576_G_STG9 | 65576 | G | STG9 |  | Combustion Turbine | IC Engine | ERC_REST | Texas | 48 | Fort Bend | 157 | 48157 | 0.5 | 13470 | 2013 | 9999 |  |  | N | Distillate Fuel Oil | [11 empty] | 0 |  | 1.6498 | 1.6498 | 1.6498 | 1.6498 | [11 empty] | Power Depot Group A, LLC | 100 | Power Depot Group A, LLC | 100 | Non-regulated
Clearwater Wind I | 65577_G_CW1 | 65577 | G | CW1 |  | Onshore Wind |  | MIS_MAPP | Montana | 30 | Rosebud | 87 | 30087 | 365.5 | 0 | 2022 | 9999 |  |  | N | Wind | [11 empty] | 0 |  | 0 | 0 | 0 | 0 | [11 empty] | Clearwater Energy Resources LLC | 100 | Clearwater Energy Resources LLC | 100 | Non-regulated
Tumbleweed | 65578_G_TWD1 | 65578 | G | TWD1 |  | Combustion Turbine | IC Engine | ERC_WEST | Texas | 48 | Andrews | 3 | 48003 | 0.5 | 13470 | 2013 | 9999 |  |  | N | Distillate Fuel Oil | [11 empty] | 0 |  | 1.6498 | 1.6498 | 1.6498 | 1.6498 | [11 empty] | Power Depot Group A, LLC | 100 | Power Depot Group A, LLC | 100 | Non-regulated
Tumbleweed | 65578_G_TWD10 | 65578 | G | TWD10 |  | Combustion Turbine | IC Engine | ERC_WEST | Texas | 48 | Andrews | 3 | 48003 | 0.5 | 13470 | 2013 | 9999 |  |  | N | Distillate Fuel Oil | [11 empty] | 0 |  | 1.6498 | 1.6498 | 1.6498 | 1.6498 | [11 empty] | Power Depot Group A, LLC | 100 | Power Depot Group A, LLC | 100 | Non-regulated
Tumbleweed | 65578_G_TWD11 | 65578 | G | TWD11 |  | Combustion Turbine | IC Engine | ERC_WEST | Texas | 48 | Andrews | 3 | 48003 | 0.5 | 13470 | 2013 | 9999 |  |  | N | Distillate Fuel Oil | [11 empty] | 0 |  | 1.6498 | 1.6498 | 1.6498 | 1.6498 | [11 empty] | Power Depot Group A, LLC | 100 | Power Depot Group A, LLC | 100 | Non-regulated
Tumbleweed | 65578_G_TWD12 | 65578 | G | TWD12 |  | Combustion Turbine | IC Engine | ERC_WEST | Texas | 48 | Andrews | 3 | 48003 | 0.5 | 13470 | 2013 | 9999 |  |  | N | Distillate Fuel Oil | [11 empty] | 0 |  | 1.6498 | 1.6498 | 1.6498 | 1.6498 | [11 empty] | Power Depot Group A, LLC | 100 | Power Depot Group A, LLC | 100 | Non-regulated
Tumbleweed | 65578_G_TWD13 | 65578 | G | TWD13 |  | Combustion Turbine | IC Engine | ERC_WEST | Texas | 48 | Andrews | 3 | 48003 | 0.5 | 13470 | 2013 | 9999 |  |  | N | Distillate Fuel Oil | [11 empty] | 0 |  | 1.6498 | 1.6498 | 1.6498 | 1.6498 | [11 empty] | Power Depot Group A, LLC | 100 | Power Depot Group A, LLC | 100 | Non-regulated
Tumbleweed | 65578_G_TWD14 | 65578 | G | TWD14 |  | Combustion Turbine | IC Engine | ERC_WEST | Texas | 48 | Andrews | 3 | 48003 | 0.5 | 13470 | 2013 | 9999 |  |  | N | Distillate Fuel Oil | [11 empty] | 0 |  | 1.6498 | 1.6498 | 1.6498 | 1.6498 | [11 empty] | Power Depot Group A, LLC | 100 | Power Depot Group A, LLC | 100 | Non-regulated
Tumbleweed | 65578_G_TWD15 | 65578 | G | TWD15 |  | Combustion Turbine | IC Engine | ERC_WEST | Texas | 48 | Andrews | 3 | 48003 | 0.5 | 13470 | 2013 | 9999 |  |  | N | Distillate Fuel Oil | [11 empty] | 0 |  | 1.6498 | 1.6498 | 1.6498 | 1.6498 | [11 empty] | Power Depot Group A, LLC | 100 | Power Depot Group A, LLC | 100 | Non-regulated
Tumbleweed | 65578_G_TWD2 | 65578 | G | TWD2 |  | Combustion Turbine | IC Engine | ERC_WEST | Texas | 48 | Andrews | 3 | 48003 | 0.5 | 13470 | 2013 | 9999 |  |  | N | Distillate Fuel Oil | [11 empty] | 0 |  | 1.6498 | 1.6498 | 1.6498 | 1.6498 | [11 empty] | Power Depot Group A, LLC | 100 | Power Depot Group A, LLC | 100 | Non-regulated
Tumbleweed | 65578_G_TWD3 | 65578 | G | TWD3 |  | Combustion Turbine | IC Engine | ERC_WEST | Texas | 48 | Andrews | 3 | 48003 | 0.5 | 13470 | 2013 | 9999 |  |  | N | Distillate Fuel Oil | [11 empty] | 0 |  | 1.6498 | 1.6498 | 1.6498 | 1.6498 | [11 empty] | Power Depot Group A, LLC | 100 | Power Depot Group A, LLC | 100 | Non-regulated
Tumbleweed | 65578_G_TWD4 | 65578 | G | TWD4 |  | Combustion Turbine | IC Engine | ERC_WEST | Texas | 48 | Andrews | 3 | 48003 | 0.5 | 13470 | 2013 | 9999 |  |  | N | Distillate Fuel Oil | [11 empty] | 0 |  | 1.6498 | 1.6498 | 1.6498 | 1.6498 | [11 empty] | Power Depot Group A, LLC | 100 | Power Depot Group A, LLC | 100 | Non-regulated
Tumbleweed | 65578_G_TWD5 | 65578 | G | TWD5 |  | Combustion Turbine | IC Engine | ERC_WEST | Texas | 48 | Andrews | 3 | 48003 | 0.5 | 13470 | 2013 | 9999 |  |  | N | Distillate Fuel Oil | [11 empty] | 0 |  | 1.6498 | 1.6498 | 1.6498 | 1.6498 | [11 empty] | Power Depot Group A, LLC | 100 | Power Depot Group A, LLC | 100 | Non-regulated
Tumbleweed | 65578_G_TWD6 | 65578 | G | TWD6 |  | Combustion Turbine | IC Engine | ERC_WEST | Texas | 48 | Andrews | 3 | 48003 | 0.5 | 13470 | 2013 | 9999 |  |  | N | Distillate Fuel Oil | [11 empty] | 0 |  | 1.6498 | 1.6498 | 1.6498 | 1.6498 | [11 empty] | Power Depot Group A, LLC | 100 | Power Depot Group A, LLC | 100 | Non-regulated
Tumbleweed | 65578_G_TWD7 | 65578 | G | TWD7 |  | Combustion Turbine | IC Engine | ERC_WEST | Texas | 48 | Andrews | 3 | 48003 | 0.5 | 13470 | 2013 | 9999 |  |  | N | Distillate Fuel Oil | [11 empty] | 0 |  | 1.6498 | 1.6498 | 1.6498 | 1.6498 | [11 empty] | Power Depot Group A, LLC | 100 | Power Depot Group A, LLC | 100 | Non-regulated
Tumbleweed | 65578_G_TWD8 | 65578 | G | TWD8 |  | Combustion Turbine | IC Engine | ERC_WEST | Texas | 48 | Andrews | 3 | 48003 | 0.5 | 13470 | 2013 | 9999 |  |  | N | Distillate Fuel Oil | [11 empty] | 0 |  | 1.6498 | 1.6498 | 1.6498 | 1.6498 | [11 empty] | Power Depot Group A, LLC | 100 | Power Depot Group A, LLC | 100 | Non-regulated
Tumbleweed | 65578_G_TWD9 | 65578 | G | TWD9 |  | Combustion Turbine | IC Engine | ERC_WEST | Texas | 48 | Andrews | 3 | 48003 | 0.5 | 13470 | 2013 | 9999 |  |  | N | Distillate Fuel Oil | [11 empty] | 0 |  | 1.6498 | 1.6498 | 1.6498 | 1.6498 | [11 empty] | Power Depot Group A, LLC | 100 | Power Depot Group A, LLC | 100 | Non-regulated
Vaquero | 65579_G_VQ1 | 65579 | G | VQ1 |  | Combustion Turbine | IC Engine | ERC_REST | Texas | 48 | Cameron | 61 | 48061 | 0.5 | 13470 | 2013 | 9999 |  |  | N | Distillate Fuel Oil | [11 empty] | 0 |  | 1.6498 | 1.6498 | 1.6498 | 1.6498 | [11 empty] | Power Depot Group A, LLC | 100 | Power Depot Group A, LLC | 100 | Non-regulated
Vaquero | 65579_G_VQ10 | 65579 | G | VQ10 |  | Combustion Turbine | IC Engine | ERC_REST | Texas | 48 | Cameron | 61 | 48061 | 0.5 | 13470 | 2013 | 9999 |  |  | N | Distillate Fuel Oil | [11 empty] | 0 |  | 1.6498 | 1.6498 | 1.6498 | 1.6498 | [11 empty] | Power Depot Group A, LLC | 100 | Power Depot Group A, LLC | 100 | Non-regulated
Vaquero | 65579_G_VQ11 | 65579 | G | VQ11 |  | Combustion Turbine | IC Engine | ERC_REST | Texas | 48 | Cameron | 61 | 48061 | 0.5 | 13470 | 2013 | 9999 |  |  | N | Distillate Fuel Oil | [11 empty] | 0 |  | 1.6498 | 1.6498 | 1.6498 | 1.6498 | [11 empty] | Power Depot Group A, LLC | 100 | Power Depot Group A, LLC | 100 | Non-regulated
Vaquero | 65579_G_VQ12 | 65579 | G | VQ12 |  | Combustion Turbine | IC Engine | ERC_REST | Texas | 48 | Cameron | 61 | 48061 | 0.5 | 13470 | 2013 | 9999 |  |  | N | Distillate Fuel Oil | [11 empty] | 0 |  | 1.6498 | 1.6498 | 1.6498 | 1.6498 | [11 empty] | Power Depot Group A, LLC | 100 | Power Depot Group A, LLC | 100 | Non-regulated
Vaquero | 65579_G_VQ13 | 65579 | G | VQ13 |  | Combustion Turbine | IC Engine | ERC_REST | Texas | 48 | Cameron | 61 | 48061 | 0.5 | 13470 | 2013 | 9999 |  |  | N | Distillate Fuel Oil | [11 empty] | 0 |  | 1.6498 | 1.6498 | 1.6498 | 1.6498 | [11 empty] | Power Depot Group A, LLC | 100 | Power Depot Group A, LLC | 100 | Non-regulated
Vaquero | 65579_G_VQ14 | 65579 | G | VQ14 |  | Combustion Turbine | IC Engine | ERC_REST | Texas | 48 | Cameron | 61 | 48061 | 0.5 | 13470 | 2013 | 9999 |  |  | N | Distillate Fuel Oil | [11 empty] | 0 |  | 1.6498 | 1.6498 | 1.6498 | 1.6498 | [11 empty] | Power Depot Group A, LLC | 100 | Power Depot Group A, LLC | 100 | Non-regulated
Vaquero | 65579_G_VQ15 | 65579 | G | VQ15 |  | Combustion Turbine | IC Engine | ERC_REST | Texas | 48 | Cameron | 61 | 48061 | 0.5 | 13470 | 2013 | 9999 |  |  | N | Distillate Fuel Oil | [11 empty] | 0 |  | 1.6498 | 1.6498 | 1.6498 | 1.6498 | [11 empty] | Power Depot Group A, LLC | 100 | Power Depot Group A, LLC | 100 | Non-regulated
Vaquero | 65579_G_VQ2 | 65579 | G | VQ2 |  | Combustion Turbine | IC Engine | ERC_REST | Texas | 48 | Cameron | 61 | 48061 | 0.5 | 13470 | 2013 | 9999 |  |  | N | Distillate Fuel Oil | [11 empty] | 0 |  | 1.6498 | 1.6498 | 1.6498 | 1.6498 | [11 empty] | Power Depot Group A, LLC | 100 | Power Depot Group A, LLC | 100 | Non-regulated
Vaquero | 65579_G_VQ3 | 65579 | G | VQ3 |  | Combustion Turbine | IC Engine | ERC_REST | Texas | 48 | Cameron | 61 | 48061 | 0.5 | 13470 | 2013 | 9999 |  |  | N | Distillate Fuel Oil | [11 empty] | 0 |  | 1.6498 | 1.6498 | 1.6498 | 1.6498 | [11 empty] | Power Depot Group A, LLC | 100 | Power Depot Group A, LLC | 100 | Non-regulated
Vaquero | 65579_G_VQ4 | 65579 | G | VQ4 |  | Combustion Turbine | IC Engine | ERC_REST | Texas | 48 | Cameron | 61 | 48061 | 0.5 | 13470 | 2013 | 9999 |  |  | N | Distillate Fuel Oil | [11 empty] | 0 |  | 1.6498 | 1.6498 | 1.6498 | 1.6498 | [11 empty] | Power Depot Group A, LLC | 100 | Power Depot Group A, LLC | 100 | Non-regulated
Vaquero | 65579_G_VQ5 | 65579 | G | VQ5 |  | Combustion Turbine | IC Engine | ERC_REST | Texas | 48 | Cameron | 61 | 48061 | 0.5 | 13470 | 2013 | 9999 |  |  | N | Distillate Fuel Oil | [11 empty] | 0 |  | 1.6498 | 1.6498 | 1.6498 | 1.6498 | [11 empty] | Power Depot Group A, LLC | 100 | Power Depot Group A, LLC | 100 | Non-regulated
Vaquero | 65579_G_VQ6 | 65579 | G | VQ6 |  | Combustion Turbine | IC Engine | ERC_REST | Texas | 48 | Cameron | 61 | 48061 | 0.5 | 13470 | 2013 | 9999 |  |  | N | Distillate Fuel Oil | [11 empty] | 0 |  | 1.6498 | 1.6498 | 1.6498 | 1.6498 | [11 empty] | Power Depot Group A, LLC | 100 | Power Depot Group A, LLC | 100 | Non-regulated
Vaquero | 65579_G_VQ7 | 65579 | G | VQ7 |  | Combustion Turbine | IC Engine | ERC_REST | Texas | 48 | Cameron | 61 | 48061 | 0.5 | 13470 | 2013 | 9999 |  |  | N | Distillate Fuel Oil | [11 empty] | 0 |  | 1.6498 | 1.6498 | 1.6498 | 1.6498 | [11 empty] | Power Depot Group A, LLC | 100 | Power Depot Group A, LLC | 100 | Non-regulated
Vaquero | 65579_G_VQ8 | 65579 | G | VQ8 |  | Combustion Turbine | IC Engine | ERC_REST | Texas | 48 | Cameron | 61 | 48061 | 0.5 | 13470 | 2013 | 9999 |  |  | N | Distillate Fuel Oil | [11 empty] | 0 |  | 1.6498 | 1.6498 | 1.6498 | 1.6498 | [11 empty] | Power Depot Group A, LLC | 100 | Power Depot Group A, LLC | 100 | Non-regulated
Vaquero | 65579_G_VQ9 | 65579 | G | VQ9 |  | Combustion Turbine | IC Engine | ERC_REST | Texas | 48 | Cameron | 61 | 48061 | 0.5 | 13470 | 2013 | 9999 |  |  | N | Distillate Fuel Oil | [11 empty] | 0 |  | 1.6498 | 1.6498 | 1.6498 | 1.6498 | [11 empty] | Power Depot Group A, LLC | 100 | Power Depot Group A, LLC | 100 | Non-regulated
D G Hunter | 6558_G_10 | 6558 | G | 10 |  | Combustion Turbine | IC Engine | MIS_LA | Louisiana | 22 | Rapides | 79 | 22079 | 8.6 | 10745 | 2016 | 9999 |  |  | N | Natural Gas | [13 empty] | 1.061 | 1.061 | 1.061 | 1.061 | [11 empty] | Alexandria (City of) Gas Dept | 100 | Alexandria LA (City of) | 100 | Regulated
D G Hunter | 6558_G_11 | 6558 | G | 11 |  | Combustion Turbine | IC Engine | MIS_LA | Louisiana | 22 | Rapides | 79 | 22079 | 8.6 | 10745 | 2016 | 9999 |  |  | N | Natural Gas | [13 empty] | 1.061 | 1.061 | 1.061 | 1.061 | [11 empty] | Alexandria (City of) Gas Dept | 100 | Alexandria LA (City of) | 100 | Regulated
D G Hunter | 6558_G_5 | 6558 | G | 5 |  | Combustion Turbine | IC Engine | MIS_LA | Louisiana | 22 | Rapides | 79 | 22079 | 8.6 | 10745 | 2016 | 9999 |  |  | N | Natural Gas | [13 empty] | 1.061 | 1.061 | 1.061 | 1.061 | [11 empty] | Alexandria (City of) Gas Dept | 100 | Alexandria LA (City of) | 100 | Regulated
D G Hunter | 6558_G_6 | 6558 | G | 6 |  | Combustion Turbine | IC Engine | MIS_LA | Louisiana | 22 | Rapides | 79 | 22079 | 8.6 | 10745 | 2016 | 9999 |  |  | N | Natural Gas | [13 empty] | 1.061 | 1.061 | 1.061 | 1.061 | [11 empty] | Alexandria (City of) Gas Dept | 100 | Alexandria LA (City of) | 100 | Regulated
D G Hunter | 6558_G_7 | 6558 | G | 7 |  | Combustion Turbine | IC Engine | MIS_LA | Louisiana | 22 | Rapides | 79 | 22079 | 8.6 | 10745 | 2016 | 9999 |  |  | N | Natural Gas | [13 empty] | 1.061 | 1.061 | 1.061 | 1.061 | [11 empty] | Alexandria (City of) Gas Dept | 100 | Alexandria LA (City of) | 100 | Regulated
D G Hunter | 6558_G_8 | 6558 | G | 8 |  | Combustion Turbine | IC Engine | MIS_LA | Louisiana | 22 | Rapides | 79 | 22079 | 8.6 | 10745 | 2016 | 9999 |  |  | N | Natural Gas | [13 empty] | 1.061 | 1.061 | 1.061 | 1.061 | [11 empty] | Alexandria (City of) Gas Dept | 100 | Alexandria LA (City of) | 100 | Regulated
D G Hunter | 6558_G_9 | 6558 | G | 9 |  | Combustion Turbine | IC Engine | MIS_LA | Louisiana | 22 | Rapides | 79 | 22079 | 8.6 | 10745 | 2016 | 9999 |  |  | N | Natural Gas | [13 empty] | 1.061 | 1.061 | 1.061 | 1.061 | [11 empty] | Alexandria (City of) Gas Dept | 100 | Alexandria LA (City of) | 100 | Regulated
Villa Cavasos | 65580_G_VC1 | 65580 | G | VC1 |  | Combustion Turbine | IC Engine | ERC_REST | Texas | 48 | Cameron | 61 | 48061 | 0.5 | 13470 | 2013 | 9999 |  |  | N | Distillate Fuel Oil | [11 empty] | 0 |  | 1.6498 | 1.6498 | 1.6498 | 1.6498 | [11 empty] | Power Depot Group A, LLC | 100 | Power Depot Group A, LLC | 100 | Non-regulated
Villa Cavasos | 65580_G_VC10 | 65580 | G | VC10 |  | Combustion Turbine | IC Engine | ERC_REST | Texas | 48 | Cameron | 61 | 48061 | 0.5 | 13470 | 2013 | 9999 |  |  | N | Distillate Fuel Oil | [11 empty] | 0 |  | 1.6498 | 1.6498 | 1.6498 | 1.6498 | [11 empty] | Power Depot Group A, LLC | 100 | Power Depot Group A, LLC | 100 | Non-regulated
Villa Cavasos | 65580_G_VC11 | 65580 | G | VC11 |  | Combustion Turbine | IC Engine | ERC_REST | Texas | 48 | Cameron | 61 | 48061 | 0.5 | 13470 | 2013 | 9999 |  |  | N | Distillate Fuel Oil | [11 empty] | 0 |  | 1.6498 | 1.6498 | 1.6498 | 1.6498 | [11 empty] | Power Depot Group A, LLC | 100 | Power Depot Group A, LLC | 100 | Non-regulated
Villa Cavasos | 65580_G_VC12 | 65580 | G | VC12 |  | Combustion Turbine | IC Engine | ERC_REST | Texas | 48 | Cameron | 61 | 48061 | 0.5 | 13470 | 2013 | 9999 |  |  | N | Distillate Fuel Oil | [11 empty] | 0 |  | 1.6498 | 1.6498 | 1.6498 | 1.6498 | [11 empty] | Power Depot Group A, LLC | 100 | Power Depot Group A, LLC | 100 | Non-regulated
Villa Cavasos | 65580_G_VC13 | 65580 | G | VC13 |  | Combustion Turbine | IC Engine | ERC_REST | Texas | 48 | Cameron | 61 | 48061 | 0.5 | 13470 | 2013 | 9999 |  |  | N | Distillate Fuel Oil | [11 empty] | 0 |  | 1.6498 | 1.6498 | 1.6498 | 1.6498 | [11 empty] | Power Depot Group A, LLC | 100 | Power Depot Group A, LLC | 100 | Non-regulated
Villa Cavasos | 65580_G_VC14 | 65580 | G | VC14 |  | Combustion Turbine | IC Engine | ERC_REST | Texas | 48 | Cameron | 61 | 48061 | 0.5 | 13470 | 2013 | 9999 |  |  | N | Distillate Fuel Oil | [11 empty] | 0 |  | 1.6498 | 1.6498 | 1.6498 | 1.6498 | [11 empty] | Power Depot Group A, LLC | 100 | Power Depot Group A, LLC | 100 | Non-regulated
Villa Cavasos | 65580_G_VC15 | 65580 | G | VC15 |  | Combustion Turbine | IC Engine | ERC_REST | Texas | 48 | Cameron | 61 | 48061 | 0.5 | 13470 | 2013 | 9999 |  |  | N | Distillate Fuel Oil | [11 empty] | 0 |  | 1.6498 | 1.6498 | 1.6498 | 1.6498 | [11 empty] | Power Depot Group A, LLC | 100 | Power Depot Group A, LLC | 100 | Non-regulated
Villa Cavasos | 65580_G_VC2 | 65580 | G | VC2 |  | Combustion Turbine | IC Engine | ERC_REST | Texas | 48 | Cameron | 61 | 48061 | 0.5 | 13470 | 2013 | 9999 |  |  | N | Distillate Fuel Oil | [11 empty] | 0 |  | 1.6498 | 1.6498 | 1.6498 | 1.6498 | [11 empty] | Power Depot Group A, LLC | 100 | Power Depot Group A, LLC | 100 | Non-regulated
Villa Cavasos | 65580_G_VC3 | 65580 | G | VC3 |  | Combustion Turbine | IC Engine | ERC_REST | Texas | 48 | Cameron | 61 | 48061 | 0.5 | 13470 | 2013 | 9999 |  |  | N | Distillate Fuel Oil | [11 empty] | 0 |  | 1.6498 | 1.6498 | 1.6498 | 1.6498 | [11 empty] | Power Depot Group A, LLC | 100 | Power Depot Group A, LLC | 100 | Non-regulated
Villa Cavasos | 65580_G_VC4 | 65580 | G | VC4 |  | Combustion Turbine | IC Engine | ERC_REST | Texas | 48 | Cameron | 61 | 48061 | 0.5 | 13470 | 2013 | 9999 |  |  | N | Distillate Fuel Oil | [11 empty] | 0 |  | 1.6498 | 1.6498 | 1.6498 | 1.6498 | [11 empty] | Power Depot Group A, LLC | 100 | Power Depot Group A, LLC | 100 | Non-regulated
Villa Cavasos | 65580_G_VC5 | 65580 | G | VC5 |  | Combustion Turbine | IC Engine | ERC_REST | Texas | 48 | Cameron | 61 | 48061 | 0.5 | 13470 | 2013 | 9999 |  |  | N | Distillate Fuel Oil | [11 empty] | 0 |  | 1.6498 | 1.6498 | 1.6498 | 1.6498 | [11 empty] | Power Depot Group A, LLC | 100 | Power Depot Group A, LLC | 100 | Non-regulated
Villa Cavasos | 65580_G_VC6 | 65580 | G | VC6 |  | Combustion Turbine | IC Engine | ERC_REST | Texas | 48 | Cameron | 61 | 48061 | 0.5 | 13470 | 2013 | 9999 |  |  | N | Distillate Fuel Oil | [11 empty] | 0 |  | 1.6498 | 1.6498 | 1.6498 | 1.6498 | [11 empty] | Power Depot Group A, LLC | 100 | Power Depot Group A, LLC | 100 | Non-regulated
Villa Cavasos | 65580_G_VC7 | 65580 | G | VC7 |  | Combustion Turbine | IC Engine | ERC_REST | Texas | 48 | Cameron | 61 | 48061 | 0.5 | 13470 | 2013 | 9999 |  |  | N | Distillate Fuel Oil | [11 empty] | 0 |  | 1.6498 | 1.6498 | 1.6498 | 1.6498 | [11 empty] | Power Depot Group A, LLC | 100 | Power Depot Group A, LLC | 100 | Non-regulated
Villa Cavasos | 65580_G_VC8 | 65580 | G | VC8 |  | Combustion Turbine | IC Engine | ERC_REST | Texas | 48 | Cameron | 61 | 48061 | 0.5 | 13470 | 2013 | 9999 |  |  | N | Distillate Fuel Oil | [11 empty] | 0 |  | 1.6498 | 1.6498 | 1.6498 | 1.6498 | [11 empty] | Power Depot Group A, LLC | 100 | Power Depot Group A, LLC | 100 | Non-regulated
Villa Cavasos | 65580_G_VC9 | 65580 | G | VC9 |  | Combustion Turbine | IC Engine | ERC_REST | Texas | 48 | Cameron | 61 | 48061 | 0.5 | 13470 | 2013 | 9999 |  |  | N | Distillate Fuel Oil | [11 empty] | 0 |  | 1.6498 | 1.6498 | 1.6498 | 1.6498 | [11 empty] | Power Depot Group A, LLC | 100 | Power Depot Group A, LLC | 100 | Non-regulated
Westover | 65581_G_WSI1 | 65581 | G | WSI1 |  | Combustion Turbine | IC Engine | ERC_WEST | Texas | 48 | Ector | 135 | 48135 | 0.5 | 13470 | 2013 | 9999 |  |  | N | Distillate Fuel Oil | [11 empty] | 0 |  | 1.6498 | 1.6498 | 1.6498 | 1.6498 | [11 empty] | Power Depot Group A, LLC | 100 | Power Depot Group A, LLC | 100 | Non-regulated
Westover | 65581_G_WSI10 | 65581 | G | WSI10 |  | Combustion Turbine | IC Engine | ERC_WEST | Texas | 48 | Ector | 135 | 48135 | 0.5 | 13470 | 2013 | 9999 |  |  | N | Distillate Fuel Oil | [11 empty] | 0 |  | 1.6498 | 1.6498 | 1.6498 | 1.6498 | [11 empty] | Power Depot Group A, LLC | 100 | Power Depot Group A, LLC | 100 | Non-regulated
Westover | 65581_G_WSI11 | 65581 | G | WSI11 |  | Combustion Turbine | IC Engine | ERC_WEST | Texas | 48 | Ector | 135 | 48135 | 0.5 | 13470 | 2013 | 9999 |  |  | N | Distillate Fuel Oil | [11 empty] | 0 |  | 1.6498 | 1.6498 | 1.6498 | 1.6498 | [11 empty] | Power Depot Group A, LLC | 100 | Power Depot Group A, LLC | 100 | Non-regulated
Westover | 65581_G_WSI12 | 65581 | G | WSI12 |  | Combustion Turbine | IC Engine | ERC_WEST | Texas | 48 | Ector | 135 | 48135 | 0.5 | 13470 | 2013 | 9999 |  |  | N | Distillate Fuel Oil | [11 empty] | 0 |  | 1.6498 | 1.6498 | 1.6498 | 1.6498 | [11 empty] | Power Depot Group A, LLC | 100 | Power Depot Group A, LLC | 100 | Non-regulated
Westover | 65581_G_WSI13 | 65581 | G | WSI13 |  | Combustion Turbine | IC Engine | ERC_WEST | Texas | 48 | Ector | 135 | 48135 | 0.5 | 13470 | 2013 | 9999 |  |  | N | Distillate Fuel Oil | [11 empty] | 0 |  | 1.6498 | 1.6498 | 1.6498 | 1.6498 | [11 empty] | Power Depot Group A, LLC | 100 | Power Depot Group A, LLC | 100 | Non-regulated
Westover | 65581_G_WSI14 | 65581 | G | WSI14 |  | Combustion Turbine | IC Engine | ERC_WEST | Texas | 48 | Ector | 135 | 48135 | 0.5 | 13470 | 2013 | 9999 |  |  | N | Distillate Fuel Oil | [11 empty] | 0 |  | 1.6498 | 1.6498 | 1.6498 | 1.6498 | [11 empty] | Power Depot Group A, LLC | 100 | Power Depot Group A, LLC | 100 | Non-regulated
Westover | 65581_G_WSI15 | 65581 | G | WSI15 |  | Combustion Turbine | IC Engine | ERC_WEST | Texas | 48 | Ector | 135 | 48135 | 0.5 | 13470 | 2013 | 9999 |  |  | N | Distillate Fuel Oil | [11 empty] | 0 |  | 1.6498 | 1.6498 | 1.6498 | 1.6498 | [11 empty] | Power Depot Group A, LLC | 100 | Power Depot Group A, LLC | 100 | Non-regulated
Westover | 65581_G_WSI2 | 65581 | G | WSI2 |  | Combustion Turbine | IC Engine | ERC_WEST | Texas | 48 | Ector | 135 | 48135 | 0.5 | 13470 | 2013 | 9999 |  |  | N | Distillate Fuel Oil | [11 empty] | 0 |  | 1.6498 | 1.6498 | 1.6498 | 1.6498 | [11 empty] | Power Depot Group A, LLC | 100 | Power Depot Group A, LLC | 100 | Non-regulated
Westover | 65581_G_WSI3 | 65581 | G | WSI3 |  | Combustion Turbine | IC Engine | ERC_WEST | Texas | 48 | Ector | 135 | 48135 | 0.5 | 13470 | 2013 | 9999 |  |  | N | Distillate Fuel Oil | [11 empty] | 0 |  | 1.6498 | 1.6498 | 1.6498 | 1.6498 | [11 empty] | Power Depot Group A, LLC | 100 | Power Depot Group A, LLC | 100 | Non-regulated
Westover | 65581_G_WSI4 | 65581 | G | WSI4 |  | Combustion Turbine | IC Engine | ERC_WEST | Texas | 48 | Ector | 135 | 48135 | 0.5 | 13470 | 2013 | 9999 |  |  | N | Distillate Fuel Oil | [11 empty] | 0 |  | 1.6498 | 1.6498 | 1.6498 | 1.6498 | [11 empty] | Power Depot Group A, LLC | 100 | Power Depot Group A, LLC | 100 | Non-regulated
Westover | 65581_G_WSI5 | 65581 | G | WSI5 |  | Combustion Turbine | IC Engine | ERC_WEST | Texas | 48 | Ector | 135 | 48135 | 0.5 | 13470 | 2013 | 9999 |  |  | N | Distillate Fuel Oil | [11 empty] | 0 |  | 1.6498 | 1.6498 | 1.6498 | 1.6498 | [11 empty] | Power Depot Group A, LLC | 100 | Power Depot Group A, LLC | 100 | Non-regulated
Westover | 65581_G_WSI6 | 65581 | G | WSI6 |  | Combustion Turbine | IC Engine | ERC_WEST | Texas | 48 | Ector | 135 | 48135 | 0.5 | 13470 | 2013 | 9999 |  |  | N | Distillate Fuel Oil | [11 empty] | 0 |  | 1.6498 | 1.6498 | 1.6498 | 1.6498 | [11 empty] | Power Depot Group A, LLC | 100 | Power Depot Group A, LLC | 100 | Non-regulated
Westover | 65581_G_WSI7 | 65581 | G | WSI7 |  | Combustion Turbine | IC Engine | ERC_WEST | Texas | 48 | Ector | 135 | 48135 | 0.5 | 13470 | 2013 | 9999 |  |  | N | Distillate Fuel Oil | [11 empty] | 0 |  | 1.6498 | 1.6498 | 1.6498 | 1.6498 | [11 empty] | Power Depot Group A, LLC | 100 | Power Depot Group A, LLC | 100 | Non-regulated
Westover | 65581_G_WSI8 | 65581 | G | WSI8 |  | Combustion Turbine | IC Engine | ERC_WEST | Texas | 48 | Ector | 135 | 48135 | 0.5 | 13470 | 2013 | 9999 |  |  | N | Distillate Fuel Oil | [11 empty] | 0 |  | 1.6498 | 1.6498 | 1.6498 | 1.6498 | [11 empty] | Power Depot Group A, LLC | 100 | Power Depot Group A, LLC | 100 | Non-regulated
Westover | 65581_G_WSI9 | 65581 | G | WSI9 |  | Combustion Turbine | IC Engine | ERC_WEST | Texas | 48 | Ector | 135 | 48135 | 0.5 | 13470 | 2013 | 9999 |  |  | N | Distillate Fuel Oil | [11 empty] | 0 |  | 1.6498 | 1.6498 | 1.6498 | 1.6498 | [11 empty] | Power Depot Group A, LLC | 100 | Power Depot Group A, LLC | 100 | Non-regulated
Richlands Solar, LLC | 65583_G_RICH1 | 65583 | G | RICH1 |  | Solar PV |  | S_VACA | North Carolina | 37 | Onslow | 133 | 37133 | 1.9 | 0 | 2021 | 9999 |  |  | N | Solar | [11 empty] | 0 |  | 0 | 0 | 0 | 0 | [11 empty] | Jessamine Hills Holding, LLC | 100 | Jessamine Hills Holding, LLC | 100 | Non-regulated
Cruise Solar, LLC | 65584_G_CRUI1 | 65584 | G | CRUI1 |  | Solar PV |  | S_VACA | North Carolina | 37 | Onslow | 133 | 37133 | 1.9 | 0 | 2021 | 9999 |  |  | N | Solar | [11 empty] | 0 |  | 0 | 0 | 0 | 0 | [11 empty] | Jessamine Hills Holding, LLC | 100 | Jessamine Hills Holding, LLC | 100 | Non-regulated
Whatley Renewables | 65585_G_2684 | 65585 | G | 2684 |  | Solar PV |  | NENGREST | Massachusetts | 25 | Franklin | 11 | 25011 | 1 | 0 | 2020 | 9999 |  |  | N | Solar | [11 empty] | 0 |  | 0 | 0 | 0 | 0 | [11 empty] | Whatley Renewables, LLC | 100 | Whatley Renewables, LLC | 100 | Non-regulated
Wachusett Solar | 65586_G_2910 | 65586 | G | 2910 |  | Solar PV |  | NENGREST | Massachusetts | 25 | Worcester | 27 | 25027 | 2 | 0 | 2019 | 9999 |  |  | N | Solar | [11 empty] | 0 |  | 0 | 0 | 0 | 0 | [11 empty] | Wachusett Solar, LLC | 100 | Wachusett Solar, LLC | 100 | Non-regulated
RT32 Westerlo Solar 1 | 65587_G_7105 | 65587 | G | 7105 |  | Solar PV |  | NY_Z_F | New York | 36 | Albany | 1 | 36001 | 5 | 0 | 2020 | 9999 |  |  | N | Solar | [11 empty] | 0 |  | 0 | 0 | 0 | 0 | [11 empty] | RT32 Westerlo Solar 1, LLC | 100 | RT32 Westerlo Solar 1, LLC | 100 | Non-regulated
Antlia | 65588_G_ANTLA | 65588 | G | ANTLA |  | Energy Storage |  | ERC_REST | Texas | 48 | Val Verde | 465 | 48465 | 70 | 0 | 2024 | 9999 |  |  | N | Energy Storage | [11 empty] | 0 |  | 0 | 0 | 0 | 0 | [11 empty] | Broad Reach Power | 100 | Broad Reach Power | 100 | Non-regulated
Carina | 65589_G_CARNA | 65589 | G | CARNA |  | Energy Storage |  | ERC_REST | Texas | 48 | Nueces | 355 | 48355 | 150 | 0 | 2024 | 9999 |  |  | N | Energy Storage | [11 empty] | 0 |  | 0 | 0 | 0 | 0 | [11 empty] | Broad Reach Power | 100 | Broad Reach Power | 100 | Non-regulated
Octans | 65590_G_OCTNS | 65590 | G | OCTNS |  | Energy Storage |  | ERC_WEST | Texas | 48 | Pecos | 371 | 48371 | 125 | 0 | 2024 | 9999 |  |  | N | Energy Storage | [11 empty] | 0 |  | 0 | 0 | 0 | 0 | [11 empty] | Broad Reach Power | 100 | Broad Reach Power | 100 | Non-regulated
AVEP BESS | 65591_G_AVEPB | 65591 | G | AVEPB |  | Energy Storage |  | WECC_SCE | California | 6 | Kern | 29 | 06029 | 126 | 0 | 2024 | 9999 |  |  | N | Energy Storage | [11 empty] | 0 |  | 0 | 0 | 0 | 0 | [11 empty] | Leeward Asset Management, LLC | 100 | Leeward Asset Management, LLC | 100 | Non-regulated
FPL Saw Palmetto Solar Energy Center | 65592_G_1 | 65592 | G | 1 |  | Solar PV |  | S_SOU | Florida | 12 | Bay | 5 | 12005 | 74.5 | 0 | 2023 | 9999 |  |  | N | Solar | [11 empty] | 0 |  | 0 | 0 | 0 | 0 | [11 empty] | Florida Power & Light Co | 100 | Florida Power & Light Co | 100 | Regulated
FPL Cypress Pond Solar | 65593_G_1 | 65593 | G | 1 |  | Solar PV |  | S_SOU | Florida | 12 | Washington | 133 | 12133 | 74.5 | 0 | 2023 | 9999 |  |  | N | Solar | [11 empty] | 0 |  | 0 | 0 | 0 | 0 | [11 empty] | Florida Power & Light Co | 100 | Florida Power & Light Co | 100 | Regulated
FPL Etonia Creek | 65594_G_1 | 65594 | G | 1 |  | Solar PV |  | FRCC | Florida | 12 | Putnam | 107 | 12107 | 74.5 | 0 | 2023 | 9999 |  |  | N | Solar | [11 empty] | 0 |  | 0 | 0 | 0 | 0 | [11 empty] | Florida Power & Light Co | 100 | Florida Power & Light Co | 100 | Regulated
Hormel CSG Solar | 65595_G_HORCS | 65595 | G | HORCS |  | Solar PV |  | MIS_MNWI | Minnesota | 27 | Chippewa | 23 | 27023 | 1 | 0 | 2022 | 9999 |  |  | N | Solar | [11 empty] | 0 |  | 0 | 0 | 0 | 0 | [11 empty] | DG Central 1, LLC | 100 | DG Central 1, LLC | 100 | Non-regulated
CEC, LLC Westtown B | 65597_G_CLWB | 65597 | G | CLWB |  | Solar PV |  | NY_Z_G-I | New York | 36 | Orange | 71 | 36071 | 2 | 0 | 2018 | 9999 |  |  | N | Solar | [11 empty] | 0 |  | 0 | 0 | 0 | 0 | [11 empty] | Nautilus Solar Energy, LLC | 100 | Nautilus Solar Energy, LLC | 100 | Non-regulated
London | 6560_G_1 | 6560 | G | 1 |  | Hydro |  | PJM_West | West Virginia | 54 | Kanawha | 39 | 54039 | 4.8 | 0 | 1935 | 9999 |  |  | N | Hydro | [13 empty] | 0 | 0 | 0 | 0 | [11 empty] | Appalachian Power Co | 100 | American Electric Power Co Inc | 100 | Regulated
London | 6560_G_2 | 6560 | G | 2 |  | Hydro |  | PJM_West | West Virginia | 54 | Kanawha | 39 | 54039 | 4.8 | 0 | 1935 | 9999 |  |  | N | Hydro | [13 empty] | 0 | 0 | 0 | 0 | [11 empty] | Appalachian Power Co | 100 | American Electric Power Co Inc | 100 | Regulated
London | 6560_G_3 | 6560 | G | 3 |  | Hydro |  | PJM_West | West Virginia | 54 | Kanawha | 39 | 54039 | 4.8 | 0 | 1935 | 9999 |  |  | N | Hydro | [13 empty] | 0 | 0 | 0 | 0 | [11 empty] | Appalachian Power Co | 100 | American Electric Power Co Inc | 100 | Regulated
Gilcrest Sun CSG | 65609_G_GLCRS | 65609 | G | GLCRS |  | Solar PV |  | WECC_CO | Colorado | 8 | Weld | 123 | 08123 | 1.8 | 0 | 2021 | 9999 |  |  | N | Solar | [11 empty] | 0 |  | 0 | 0 | 0 | 0 | [11 empty] | SunShare Management | 100 | SunShare Management | 100 | Non-regulated
Marmet | 6561_G_1 | 6561 | G | 1 |  | Hydro |  | PJM_West | West Virginia | 54 | Kanawha | 39 | 54039 | 4.8 | 0 | 1935 | 9999 |  |  | N | Hydro | [13 empty] | 0 | 0 | 0 | 0 | [11 empty] | Appalachian Power Co | 100 | American Electric Power Co Inc | 100 | Regulated
Marmet | 6561_G_2 | 6561 | G | 2 |  | Hydro |  | PJM_West | West Virginia | 54 | Kanawha | 39 | 54039 | 4.8 | 0 | 1935 | 9999 |  |  | N | Hydro | [13 empty] | 0 | 0 | 0 | 0 | [11 empty] | Appalachian Power Co | 100 | American Electric Power Co Inc | 100 | Regulated
Marmet | 6561_G_3 | 6561 | G | 3 |  | Hydro |  | PJM_West | West Virginia | 54 | Kanawha | 39 | 54039 | 4.8 | 0 | 1935 | 9999 |  |  | N | Hydro | [13 empty] | 0 | 0 | 0 | 0 | [11 empty] | Appalachian Power Co | 100 | American Electric Power Co Inc | 100 | Regulated
MO32 (CSG) | 65610_G_MO32 | 65610 | G | MO32 |  | Solar PV |  | PJM_SMAC | Maryland | 24 | Montgomery | 31 | 24031 | 2 | 0 | 2022 | 9999 |  |  | N | Solar | [11 empty] | 0 |  | 0 | 0 | 0 | 0 | [11 empty] | TPE MD MO32 LLC | 100 | TPE MD MO32 LLC | 100 | Non-regulated
MO33 CSG | 65611_G_MO33 | 65611 | G | MO33 |  | Solar PV |  | PJM_SMAC | Maryland | 24 | Montgomery | 31 | 24031 | 2 | 0 | 2022 | 9999 |  |  | N | Solar | [11 empty] | 0 |  | 0 | 0 | 0 | 0 | [11 empty] | TPE MD MO33 LLC | 100 | TPE MD MO33 LLC | 100 | Non-regulated
Snowden River CSG | 65612_G_SNOWD | 65612 | G | SNOWD |  | Solar PV |  | PJM_SMAC | Maryland | 24 | Howard | 27 | 24027 | 1.9 | 0 | 2021 | 9999 |  |  | N | Solar | [11 empty] | 0 |  | 0 | 0 | 0 | 0 | [11 empty] | Snowden River Parkway, LLC | 100 | Snowden River Parkway, LLC | 100 | Non-regulated
JB-Tobin 2 | 65613_G_JBTB2 | 65613 | G | JBTB2 |  | Solar PV |  | NY_Z_G-I | New York | 36 | Dutchess | 27 | 36027 | 1.6 | 0 | 2021 | 9999 |  |  | N | Solar | [11 empty] | 0 |  | 0 | 0 | 0 | 0 | [11 empty] | AES Clean Energy | 100 | AES Clean Energy | 100 | Non-regulated
Orange Coast College PH2 Solar Project | 65614_G_OCCBA | 65614 | G | OCCBA |  | Energy Storage |  | WECC_SCE | California | 6 | Orange | 59 | 06059 | 2.1 | 0 | 2022 | 9999 |  |  | N | Energy Storage | [11 empty] | 0 |  | 0 | 0 | 0 | 0 | [11 empty] | Solar Star Coastal Pirate, LLC | 100 | Solar Star Coastal Pirate, LLC | 100 | Non-regulated
Orange Coast College PH2 Solar Project | 65614_G_OCCSP | 65614 | G | OCCSP |  | Solar PV |  | WECC_SCE | California | 6 | Orange | 59 | 06059 | 3 | 0 | 2022 | 9999 |  |  | N | Solar | [11 empty] | 0 |  | 0 | 0 | 0 | 0 | [11 empty] | Solar Star Coastal Pirate, LLC | 100 | Solar Star Coastal Pirate, LLC | 100 | Non-regulated
CA - Madera USD - Madera South HS | 65615_G_19009 | 65615 | G | 19009 |  | Solar PV |  | WEC_CALN | California | 6 | Madera | 39 | 06039 | 1.2 | 0 | 2023 | 9999 |  |  | N | Solar | [11 empty] | 0 |  | 0 | 0 | 0 | 0 | [11 empty] | Forefront Power, LLC | 100 | Forefront Power, LLC | 100 | Non-regulated
CA - Amazon - SMF6 | 65616_G_20031 | 65616 | G | 20031 |  | Solar PV |  | WEC_BANC | California | 6 | Sacramento | 67 | 06067 | 2.6 | 0 | 2023 | 9999 |  |  | N | Solar | [11 empty] | 0 |  | 0 | 0 | 0 | 0 | [11 empty] | Forefront Power, LLC | 100 | Forefront Power, LLC | 100 | Non-regulated
BBARWA | 65617_G_P3998 | 65617 | G | P3998 |  | Solar PV |  | WECC_SCE | California | 6 | San Bernardino | 71 | 06071 | 1.3 | 0 | 2021 | 9999 |  |  | N | Solar | [11 empty] | 0 |  | 0 | 0 | 0 | 0 | [11 empty] | Distributed Solar Development, LLC | 100 | Distributed Solar Development, LLC | 100 | Non-regulated
Gunnison Solar | 65618_G_524 | 65618 | G | 524 |  | Solar PV |  | WECC_UT | Utah | 49 | Sanpete | 39 | 49039 | 1.5 | 0 | 2022 | 9999 |  |  | N | Solar | [11 empty] | 0 |  | 0 | 0 | 0 | 0 | [11 empty] | Greenbacker Renewable Energy Corporation | 100 | Greenbacker Renewable Energy Corporation | 100 | Non-regulated
ER Sand Hill | 65619_G_289 | 65619 | G | 289 |  | Solar PV |  | NENGREST | Vermont | 50 | Rutland | 21 | 50021 | 2.2 | 0 | 2022 | 9999 |  |  | N | Solar | [11 empty] | 0 |  | 0 | 0 | 0 | 0 | [11 empty] | Greenbacker Renewable Energy Corporation | 100 | Greenbacker Renewable Energy Corporation | 100 | Non-regulated
Winfield | 6562_G_1 | 6562 | G | 1 |  | Hydro |  | PJM_West | West Virginia | 54 | Putnam | 79 | 54079 | 8.9 | 0 | 1938 | 9999 |  |  | N | Hydro | [13 empty] | 0 | 0 | 0 | 0 | [11 empty] | Appalachian Power Co | 100 | American Electric Power Co Inc | 100 | Regulated
Winfield | 6562_G_2 | 6562 | G | 2 |  | Hydro |  | PJM_West | West Virginia | 54 | Putnam | 79 | 54079 | 4.9 | 0 | 1938 | 9999 |  |  | N | Hydro | [13 empty] | 0 | 0 | 0 | 0 | [11 empty] | Appalachian Power Co | 100 | American Electric Power Co Inc | 100 | Regulated
Winfield | 6562_G_3 | 6562 | G | 3 |  | Hydro |  | PJM_West | West Virginia | 54 | Putnam | 79 | 54079 | 4.9 | 0 | 1938 | 9999 |  |  | N | Hydro | [13 empty] | 0 | 0 | 0 | 0 | [11 empty] | Appalachian Power Co | 100 | American Electric Power Co Inc | 100 | Regulated
100 Lower | 65620_G_100LR | 65620 | G | 100LR |  | Solar PV |  | NY_Z_G-I | New York | 36 | Orange | 71 | 36071 | 2 | 0 | 2020 | 9999 |  |  | N | Solar | [11 empty] | 0 |  | 0 | 0 | 0 | 0 | [11 empty] | Conductive Power | 100 | Conductive Power | 100 | Non-regulated
456 Lower | 65621_G_456LR | 65621 | G | 456LR |  | Solar PV |  | NY_Z_G-I | New York | 36 | Orange | 71 | 36071 | 1.4 | 0 | 2020 | 9999 |  |  | N | Solar | [11 empty] | 0 |  | 0 | 0 | 0 | 0 | [11 empty] | Conductive Power | 100 | Conductive Power | 100 | Non-regulated
Absegami | 65622_G_ABSGI | 65622 | G | ABSGI |  | Solar PV |  | PJM_EMAC | New Jersey | 34 | Atlantic | 1 | 34001 | 2.1 | 0 | 2021 | 9999 |  |  | N | Solar | [11 empty] | 0 |  | 0 | 0 | 0 | 0 | [11 empty] | Conductive Power | 100 | Conductive Power | 100 | Non-regulated
Cedar Creek | 65623_G_CDRCK | 65623 | G | CDRCK |  | Solar PV |  | PJM_EMAC | New Jersey | 34 | Atlantic | 1 | 34001 | 1.6 | 0 | 2021 | 9999 |  |  | N | Solar | [11 empty] | 0 |  | 0 | 0 | 0 | 0 | [11 empty] | Conductive Power | 100 | Conductive Power | 100 | Non-regulated
Union Springs 40 | 65624_G_US40 | 65624 | G | US40 |  | Solar PV |  | NY_Z_C&E | New York | 36 | Cayuga | 11 | 36011 | 5 | 0 | 2022 | 9999 |  |  | N | Solar | [11 empty] | 0 |  | 0 | 0 | 0 | 0 | [11 empty] | EF NY CDG 011, LLC | 100 | EF NY CDG 011, LLC | 100 | Non-regulated
Union Springs 963 | 65625_G_US963 | 65625 | G | US963 |  | Solar PV |  | NY_Z_C&E | New York | 36 | Cayuga | 11 | 36011 | 5 | 0 | 2022 | 9999 |  |  | N | Solar | [11 empty] | 0 |  | 0 | 0 | 0 | 0 | [11 empty] | EF NY CDG 003, LLC | 100 | EF NY CDG 003, LLC | 100 | Non-regulated
North Eagle Village Solar | 65626_G_NEV | 65626 | G | NEV |  | Solar PV |  | NY_Z_C&E | New York | 36 | Onondaga | 67 | 36067 | 5 | 0 | 2022 | 9999 |  |  | N | Solar | [11 empty] | 0 |  | 0 | 0 | 0 | 0 | [11 empty] | EF NY CDG 001, LLC | 100 | EF NY CDG 001, LLC | 100 | Non-regulated
Green Lakes Solar | 65627_G_GL | 65627 | G | GL |  | Solar PV |  | NY_Z_C&E | New York | 36 | Onondaga | 67 | 36067 | 5 | 0 | 2022 | 9999 |  |  | N | Solar | [11 empty] | 0 |  | 0 | 0 | 0 | 0 | [11 empty] | EF NY CDG 002, LLC | 100 | EF NY CDG 002, LLC | 100 | Non-regulated
Judd Road Solar | 65628_G_JR | 65628 | G | JR |  | Solar PV |  | NY_Z_C&E | New York | 36 | Oneida | 65 | 36065 | 5 | 0 | 2022 | 9999 |  |  | N | Solar | [11 empty] | 0 |  | 0 | 0 | 0 | 0 | [11 empty] | EF NY CDG 007, LLC | 100 | EF NY CDG 007, LLC | 100 | Non-regulated
SR McKellar | 65629_G_SRMCK | 65629 | G | SRMCK |  | Solar PV |  | S_C_TVA | Tennessee | 47 | Madison | 113 | 47113 | 70 | 0 | 2023 | 9999 |  |  | N | Solar | [11 empty] | 0 |  | 0 | 0 | 0 | 0 | [11 empty] | SR McKellar, LLC | 100 | SR McKellar, LLC | 100 | Non-regulated
SR Bell Buckle | 65630_G_SRBEL | 65630 | G | SRBEL |  | Solar PV |  | S_C_TVA | Tennessee | 47 | Bedford | 3 | 47003 | 35 | 0 | 2023 | 9999 |  |  | N | Solar | [11 empty] | 0 |  | 0 | 0 | 0 | 0 | [11 empty] | SR Bell Buckle, LLC | 100 | SR Bell Buckle, LLC | 100 | Non-regulated
Pisgah Ridge Solar, LLC | 65631_G_PSGAH | 65631 | G | PSGAH |  | Solar PV |  | ERC_REST | Texas | 48 | Navarro | 349 | 48349 | 250 | 0 | 2022 | 9999 |  |  | N | Solar | [11 empty] | 0 |  | 0 | 0 | 0 | 0 | [11 empty] | Pisgah Ridge Solar, LLC | 100 | Pisgah Ridge Solar, LLC | 100 | Non-regulated
MN CSG 2019-38 DE LLC | 65632_G_REGEN | 65632 | G | REGEN |  | Solar PV |  | MIS_MNWI | Minnesota | 27 | Le Sueur | 79 | 27079 | 1 | 0 | 2022 | 9999 |  |  | N | Solar | [11 empty] | 0 |  | 0 | 0 | 0 | 0 | [11 empty] | MN CSG 2019-38 DE LLC | 100 | MN CSG 2019-38 DE LLC | 100 | Non-regulated
Boaz Microgrid Battery | 65633_G_BESS1 | 65633 | G | BESS1 |  | Energy Storage |  | MIS_MNWI | Wisconsin | 55 | Richland | 103 | 55103 | 0.3 | 0 | 2023 | 9999 |  |  | N | Energy Storage | [11 empty] | 0 |  | 0 | 0 | 0 | 0 | [11 empty] | Wisconsin Power & Light Co | 100 | Wisconsin Power & Light Co | 100 | Regulated
Hecate Energy Desert Storage 1 LLC | 65635_G_HEDS1 | 65635 | G | HEDS1 |  | Energy Storage |  | WECC_SCE | California | 6 | Riverside | 65 | 06065 | 10 | 0 | 2023 | 9999 |  |  | N | Energy Storage | [11 empty] | 0 |  | 0 | 0 | 0 | 0 | [11 empty] | Hecate Energy Desert Storage 1 LLC | 100 | Hecate Energy Desert Storage 1 LLC | 100 | Non-regulated
Dartmouth Farms Solar | 65636_G_2132 | 65636 | G | 2132 |  | Solar PV |  | NENGREST | Massachusetts | 25 | Bristol | 5 | 25005 | 2 | 0 | 2017 | 9999 |  |  | N | Solar | [11 empty] | 0 |  | 0 | 0 | 0 | 0 | [11 empty] | Dartmouth Farms Solar, LLC | 100 | Dartmouth Farms Solar, LLC | 100 | Non-regulated
Dartmouth Farms Solar | 65636_G_5138 | 65636 | G | 5138 |  | Solar PV |  | NENGREST | Massachusetts | 25 | Bristol | 5 | 25005 | 2.3 | 0 | 2020 | 9999 |  |  | N | Solar | [11 empty] | 0 |  | 0 | 0 | 0 | 0 | [11 empty] | Dartmouth Farms Solar, LLC | 100 | Dartmouth Farms Solar, LLC | 100 | Non-regulated
Foster Solar | 65637_G_2481 | 65637 | G | 2481 |  | Solar PV |  | NENGREST | Rhode Island | 44 | Providence | 7 | 44007 | 1.2 | 0 | 2016 | 9999 |  |  | N | Solar | [11 empty] | 0 |  | 0 | 0 | 0 | 0 | [11 empty] | Foster Solar, LLC | 100 | Foster Solar, LLC | 100 | Non-regulated
SR Greenville I | 65638_G_SRGN1 | 65638 | G | SRGN1 |  | Solar PV |  | S_C_TVA | Tennessee | 47 | Madison | 113 | 47113 | 4.8 | 0 | 2022 | 9999 |  |  | N | Solar | [11 empty] | 0 |  | 0 | 0 | 0 | 0 | [11 empty] | SR Greenville I, LLC | 100 | SR Greenville I, LLC | 100 | Non-regulated
SR Greenville II | 65639_G_SRGN2 | 65639 | G | SRGN2 |  | Solar PV |  | S_C_TVA | Tennessee | 47 | Greene | 59 | 47059 | 4.8 | 0 | 2022 | 9999 |  |  | N | Solar | [11 empty] | 0 |  | 0 | 0 | 0 | 0 | [11 empty] | SR Greenville II, LLC | 100 | SR Greenville II, LLC | 100 | Non-regulated
SR Bolivar | 65640_G_SRBOL | 65640 | G | SRBOL |  | Solar PV |  | S_C_TVA | Tennessee | 47 | Hardeman | 69 | 47069 | 3.3 | 0 | 2022 | 9999 |  |  | N | Solar | [11 empty] | 0 |  | 0 | 0 | 0 | 0 | [11 empty] | SR Bolivar, LLC | 100 | SR Bolivar, LLC | 100 | Non-regulated
SR Paris | 65641_G_SRPAR | 65641 | G | SRPAR |  | Solar PV |  | S_C_TVA | Tennessee | 47 | Henry | 79 | 47079 | 6.8 | 0 | 2022 | 9999 |  |  | N | Solar | [11 empty] | 0 |  | 0 | 0 | 0 | 0 | [11 empty] | SR Paris, LLC | 100 | SR Paris, LLC | 100 | Non-regulated
SR Jackson II | 65642_G_SRJA2 | 65642 | G | SRJA2 |  | Solar PV |  | S_C_TVA | Tennessee | 47 | Madison | 113 | 47113 | 1 | 0 | 2022 | 9999 |  |  | N | Solar | [11 empty] | 0 |  | 0 | 0 | 0 | 0 | [11 empty] | SR Jackson II, LLC | 100 | SR Jackson II, LLC | 100 | Non-regulated
Castleton | 65643_G_CASTN | 65643 | G | CASTN |  | Solar PV |  | NY_Z_F | New York | 36 | Rensselaer | 83 | 36083 | 5 | 0 | 2021 | 9999 |  |  | N | Solar | [11 empty] | 0 |  | 0 | 0 | 0 | 0 | [11 empty] | Conductive Power | 100 | Conductive Power | 100 | Non-regulated
Lumina II Solar Project | 65644_G_LUMII | 65644 | G | LUMII |  | Solar PV |  | ERC_WEST | Texas | 48 | Scurry | 415 | 48415 | 321 | 0 | 2023 | 9999 |  |  | N | Solar | [11 empty] | 0 |  | 0 | 0 | 0 | 0 | [11 empty] | IP Lumina II, LLC | 100 | IP Lumina II, LLC | 100 | Non-regulated
Lumina Solar Project | 65645_G_LUMIN | 65645 | G | LUMIN |  | Solar PV |  | ERC_WEST | Texas | 48 | Scurry | 415 | 48415 | 320 | 0 | 2023 | 9999 |  |  | N | Solar | [11 empty] | 0 |  | 0 | 0 | 0 | 0 | [11 empty] | IP Lumina, LLC | 100 | IP Lumina, LLC | 100 | Non-regulated
MA-Dighton-A | 65646_G_MADIG | 65646 | G | MADIG |  | Solar PV |  | NENGREST | Massachusetts | 25 | Bristol | 5 | 25005 | 3.8 | 0 | 2023 | 9999 |  |  | N | Solar | [11 empty] | 0 |  | 0 | 0 | 0 | 0 | [11 empty] | MA CS Dighton, LLC | 100 | MA CS Dighton, LLC | 100 | Non-regulated
Croton Solar | 65647_G_CROT | 65647 | G | CROT |  | Solar PV |  | NY_Z_G-I | New York | 36 | Westchester | 119 | 36119 | 3 | 0 | 2021 | 9999 |  |  | N | Solar | [11 empty] | 0 |  | 0 | 0 | 0 | 0 | [11 empty] | Croton Solar LLC | 100 | Croton Solar LLC | 100 | Non-regulated
Berlin | 6565_G_1A | 6565 | G | 1A |  | Combustion Turbine | IC Engine | PJM_EMAC | Maryland | 24 | Worcester | 47 | 24047 | 1.1 | 25000 | 1961 | 9999 |  |  | N | Distillate Fuel Oil | [12 empty] | 0.3 | 3.7918 | 3.7918 | 3.7918 | 3.7918 | [11 empty] | Berlin MD (Town of) | 100 | Berlin MD (Town of) | 100 | Regulated
Berlin | 6565_G_5A | 6565 | G | 5A |  | Combustion Turbine | IC Engine | PJM_EMAC | Maryland | 24 | Worcester | 47 | 24047 | 2.5 | 25000 | 1989 | 9999 |  |  | N | Distillate Fuel Oil | [12 empty] | 0.3 | 2.4901 | 2.4901 | 2.4901 | 2.4901 | [11 empty] | Berlin MD (Town of) | 100 | Berlin MD (Town of) | 100 | Regulated
Berlin | 6565_G_8A | 6565 | G | 8A |  | Combustion Turbine | IC Engine | PJM_EMAC | Maryland | 24 | Worcester | 47 | 24047 | 2 | 9905 | 2020 | 9999 |  |  | N | Natural Gas | [13 empty] | 0.011 | 0.011 | 0.011 | 0.011 | [11 empty] | Town of Berlin - (MD) | 100 | Town of Berlin - (MD) | 100 | Regulated
Brockelman Road Solar 2 | 65650_G_15446 | 65650 | G | 15446 |  | Solar PV |  | NENGREST | Massachusetts | 25 | Worcester | 27 | 25027 | 1 | 0 | 2021 | 9999 |  |  | N | Solar | [11 empty] | 0 |  | 0 | 0 | 0 | 0 | [11 empty] | Brockelman Road Solar 2, LLC | 100 | Brockelman Road Solar 2, LLC | 100 | Non-regulated
Brockelman Road Solar 2 | 65650_G_15447 | 65650 | G | 15447 |  | Energy Storage |  | NENGREST | Massachusetts | 25 | Worcester | 27 | 25027 | 2 | 0 | 2021 | 9999 |  |  | N | Energy Storage | [11 empty] | 0 |  | 0 | 0 | 0 | 0 | [11 empty] | Brockelman Road Solar 2, LLC | 100 | Brockelman Road Solar 2, LLC | 100 | Non-regulated
VS RXI Panorama City | 65651_G_VSRPC | 65651 | G | VSRPC |  | Solar PV |  | WEC_LADW | California | 6 | Los Angeles | 37 | 06037 | 1 | 0 | 2022 | 9999 |  |  | N | Solar | [11 empty] | 0 |  | 0 | 0 | 0 | 0 | [11 empty] | Valta Energy | 100 | Valta Energy | 100
Niagara Bottling - Rialto | 65652_G_NBRIA | 65652 | G | NBRIA |  | Solar PV |  | WECC_SCE | California | 6 | San Bernardino | 71 | 06071 | 4.2 | 0 | 2021 | 9999 |  |  | N | Solar | [11 empty] | 0 |  | 0 | 0 | 0 | 0 | [11 empty] | SkyHigh 2 Solar | 100 | SkyHigh 2 Solar | 100 | Non-regulated
TES Rowtier | 65653_G_NBRIA | 65653 | G | NBRIA |  | Solar PV |  | NENGREST | Massachusetts | 25 | Worcester | 27 | 25027 | 3 | 0 | 2021 | 9999 |  |  | N | Solar | [11 empty] | 0 |  | 0 | 0 | 0 | 0 | [11 empty] | SkyHigh 2 Solar | 100 | SkyHigh 2 Solar | 100 | Non-regulated
Texas Solar Nova 1 | 65654_G_TSN1 | 65654 | G | TSN1 |  | Solar PV |  | ERC_WEST | Texas | 48 | Kent | 263 | 48263 | 252 | 0 | 2023 | 9999 |  |  | N | Solar | [11 empty] | 0 |  | 0 | 0 | 0 | 0 | [11 empty] | Texas Solar Nova 1, LLC | 100 | Texas Solar Nova 1, LLC | 100 | Non-regulated
Chiquito Grid, LLC | 65655_G_HECHQ | 65655 | G | HECHQ |  | Energy Storage |  | WECC_SCE | California | 6 | Riverside | 65 | 06065 | 80 | 0 | 2024 | 9999 |  |  | N | Energy Storage | [11 empty] | 0 |  | 0 | 0 | 0 | 0 | [11 empty] | Chiquito Grid, LLC | 100 | Chiquito Grid, LLC | 100 | Non-regulated
Ortega Grid, LLC | 65656_G_HEORG | 65656 | G | HEORG |  | Energy Storage |  | WECC_SCE | California | 6 | Riverside | 65 | 06065 | 20 | 0 | 2023 | 9999 |  |  | N | Energy Storage | [11 empty] | 0 |  | 0 | 0 | 0 | 0 | [11 empty] | Ortega Grid, LLC | 100 | Ortega Grid, LLC | 100 | Non-regulated
San Jacinto Grid, LLC | 65657_G_HESJG | 65657 | G | HESJG |  | Energy Storage |  | WECC_SCE | California | 6 | Riverside | 65 | 06065 | 65 | 0 | 2023 | 9999 |  |  | N | Energy Storage | [11 empty] | 0 |  | 0 | 0 | 0 | 0 | [11 empty] | San Jacinto Grid, LLC | 100 | San Jacinto Grid, LLC | 100 | Non-regulated
DRPA Lindenwold Station Solar Project | 65658_G_DLSSP | 65658 | G | DLSSP |  | Solar PV |  | PJM_EMAC | New Jersey | 34 | Camden | 7 | 34007 | 6 | 0 | 2021 | 9999 |  |  | N | Solar | [11 empty] | 0 |  | 0 | 0 | 0 | 0 | [11 empty] | FHN TOST Solar Trust | 50 | FHN TOST Solar Trust | 50 | Non-regulated
ENGIE 2020 ProjectCo-WI1 LLC | 65659_G_PV1 | 65659 | G | PV1 |  | Solar PV |  | MIS_WUMS | Wisconsin | 55 | Fond Du Lac | 39 | 55039 | 1 | 0 | 2021 | 9999 |  |  | N | Solar | [11 empty] | 0 |  | 0 | 0 | 0 | 0 | [11 empty] | Project Comapny FinCo Phase V LLC | 100 | Project Comapny FinCo Phase V LLC | 100 | Non-regulated
Texas Solar Nova 2 | 65660_G_TSN2 | 65660 | G | TSN2 |  | Solar PV |  | ERC_WEST | Texas | 48 | Kent | 263 | 48263 | 200 | 0 | 2024 | 9999 |  |  | N | Solar | [11 empty] | 0 |  | 0 | 0 | 0 | 0 | [11 empty] | Texas Solar Nova 2, LLC | 100 | Texas Solar Nova 2, LLC | 100 | Non-regulated
Nebula Solar | 65661_G_NEB1 | 65661 | G | NEB1 |  | Solar PV |  | ERC_REST | Texas | 48 | Cameron | 61 | 48061 | 135 | 0 | 2022 | 9999 |  |  | N | Solar | [11 empty] | 0 |  | 0 | 0 | 0 | 0 | [11 empty] | Rayos del Sol Solar Project, LLC | 100 | Rayos del Sol Solar Project, LLC | 100 | Non-regulated
Vancourt Solar Interconnections | 65662_G_VAN1 | 65662 | G | VAN1 |  | Solar PV |  | ERC_REST | Texas | 48 | Cameron | 61 | 48061 | 45 | 0 | 2022 | 9999 |  |  | N | Solar | [11 empty] | 0 |  | 0 | 0 | 0 | 0 | [11 empty] | Rayos del Sol Solar Project, LLC | 100 | Rayos del Sol Solar Project, LLC | 100 | Non-regulated
Sandrini Solar 200 | 65663_G_GEN01 | 65663 | G | GEN01 |  | Solar PV |  | WECC_SCE | California | 6 | Kern | 29 | 06029 | 100 | 0 | 2023 | 9999 |  |  | N | Solar | [11 empty] | 0 |  | 0 | 0 | 0 | 0 | [11 empty] | EDPR CA Solar Park LLC | 100 | EDPR CA Solar Park LLC | 100 | Non-regulated
Sandrini Solar 100 | 65664_G_GEN02 | 65664 | G | GEN02 |  | Solar PV |  | WECC_SCE | California | 6 | Kern | 29 | 06029 | 200 | 0 | 2023 | 9999 |  |  | N | Solar | [11 empty] | 0 |  | 0 | 0 | 0 | 0 | [11 empty] | EDPR CA Solar Park II LLC | 100 | EDPR CA Solar Park II LLC | 100 | Non-regulated
Hecate Energy Pulaski 1 | 65665_G_HEPU1 | 65665 | G | HEPU1 |  | Solar PV |  | PJM_West | Virginia | 51 | Pulaski | 155 | 51155 | 150 | 0 | 2024 | 9999 |  |  | N | Solar | [11 empty] | 0 |  | 0 | 0 | 0 | 0 | [11 empty] | Hecate Energy Pulaski LLC | 100 | Hecate Energy Pulaski LLC | 100 | Non-regulated
East Windsor Solar One | 65667_G_EWS1 | 65667 | G | EWS1 |  | Solar PV |  | NENG_CT | Connecticut | 9 | Hartford | 3 | 09003 | 5 | 0 | 2021 | 9999 |  |  | N | Solar | [11 empty] | 0 |  | 0 | 0 | 0 | 0 | [11 empty] | DG Connecticut III, LLC | 100 | DG Connecticut III, LLC | 100 | Non-regulated
Southington Solar One | 65668_G_EWS1 | 65668 | G | EWS1 |  | Solar PV |  | NENG_CT | Connecticut | 9 | Hartford | 3 | 09003 | 4.7 | 0 | 2022 | 9999 |  |  | N | Solar | [11 empty] | 0 |  | 0 | 0 | 0 | 0 | [11 empty] | DG Connecticut III, LLC | 100 | DG Connecticut III, LLC | 100 | Non-regulated
Faunce Corner Community Solar | 65669_G_FCBA | 65669 | G | FCBA |  | Energy Storage |  | NENGREST | Massachusetts | 25 | Bristol | 5 | 25005 | 1 | 0 | 2022 | 9999 |  |  | N | Energy Storage | [11 empty] | 0 |  | 0 | 0 | 0 | 0 | [11 empty] | Faunce Corner Road Dartmouth Solar 1, LLC | 100 | Faunce Corner Road Dartmouth Solar 1, LLC | 100 | Non-regulated
Faunce Corner Community Solar | 65669_G_FCPV | 65669 | G | FCPV |  | Solar PV |  | NENGREST | Massachusetts | 25 | Bristol | 5 | 25005 | 1 | 0 | 2022 | 9999 |  |  | N | Solar | [11 empty] | 0 |  | 0 | 0 | 0 | 0 | [11 empty] | Faunce Corner Road Dartmouth Solar 1, LLC | 100 | Faunce Corner Road Dartmouth Solar 1, LLC | 100 | Non-regulated
Block Island | 6567_G_23 | 6567 | G | 23 |  | Combustion Turbine | IC Engine | NENGREST | Rhode Island | 44 | Washington | 9 | 44009 | 1.2 | 10946 | 2001 | 9999 |  |  | N | Distillate Fuel Oil |  |  |  |  | SCR | [7 empty] | 1.121 | 0.10735 | 0.10735 | 0.10735 | 0.10735 | [11 empty] | Block Island Power Co | 100 | Block Island Power Co | 100 | Regulated
Block Island | 6567_G_24 | 6567 | G | 24 |  | Combustion Turbine | IC Engine | NENGREST | Rhode Island | 44 | Washington | 9 | 44009 | 1.6 | 10946 | 2002 | 9999 |  |  | N | Distillate Fuel Oil |  |  |  |  | SCR | [7 empty] | 1.121 | 0.11191 | 0.11191 | 0.11191 | 0.11191 | [11 empty] | Block Island Power Co | 100 | Block Island Power Co | 100 | Regulated
Block Island | 6567_G_25 | 6567 | G | 25 |  | Combustion Turbine | IC Engine | NENGREST | Rhode Island | 44 | Washington | 9 | 44009 | 1.8 | 10947 | 2006 | 9999 |  |  | N | Distillate Fuel Oil |  |  |  |  | SCR | [8 empty] | 0.18727 | 0.18727 | 0.18727 | 0.18727 | [11 empty] | Block Island Power Co | 100 | Block Island Power Co | 100 | Regulated
Block Island | 6567_G_27 | 6567 | G | 27 |  | Combustion Turbine | IC Engine | NENGREST | Rhode Island | 44 | Washington | 9 | 44009 | 2.5 | 10745 | 2018 | 9999 |  |  | N | Distillate Fuel Oil | [13 empty] | 0.13551 | 0.13551 | 0.13551 | 0.13551 | [11 empty] | Block Island Power Co | 100 | Block Island Power Co | 100 | Regulated
Ventura | 65670_G_VTRBA | 65670 | G | VTRBA |  | Energy Storage |  | NENGREST | Massachusetts | 25 | Bristol | 5 | 25005 | 1 | 0 | 2022 | 9999 |  |  | N | Energy Storage | [11 empty] | 0 |  | 0 | 0 | 0 | 0 | [11 empty] | Ventura Drive Dartmouth Solar 1, LLC | 100 | Ventura Drive Dartmouth Solar 1, LLC | 100 | Non-regulated
Ventura | 65670_G_VTRPV | 65670 | G | VTRPV |  | Solar PV |  | NENGREST | Massachusetts | 25 | Bristol | 5 | 25005 | 1 | 0 | 2022 | 9999 |  |  | N | Solar | [11 empty] | 0 |  | 0 | 0 | 0 | 0 | [11 empty] | Ventura Drive Dartmouth Solar 1, LLC | 100 | Ventura Drive Dartmouth Solar 1, LLC | 100 | Non-regulated
Cattail (CSG) | 65671_G_CATTL | 65671 | G | CATTL |  | Solar PV |  | PJM_COMD | Illinois | 17 | Whiteside | 195 | 17195 | 2 | 0 | 2022 | 9999 |  |  | N | Solar | [11 empty] | 0 |  | 0 | 0 | 0 | 0 | [11 empty] | Cattail Solar, LLC | 100 | Cattail Solar, LLC | 100 | Non-regulated
Sanborn BESS 3 | 65672_G_BESS | 65672 | G | BESS |  | Energy Storage |  | WECC_SCE | California | 6 | Kern | 29 | 06029 | 175.5 | 0 | 2023 | 9999 |  |  | N | Energy Storage | [11 empty] | 0 |  | 0 | 0 | 0 | 0 | [11 empty] | EdSan 1B Group 3, LLC | 100 | EdSan 1B Group 3, LLC | 100 | Non-regulated
Sanborn EBESS1 | 65673_G_BESS | 65673 | G | BESS |  | Energy Storage |  | WECC_SCE | California | 6 | Kern | 29 | 06029 | 57.4 | 0 | 2023 | 9999 |  |  | N | Energy Storage | [11 empty] | 0 |  | 0 | 0 | 0 | 0 | [11 empty] | EdSan 1B Group 2, LLC | 100 | EdSan 1B Group 2, LLC | 100 | Non-regulated
Edwards Sanborn E1B | 65674_G_BESS | 65674 | G | BESS |  | Energy Storage |  | WECC_SCE | California | 6 | Kern | 29 | 06029 | 140.4 | 0 | 2023 | 9999 |  |  | N | Energy Storage | [11 empty] | 0 |  | 0 | 0 | 0 | 0 | [11 empty] | EdSan 1B Group 1 Sanborn, LLC | 100 | EdSan 1B Group 1 Sanborn, LLC | 100 | Non-regulated
Edwards Sanborn E1B | 65674_G_PV | 65674 | G | PV |  | Solar PV |  | WECC_SCE | California | 6 | Kern | 29 | 06029 | 154.4 | 0 | 2022 | 9999 |  |  | N | Solar | [11 empty] | 0 |  | 0 | 0 | 0 | 0 | [11 empty] | EdSan 1B Group 1 Sanborn, LLC | 100 | EdSan 1B Group 1 Sanborn, LLC | 100 | Non-regulated
Edwards Sanborn E4 | 65675_G_BESS | 65675 | G | BESS |  | Energy Storage |  | WECC_SCE | California | 6 | Kern | 29 | 06029 | 109.8 | 0 | 2023 | 9999 |  |  | N | Energy Storage | [11 empty] | 0 |  | 0 | 0 | 0 | 0 | [11 empty] | EdSan 1B Group 1 Sanborn, LLC | 100 | EdSan 1B Group 1 Sanborn, LLC | 100 | Non-regulated
Edwards Sanborn E4 | 65675_G_PV | 65675 | G | PV |  | Solar PV |  | WECC_SCE | California | 6 | Kern | 29 | 06029 | 148.9 | 0 | 2022 | 9999 |  |  | N | Solar | [11 empty] | 0 |  | 0 | 0 | 0 | 0 | [11 empty] | EdSan 1B Group 1 Sanborn, LLC | 100 | EdSan 1B Group 1 Sanborn, LLC | 100 | Non-regulated
Edwards Sanborn E5 | 65676_G_BESS | 65676 | G | BESS |  | Energy Storage |  | WECC_SCE | California | 6 | Kern | 29 | 06029 | 75.4 | 0 | 2023 | 9999 |  |  | N | Energy Storage | [11 empty] | 0 |  | 0 | 0 | 0 | 0 | [11 empty] | EdSan 1B Group 1 Sanborn, LLC | 100 | EdSan 1B Group 1 Sanborn, LLC | 100 | Non-regulated
Edwards Sanborn E5 | 65676_G_PV | 65676 | G | PV |  | Solar PV |  | WECC_SCE | California | 6 | Kern | 29 | 06029 | 66 | 0 | 2022 | 9999 |  |  | N | Solar | [11 empty] | 0 |  | 0 | 0 | 0 | 0 | [11 empty] | EdSan 1B Group 1 Sanborn, LLC | 100 | EdSan 1B Group 1 Sanborn, LLC | 100 | Non-regulated
Edwards Sanborn S4 | 65677_G_BESS | 65677 | G | BESS |  | Energy Storage |  | WECC_SCE | California | 6 | Kern | 29 | 06029 | 20.6 | 0 | 2023 | 9999 |  |  | N | Energy Storage | [11 empty] | 0 |  | 0 | 0 | 0 | 0 | [11 empty] | EdSan 1B Group 1 Sanborn, LLC | 100 | EdSan 1B Group 1 Sanborn, LLC | 100 | Non-regulated
Edwards Sanborn S4 | 65677_G_PV | 65677 | G | PV |  | Solar PV |  | WECC_SCE | California | 6 | Kern | 29 | 06029 | 41.2 | 0 | 2022 | 9999 |  |  | N | Solar | [11 empty] | 0 |  | 0 | 0 | 0 | 0 | [11 empty] | EdSan 1B Group 1 Sanborn, LLC | 100 | EdSan 1B Group 1 Sanborn, LLC | 100 | Non-regulated
Appaloosa Solar I | 65678_G_AS1A | 65678 | G | AS1A |  | Solar PV |  | WECC_UT | Utah | 49 | Iron | 21 | 49021 | 120 | 0 | 2023 | 9999 |  |  | N | Solar | [11 empty] | 0 |  | 0 | 0 | 0 | 0 | [11 empty] | Greenbacker Renewable Energy Corporation | 100 | Greenbacker Renewable Energy Corporation | 100 | Non-regulated
Appaloosa Solar I | 65678_G_AS1B | 65678 | G | AS1B |  | Solar PV |  | WECC_UT | Utah | 49 | Iron | 21 | 49021 | 80 | 0 | 2023 | 9999 |  |  | N | Solar | [11 empty] | 0 |  | 0 | 0 | 0 | 0 | [11 empty] | Greenbacker Renewable Energy Corporation | 100 | Greenbacker Renewable Energy Corporation | 100 | Non-regulated
Calverton Solar Energy Center | 65679_G_11933 | 65679 | G | 11933 |  | Solar PV |  | NY_Z_K | New York | 36 | Suffolk | 103 | 36103 | 22.9 | 0 | 2022 | 9999 |  |  | N | Solar | [11 empty] | 0 |  | 0 | 0 | 0 | 0 | [11 empty] | National Grid | 50 | National Grid | 50 | Non-regulated
City of Sheboygan Solar | 65680_G_PV1 | 65680 | G | PV1 |  | Solar PV |  | MIS_WUMS | Wisconsin | 55 | Sheboygan | 117 | 55117 | 1 | 0 | 2022 | 9999 |  |  | N | Solar | [11 empty] | 0 |  | 0 | 0 | 0 | 0 | [11 empty] | Wisconsin Power & Light Co | 100 | Wisconsin Power & Light Co | 100 | Regulated
Kohler Solar | 65681_G_PV1 | 65681 | G | PV1 |  | Solar PV |  | MIS_WUMS | Wisconsin | 55 | Sheboygan | 117 | 55117 | 2.3 | 0 | 2022 | 9999 |  |  | N | Solar | [11 empty] | 0 |  | 0 | 0 | 0 | 0 | [11 empty] | Wisconsin Power & Light Co | 100 | Wisconsin Power & Light Co | 100 | Regulated
Juniper Solar (FL) | 65683_G_1 | 65683 | G | 1 |  | Solar PV |  | FRCC | Florida | 12 | Pasco | 101 | 12101 | 70 | 0 | 2023 | 9999 |  |  | N | Solar | [11 empty] | 0 |  | 0 | 0 | 0 | 0 | [11 empty] | Tampa Electric Co | 100 | Tampa Electric Co | 100 | Regulated
Laurel Oaks Solar | 65684_G_1 | 65684 | G | 1 |  | Solar PV |  | FRCC | Florida | 12 | Hillsborough | 57 | 12057 | 61.2 | 0 | 2022 | 9999 |  |  | N | Solar | [11 empty] | 0 |  | 0 | 0 | 0 | 0 | [11 empty] | Tampa Electric Co | 100 | Tampa Electric Co | 100 | Regulated
VS RXI 8520 Balboa | 65685_G_VSPRC | 65685 | G | VSPRC |  | Solar PV |  | WEC_LADW | California | 6 | Los Angeles | 37 | 06037 | 1 | 0 | 2022 | 9999 |  |  | N | Solar | [11 empty] | 0 |  | 0 | 0 | 0 | 0 | [11 empty] | TRITEC Americas | 100 | TRITEC Americas | 100
Riverside Solar | 65687_G_1 | 65687 | G | 1 |  | Solar PV |  | FRCC | Florida | 12 | Hillsborough | 57 | 12057 | 55 | 0 | 2022 | 9999 |  |  | N | Solar | [11 empty] | 0 |  | 0 | 0 | 0 | 0 | [11 empty] | Tampa Electric Co | 100 | Tampa Electric Co | 100 | Regulated
Kearsarge Ludlow LLC | 65688_G_LUD | 65688 | G | LUD |  | Solar PV |  | NENGREST | Massachusetts | 25 | Hampden | 13 | 25013 | 3.7 | 0 | 2020 | 9999 |  |  | N | Solar | [11 empty] | 0 |  | 0 | 0 | 0 | 0 | [11 empty] | Kearsarge Ludlow LLC | 100 | Kearsarge Ludlow LLC | 100 | Non-regulated
Kearsarge Acushnet | 65690_G_ACUSH | 65690 | G | ACUSH |  | Solar PV |  | NENGREST | Massachusetts | 25 | Bristol | 5 | 25005 | 1.9 | 0 | 2020 | 9999 |  |  | N | Solar | [11 empty] | 0 |  | 0 | 0 | 0 | 0 | [11 empty] | Kearsarge Acushnet LLC | 100 | Kearsarge Acushnet LLC | 100 | Non-regulated
KSU Trumbull | 65691_G_TRUMB | 65691 | G | TRUMB |  | Solar PV |  | PJM_ATSI | Ohio | 39 | Trumbull | 155 | 39155 | 1 | 0 | 2021 | 9999 |  |  | N | Solar | [11 empty] | 0 |  | 0 | 0 | 0 | 0 | [11 empty] | Madison Energy Holdings LLC | 100 | Madison Energy Holdings LLC | 100 | Non-regulated
NY6 Battery | 65692_G_NY6 | 65692 | G | NY6 |  | Energy Storage |  | NY_Z_A | New York | 36 | Erie | 29 | 36029 | 20 | 0 | 2023 | 9999 |  |  | N | Energy Storage | [11 empty] | 0 |  | 0 | 0 | 0 | 0 | [11 empty] | Key Capture Energy | 100 | Key Capture Energy | 100 | Non-regulated
TX10 Hummingbird Storage | 65693_G_TX10 | 65693 | G | TX10 |  | Energy Storage |  | ERC_REST | Texas | 48 | Denton | 121 | 48121 | 100 | 0 | 2024 | 9999 |  |  | N | Energy Storage | [11 empty] | 0 |  | 0 | 0 | 0 | 0 | [11 empty] | Key Capture Energy | 100 | Key Capture Energy | 100 | Non-regulated
TX11 Republic Road Storage | 65694_G_TX11 | 65694 | G | TX11 |  | Energy Storage |  | ERC_REST | Texas | 48 | Robertson | 395 | 48395 | 50 | 0 | 2022 | 9999 |  |  | N | Energy Storage | [11 empty] | 0 |  | 0 | 0 | 0 | 0 | [11 empty] | Key Capture Energy | 100 | Key Capture Energy | 100 | Non-regulated
TX12 Silicon Hill Storage | 65695_G_TX12 | 65695 | G | TX12 |  | Energy Storage |  | ERC_REST | Texas | 48 | Travis | 453 | 48453 | 100 | 0 | 2022 | 9999 |  |  | N | Energy Storage | [11 empty] | 0 |  | 0 | 0 | 0 | 0 | [11 empty] | Key Capture Energy | 100 | Key Capture Energy | 100 | Non-regulated
TX13 Endurance Park Storage | 65696_G_TX13 | 65696 | G | TX13 |  | Energy Storage |  | ERC_WEST | Texas | 48 | Scurry | 415 | 48415 | 50 | 0 | 2022 | 9999 |  |  | N | Energy Storage | [11 empty] | 0 |  | 0 | 0 | 0 | 0 | [11 empty] | Key Capture Energy | 100 | Key Capture Energy | 100 | Non-regulated
Walnut Grove Demonstration Plant | 65697_G_1A | 65697 | G | 1A |  | Energy Storage |  | S_C_TVA | Mississippi | 28 | Leake | 79 | 28079 | 1.3 | 0 | 2023 | 9999 |  |  | N | Energy Storage | [11 empty] | 0 |  | 0 | 0 | 0 | 0 | [11 empty] | Mississippi Power Co | 100 | Mississippi Power Co | 100 | Regulated
Walnut Grove Demonstration Plant | 65697_G_1B | 65697 | G | 1B |  | Solar PV |  | S_C_TVA | Mississippi | 28 | Leake | 79 | 28079 | 1.3 | 0 | 2023 | 9999 |  |  | N | Solar | [11 empty] | 0 |  | 0 | 0 | 0 | 0 | [11 empty] | Mississippi Power Co | 100 | Mississippi Power Co | 100 | Regulated
TX15 Limousin Oak Storage | 65698_G_TX15 | 65698 | G | TX15 |  | Energy Storage |  | ERC_REST | Texas | 48 | Grimes | 185 | 48185 | 100 | 0 | 2024 | 9999 |  |  | N | Energy Storage | [11 empty] | 0 |  | 0 | 0 | 0 | 0 | [11 empty] | Key Capture Energy | 100 | Key Capture Energy | 100 | Non-regulated
TX19 River Valley Storage 1 | 65699_G_TX19 | 65699 | G | TX19 |  | Energy Storage |  | ERC_REST | Texas | 48 | Williamson | 491 | 48491 | 50 | 0 | 2023 | 9999 |  |  | N | Energy Storage | [11 empty] | 0 |  | 0 | 0 | 0 | 0 | [11 empty] | Key Capture Energy | 100 | Key Capture Energy | 100 | Non-regulated
TX21 River Valley Storage 2 | 65700_G_TX21 | 65700 | G | TX21 |  | Energy Storage |  | ERC_REST | Texas | 48 | Williamson | 491 | 48491 | 50 | 0 | 2023 | 9999 |  |  | N | Energy Storage | [11 empty] | 0 |  | 0 | 0 | 0 | 0 | [11 empty] | Key Capture Energy | 100 | Key Capture Energy | 100 | Non-regulated
TX23 Roughneck Storage | 65701_G_TX23 | 65701 | G | TX23 |  | Energy Storage |  | ERC_REST | Texas | 48 | Brazoria | 39 | 48039 | 50 | 0 | 2022 | 9999 |  |  | N | Energy Storage | [11 empty] | 0 |  | 0 | 0 | 0 | 0 | [11 empty] | Key Capture Energy | 100 | Key Capture Energy | 100 | Non-regulated
Indiana Crossroads Solar Park | 65702_G_GEN01 | 65702 | G | GEN01 |  | Solar PV |  | MIS_INKY | Indiana | 18 | White | 181 | 18181 | 200 | 0 | 2023 | 9999 |  |  | N | Solar | [11 empty] | 0 |  | 0 | 0 | 0 | 0 | [11 empty] | Meadow Lake Solar Park | 100 | Meadow Lake Solar Park | 100 | Regulated
Humidor Storage I | 65703_G_HEHUM | 65703 | G | HEHUM |  | Energy Storage |  | WEC_LADW | California | 6 | Los Angeles | 37 | 06037 | 300 | 0 | 2025 | 9999 |  |  | N | Energy Storage | [11 empty] | 0 |  | 0 | 0 | 0 | 0 | [11 empty] | Hecate Grid Humidor Storage 1 LLC | 100 | Hecate Grid Humidor Storage 1 LLC | 100 | Non-regulated
Canoe Brook Solar | 65705_G_CANOE | 65705 | G | CANOE |  | Solar PV |  | PJM_EMAC | New Jersey | 34 | Essex | 13 | 34013 | 6.3 | 0 | 2023 | 9999 |  |  | N | Solar | [11 empty] | 0 |  | 0 | 0 | 0 | 0 | [11 empty] | Canoe Brook Solar Partners, LLC | 100 | Canoe Brook Solar Partners, LLC | 100 | Non-regulated
POM Juice Solar | 65706_G_PJS | 65706 | G | PJS |  | Solar PV |  | WEC_CALN | California | 6 | Fresno | 19 | 06019 | 1.5 | 0 | 2021 | 9999 |  |  | N | Solar | [11 empty] | 0 |  | 0 | 0 | 0 | 0 | [11 empty] | POM Wonderful LLC | 100 | POM Wonderful LLC | 100 | Non-regulated
POM Beverage Solar | 65707_G_PBS | 65707 | G | PBS |  | Solar PV |  | WEC_CALN | California | 6 | Fresno | 19 | 06019 | 1.7 | 0 | 2021 | 9999 |  |  | N | Solar | [11 empty] | 0 |  | 0 | 0 | 0 | 0 | [11 empty] | POM Wonderful LLC | 100 | POM Wonderful LLC | 100 | Non-regulated
Warren Meadow Solar Station | 65708_G_WMSS | 65708 | G | WMSS |  | Solar PV |  | NENG_ME | Maine | 23 | Knox | 13 | 23013 | 74.5 | 0 | 2024 | 9999 |  |  | N | Solar | [11 empty] | 0 |  | 0 | 0 | 0 | 0 | [11 empty] | Warren Meadow Solar Station, LLC | 100 | Warren Meadow Solar Station, LLC | 100 | Non-regulated
Turner Meadow Solar Station | 65709_G_TRNR | 65709 | G | TRNR |  | Solar PV |  | NENG_ME | Maine | 23 | Androscoggin | 1 | 23001 | 20 | 0 | 2024 | 9999 |  |  | N | Solar | [11 empty] | 0 |  | 0 | 0 | 0 | 0 | [11 empty] | Turner Meadow Solar Station, LLC | 100 | Turner Meadow Solar Station, LLC | 100 | Non-regulated
Putnam Meadow Solar Station | 65710_G_PTNM | 65710 | G | PTNM |  | Solar PV |  | NENG_CT | Connecticut | 9 | Windham | 15 | 09015 | 4 | 0 | 2024 | 9999 |  |  | N | Solar | [11 empty] | 0 |  | 0 | 0 | 0 | 0 | [11 empty] | Putnam Meadow Solar Station, LLC | 100 | Putnam Meadow Solar Station, LLC | 100 | Non-regulated
Vikings Energy Farm | 65711_G_GEN1 | 65711 | G | GEN1 |  | Solar PV |  | WECC_IID | California | 6 | Imperial | 25 | 06025 | 120 | 0 | 2024 | 9999 |  |  | N | Solar | [11 empty] | 0 |  | 0 | 0 | 0 | 0 | [11 empty] | Vikings Energy Farm, LLC | 100 | Vikings Energy Farm, LLC | 100 | Non-regulated
Vikings Energy Farm | 65711_G_GEN2 | 65711 | G | GEN2 |  | Energy Storage |  | WECC_IID | California | 6 | Imperial | 25 | 06025 | 150 | 0 | 2024 | 9999 |  |  | N | Energy Storage | [11 empty] | 0 |  | 0 | 0 | 0 | 0 | [11 empty] | Vikings Energy Farm, LLC | 100 | Vikings Energy Farm, LLC | 100 | Non-regulated
Rock Aetna Power Partners | 65713_G_32005 | 65713 | G | 32005 |  | Onshore Wind |  | MIS_MNWI | Minnesota | 27 | Murray | 101 | 27101 | 20 | 0 | 2022 | 9999 |  |  | N | Wind | [11 empty] | 0 |  | 0 | 0 | 0 | 0 | [11 empty] | Northern States Power Co - Minnesota | 100 | Northern States Power Co - Minnesota | 100 | Non-regulated
Northern Wind | 65714_G_32004 | 65714 | G | 32004 |  | Onshore Wind |  | MIS_MNWI | Minnesota | 27 | Murray | 101 | 27101 | 100 | 0 | 2023 | 9999 |  |  | N | Wind | [11 empty] | 0 |  | 0 | 0 | 0 | 0 | [11 empty] | Allete Clean Energy | 100 | Allete Clean Energy | 100 | Non-regulated
Great Pathfinder Wind | 65715_G_GPFWF | 65715 | G | GPFWF |  | Onshore Wind |  | MIS_MIDA | Iowa | 19 | Hamilton | 79 | 19079 | 224.4 | 0 | 2023 | 9999 |  |  | N | Wind | [11 empty] | 0 |  | 0 | 0 | 0 | 0 | [11 empty] | Great Pathfinder Wind | 100 | Great Pathfinder Wind | 100 | Non-regulated
Long Plain Solar | 65716_G_3779 | 65716 | G | 3779 |  | Solar PV |  | NENGREST | Massachusetts | 25 | Franklin | 11 | 25011 | 2 | 0 | 2019 | 9999 |  |  | N | Solar | [11 empty] | 0 |  | 0 | 0 | 0 | 0 | [11 empty] | Long Plain Solar, LLC | 100 | Long Plain Solar, LLC | 100 | Non-regulated
Settlers Solar | 65717_G_4452 | 65717 | G | 4452 |  | Solar PV |  | NENGREST | Massachusetts | 25 | Worcester | 27 | 25027 | 5 | 0 | 2020 | 9999 |  |  | N | Solar | [11 empty] | 0 |  | 0 | 0 | 0 | 0 | [11 empty] | Settlers Solar, LLC | 100 | Settlers Solar, LLC | 100 | Non-regulated
Griffin Road Solar 2 | 65719_G_4809 | 65719 | G | 4809 |  | Solar PV |  | NENGREST | Massachusetts | 25 | Worcester | 27 | 25027 | 1.4 | 0 | 2020 | 9999 |  |  | N | Solar | [11 empty] | 0 |  | 0 | 0 | 0 | 0 | [11 empty] | Griffin Road Solar 2, LLC | 100 | Griffin Road Solar 2, LLC | 100 | Non-regulated
Woodland Avenue Solar 1 | 65720_G_5571 | 65720 | G | 5571 |  | Solar PV |  | NENGREST | Massachusetts | 25 | Bristol | 5 | 25005 | 5 | 0 | 2020 | 9999 |  |  | N | Solar | [11 empty] | 0 |  | 0 | 0 | 0 | 0 | [11 empty] | Woodland Avenue Solar 1, LLC | 100 | Woodland Avenue Solar 1, LLC | 100 | Non-regulated
RT405 Westerlo Solar 2 | 65721_G_7104 | 65721 | G | 7104 |  | Solar PV |  | NY_Z_F | New York | 36 | Albany | 1 | 36001 | 5 | 0 | 2020 | 9999 |  |  | N | Solar | [11 empty] | 0 |  | 0 | 0 | 0 | 0 | [11 empty] | RT405 Westerlo Solar 2, LLC | 100 | RT405 Westerlo Solar 2, LLC | 100 | Non-regulated
Webster Solar | 65722_G_2538 | 65722 | G | 2538 |  | Solar PV |  | NENGREST | Massachusetts | 25 | Worcester | 27 | 25027 | 1 | 0 | 2017 | 9999 |  |  | N | Solar | [11 empty] | 0 |  | 0 | 0 | 0 | 0 | [11 empty] | Webster Solar, LLC | 100 | Webster Solar, LLC | 100 | Non-regulated
LR Wheatfield Solar 1 | 65723_G_15557 | 65723 | G | 15557 |  | Solar PV |  | NY_Z_A | New York | 36 | Niagara | 63 | 36063 | 5 | 0 | 2020 | 9999 |  |  | N | Solar | [11 empty] | 0 |  | 0 | 0 | 0 | 0 | [11 empty] | LR Wheatfield Solar 1, LLC | 100 | LR Wheatfield Solar 1, LLC | 100 | Non-regulated
Pendleton Solar 1 | 65724_G_15889 | 65724 | G | 15889 |  | Solar PV |  | NY_Z_A | New York | 36 | Niagara | 63 | 36063 | 5 | 0 | 2020 | 9999 |  |  | N | Solar | [11 empty] | 0 |  | 0 | 0 | 0 | 0 | [11 empty] | Pendleton Solar 1, LLC | 100 | Pendleton Solar 1, LLC | 100 | Non-regulated
Kossuth County Wind | 65725_G_KCW | 65725 | G | KCW |  | Onshore Wind |  | MIS_MIDA | Iowa | 19 | Kossuth | 109 | 19109 | 70 | 0 | 2022 | 9999 |  |  | N | Wind | [11 empty] | 0 |  | 0 | 0 | 0 | 0 | [11 empty] | Kossuth County Wind, LLC | 100 | Kossuth County Wind, LLC | 100 | Non-regulated
Montgomery County Community Solar Center | 65726_G_MCCSC | 65726 | G | MCCSC |  | Solar PV |  | MIS_MO | Missouri | 29 | Montgomery | 139 | 29139 | 5.7 | 0 | 2022 | 9999 |  |  | N | Solar | [11 empty] | 0 |  | 0 | 0 | 0 | 0 | [11 empty] | Union Electric Co - (MO) | 100 | Union Electric Co - (MO) | 100 | Regulated
Statesboro Solar LLC | 65727_G_GAST | 65727 | G | GAST |  | Solar PV |  | S_SOU | Georgia | 13 | Bulloch | 31 | 13031 | 3 | 0 | 2022 | 9999 |  |  | N | Solar | [11 empty] | 0 |  | 0 | 0 | 0 | 0 | [11 empty] | Alchemy Renewable Energy | 100 | Alchemy Renewable Energy | 100 | Non-regulated
BE Solar LLC | 65728_G_GABE | 65728 | G | GABE |  | Solar PV |  | S_SOU | Georgia | 13 | Decatur | 87 | 13087 | 3 | 0 | 2022 | 9999 |  |  | N | Solar | [11 empty] | 0 |  | 0 | 0 | 0 | 0 | [11 empty] | Alchemy Renewable Energy | 100 | Alchemy Renewable Energy | 100 | Non-regulated
Brady Solar LLC | 65729_G_GABR | 65729 | G | GABR |  | Solar PV |  | S_SOU | Georgia | 13 | Sumter | 261 | 13261 | 1.8 | 0 | 2023 | 9999 |  |  | N | Solar | [11 empty] | 0 |  | 0 | 0 | 0 | 0 | [11 empty] | Alchemy Renewable Energy | 100 | Alchemy Renewable Energy | 100 | Non-regulated
Rockmart | 65730_G_GARO | 65730 | G | GARO |  | Solar PV |  | S_SOU | Georgia | 13 | Polk | 233 | 13233 | 2.6 | 0 | 2022 | 9999 |  |  | N | Solar | [11 empty] | 0 |  | 0 | 0 | 0 | 0 | [11 empty] | Alchemy Renewable Energy | 100 | Alchemy Renewable Energy | 100 | Non-regulated
Rockford CS 1 | 65731_G_29197 | 65731 | G | 29197 |  | Solar PV |  | PJM_COMD | Illinois | 17 | Winnebago | 201 | 17201 | 2 | 0 | 2021 | 9999 |  |  | N | Solar | [11 empty] | 0 |  | 0 | 0 | 0 | 0 | [11 empty] | Rockford CS 1, LLC | 100 | Rockford CS 1, LLC | 100 | Non-regulated
Rockford CS 2 | 65732_G_29198 | 65732 | G | 29198 |  | Solar PV |  | PJM_COMD | Illinois | 17 | Winnebago | 201 | 17201 | 2 | 0 | 2021 | 9999 |  |  | N | Solar | [11 empty] | 0 |  | 0 | 0 | 0 | 0 | [11 empty] | Rockford CS 2, LLC | 100 | Rockford CS 2, LLC | 100 | Non-regulated
Carris Storage I | 65733_G_HECAR | 65733 | G | HECAR |  | Energy Storage |  | WECC_SCE | California | 6 | Riverside | 65 | 06065 | 10 | 0 | 2023 | 9999 |  |  | N | Energy Storage | [11 empty] | 0 |  | 0 | 0 | 0 | 0 | [11 empty] | Hecate Grid Carris Storage 1 LLC | 100 | Hecate Grid Carris Storage 1 LLC | 100 | Non-regulated
Oberon Solar Project | 65734_G_OBIBS | 65734 | G | OBIBS |  | Energy Storage |  | WECC_SCE | California | 6 | Riverside | 65 | 06065 | 125 | 0 | 2023 | 9999 |  |  | N | Energy Storage | [11 empty] | 0 |  | 0 | 0 | 0 | 0 | [11 empty] | IP Oberon LLC | 100 | IP Oberon LLC | 100 | Non-regulated
Oberon Solar Project | 65734_G_OBIPV | 65734 | G | OBIPV |  | Solar PV |  | WECC_SCE | California | 6 | Riverside | 65 | 06065 | 250 | 0 | 2023 | 9999 |  |  | N | Solar | [11 empty] | 0 |  | 0 | 0 | 0 | 0 | [11 empty] | IP Oberon LLC | 100 | IP Oberon LLC | 100 | Non-regulated
Oberon II Solar Project | 65735_G_OBIIB | 65735 | G | OBIIB |  | Energy Storage |  | WECC_SCE | California | 6 | Riverside | 65 | 06065 | 125 | 0 | 2023 | 9999 |  |  | N | Energy Storage | [11 empty] | 0 |  | 0 | 0 | 0 | 0 | [11 empty] | IP Oberon II, LLC | 100 | IP Oberon II, LLC | 100 | Non-regulated
Oberon II Solar Project | 65735_G_OBIIP | 65735 | G | OBIIP |  | Solar PV |  | WECC_SCE | California | 6 | Riverside | 65 | 06065 | 250 | 0 | 2023 | 9999 |  |  | N | Solar | [11 empty] | 0 |  | 0 | 0 | 0 | 0 | [11 empty] | IP Oberon II, LLC | 100 | IP Oberon II, LLC | 100 | Non-regulated
Driver Solar | 65736_G_AKDR1 | 65736 | G | AKDR1 |  | Solar PV |  | MIS_AR | Arkansas | 5 | Mississippi | 93 | 05093 | 150 | 0 | 2024 | 9999 |  |  | N | Solar | [11 empty] | 0 |  | 0 | 0 | 0 | 0 | [11 empty] | Driver Solar, LLC | 100 | Driver Solar, LLC | 100 | Non-regulated
Schumann Wind Farm | 65737_G_SCH | 65737 | G | SCH |  | Onshore Wind |  | WECC_PNW | Oregon | 41 | Umatilla | 59 | 41059 | 8 | 0 | 2022 | 9999 |  |  | N | Wind | [11 empty] | 0 |  | 0 | 0 | 0 | 0 | [11 empty] | Chopin Wind, LLC | 100 | Chopin Wind, LLC | 100 | Non-regulated
Sunflower Energy Center, LLC | 65738_G_1111 | 65738 | G | 1111 |  | Onshore Wind |  | SPP_N | Kansas | 20 | Marion | 115 | 20115 | 200 | 0 | 2023 | 9999 |  |  | N | Wind | [11 empty] | 0 |  | 0 | 0 | 0 | 0 | [11 empty] | Sunflower Energy Center, LLC | 100 | Sunflower Energy Center, LLC | 100 | Non-regulated
Canal Energy S23, LLC | 65740_G_21536 | 65740 | G | 21536 |  | Solar PV |  | WEC_CALN | California | 6 | Kings | 31 | 06031 | 4.1 | 0 | 2021 | 9999 |  |  | N | Solar | [11 empty] | 0 |  | 0 | 0 | 0 | 0 | [11 empty] | CRE Fund 2, LLC | 100 | CRE Fund 2, LLC | 100 | Non-regulated
Sandy Ridge Wind 2, LLC | 65741_G_SRW2 | 65741 | G | SRW2 |  | Onshore Wind |  | PJM_PENE | Pennsylvania | 42 | Blair | 13 | 42013 | 87.6 | 0 | 2023 | 9999 |  |  | N | Wind | [11 empty] | 0 |  | 0 | 0 | 0 | 0 | [11 empty] | Algonquin Power Co | 100 | Algonquin Power Co | 100 | Non-regulated
Deerfield Wind Energy 2 | 65742_G_DWF02 | 65742 | G | DWF02 |  | Onshore Wind |  | MIS_LMI | Michigan | 26 | Huron | 63 | 26063 | 112.1 | 0 | 2023 | 9999 |  |  | N | Wind | [11 empty] | 0 |  | 0 | 0 | 0 | 0 | [11 empty] | Deerfield Wind Energy 2, LLC | 100 | Deerfield Wind Energy 2, LLC | 100 | Non-regulated
Victory Pass | 65743_G_VCTBA | 65743 | G | VCTBA |  | Energy Storage |  | WECC_SCE | California | 6 | Riverside | 65 | 06065 | 50 | 0 | 2023 | 9999 |  |  | N | Energy Storage | [11 empty] | 0 |  | 0 | 0 | 0 | 0 | [11 empty] | Victory Pass I, LLC | 100 | Victory Pass I, LLC | 100 | Non-regulated
Victory Pass | 65743_G_VCTPV | 65743 | G | VCTPV |  | Solar PV |  | WECC_SCE | California | 6 | Riverside | 65 | 06065 | 200 | 0 | 2023 | 9999 |  |  | N | Solar | [11 empty] | 0 |  | 0 | 0 | 0 | 0 | [11 empty] | Victory Pass I, LLC | 100 | Victory Pass I, LLC | 100 | Non-regulated
Arica Solar | 65744_G_ARCBA | 65744 | G | ARCBA |  | Energy Storage |  | WECC_SCE | California | 6 | Riverside | 65 | 06065 | 136 | 0 | 2023 | 9999 |  |  | N | Energy Storage | [11 empty] | 0 |  | 0 | 0 | 0 | 0 | [11 empty] | Arica Solar, LLC | 100 | Arica Solar, LLC | 100 | Non-regulated
Arica Solar | 65744_G_ARCPV | 65744 | G | ARCPV |  | Solar PV |  | WECC_SCE | California | 6 | Riverside | 65 | 06065 | 263 | 0 | 2023 | 9999 |  |  | N | Solar | [11 empty] | 0 |  | 0 | 0 | 0 | 0 | [11 empty] | Arica Solar, LLC | 100 | Arica Solar, LLC | 100 | Non-regulated
Carnes Creek Solar (CSG) | 65745_G_CAC22 | 65745 | G | CAC22 |  | Solar PV |  | WECC_PNW | Oregon | 41 | Marion | 47 | 41047 | 2.5 | 0 | 2022 | 9999 |  |  | N | Solar | [11 empty] | 0 |  | 0 | 0 | 0 | 0 | [11 empty] | Carnes Creek Solar, LLC | 100 | Carnes Creek Solar, LLC | 100 | Non-regulated
Cosper Creek Solar (CSG) | 65746_G_CC22 | 65746 | G | CC22 |  | Solar PV |  | WECC_PNW | Oregon | 41 | Polk | 53 | 41053 | 2.5 | 0 | 2022 | 9999 |  |  | N | Solar | [11 empty] | 0 |  | 0 | 0 | 0 | 0 | [11 empty] | Cosper Creek Solar, LLC | 100 | Cosper Creek Solar, LLC | 100 | Non-regulated
Fruitland Creek Solar (CSG) | 65747_G_FC22 | 65747 | G | FC22 |  | Solar PV |  | WECC_PNW | Oregon | 41 | Marion | 47 | 41047 | 1.8 | 0 | 2022 | 9999 |  |  | N | Solar | [11 empty] | 0 |  | 0 | 0 | 0 | 0 | [11 empty] | Fruitland Creek Solar, LLC | 100 | Fruitland Creek Solar, LLC | 100 | Non-regulated
Kaiser Creek Solar (CSG) | 65748_G_KC22 | 65748 | G | KC22 |  | Solar PV |  | WECC_PNW | Oregon | 41 | Clackamas | 5 | 41005 | 2 | 0 | 2022 | 9999 |  |  | N | Solar | [11 empty] | 0 |  | 0 | 0 | 0 | 0 | [11 empty] | Kaiser Creek Solar, LLC | 100 | Kaiser Creek Solar, LLC | 100 | Non-regulated
Linkville Solar (CSG) | 65749_G_LS22 | 65749 | G | LS22 |  | Solar PV |  | WECC_PNW | Oregon | 41 | Klamath | 35 | 41035 | 2.8 | 0 | 2023 | 9999 |  |  | N | Solar | [11 empty] | 0 |  | 0 | 0 | 0 | 0 | [11 empty] | Linkville Solar, LLC | 100 | Linkville Solar, LLC | 100 | Non-regulated
Sandy River Solar (CSG) | 65750_G_SR22 | 65750 | G | SR22 |  | Solar PV |  | WECC_PNW | Oregon | 41 | Clackamas | 5 | 41005 | 1.9 | 0 | 2022 | 9999 |  |  | N | Solar | [11 empty] | 0 |  | 0 | 0 | 0 | 0 | [11 empty] | Sandy River Solar, LLC | 100 | Sandy River Solar, LLC | 100 | Non-regulated
Sesqui-C Solar (CSG) | 65751_G_SC22 | 65751 | G | SC22 |  | Solar PV |  | WECC_PNW | Oregon | 41 | Yamhill | 71 | 41071 | 2.5 | 0 | 2022 | 9999 |  |  | N | Solar | [11 empty] | 0 |  | 0 | 0 | 0 | 0 | [11 empty] | Sesqui-C Solar, LLC | 100 | Sesqui-C Solar, LLC | 100 | Non-regulated
East Fishkill CSG | 65752_G_EFK | 65752 | G | EFK |  | Solar PV |  | NY_Z_G-I | New York | 36 | Dutchess | 27 | 36027 | 2 | 0 | 2019 | 9999 |  |  | N | Solar | [11 empty] | 0 |  | 0 | 0 | 0 | 0 | [11 empty] | Conductive Power | 100 | Conductive Power | 100 | Non-regulated
ELP Greenport CSG | 65753_G_GRPRT | 65753 | G | GRPRT |  | Solar PV |  | NY_Z_F | New York | 36 | Columbia | 21 | 36021 | 5 | 0 | 2020 | 9999 |  |  | N | Solar | [11 empty] | 0 |  | 0 | 0 | 0 | 0 | [11 empty] | Conductive Power | 100 | Conductive Power | 100 | Non-regulated
ELP Kinderhook CSG | 65754_G_KDRHK | 65754 | G | KDRHK |  | Solar PV |  | NY_Z_F | New York | 36 | Columbia | 21 | 36021 | 5 | 0 | 2020 | 9999 |  |  | N | Solar | [11 empty] | 0 |  | 0 | 0 | 0 | 0 | [11 empty] | Conductive Power | 100 | Conductive Power | 100 | Non-regulated
ELP Myer CSG | 65755_G_MYER | 65755 | G | MYER |  | Solar PV |  | NY_Z_G-I | New York | 36 | Ulster | 111 | 36111 | 1.9 | 0 | 2021 | 9999 |  |  | N | Solar | [11 empty] | 0 |  | 0 | 0 | 0 | 0 | [11 empty] | Conductive Power | 100 | Conductive Power | 100 | Non-regulated
ELP Rockdale CSG | 65756_G_RKDAL | 65756 | G | RKDAL |  | Solar PV |  | NY_Z_F | New York | 36 | Washington | 115 | 36115 | 2 | 0 | 2019 | 9999 |  |  | N | Solar | [11 empty] | 0 |  | 0 | 0 | 0 | 0 | [11 empty] | Conductive Power | 100 | Conductive Power | 100 | Non-regulated
ELP Saugerties CSG | 65757_G_SGRTS | 65757 | G | SGRTS |  | Solar PV |  | NY_Z_G-I | New York | 36 | Ulster | 111 | 36111 | 1.9 | 0 | 2020 | 9999 |  |  | N | Solar | [11 empty] | 0 |  | 0 | 0 | 0 | 0 | [11 empty] | Conductive Power | 100 | Conductive Power | 100 | Non-regulated
Ahern Community Solar I, LLC | 65758_G_AHERN | 65758 | G | AHERN |  | Solar PV |  | PJM_COMD | Illinois | 17 | Grundy | 63 | 17063 | 2 | 0 | 2023 | 9999 |  |  | N | Solar | [11 empty] | 0 |  | 0 | 0 | 0 | 0 | [11 empty] | Ahern Community Solar I, LLC | 100 | Ahern Community Solar I, LLC | 100 | Non-regulated
Putnam Erikson 2 | 65759_G_PE2 | 65759 | G | PE2 |  | Solar PV |  | S_SOU | Georgia | 13 | Putnam | 237 | 13237 | 2.9 | 0 | 2021 | 9999 |  |  | N | Solar | [11 empty] | 0 |  | 0 | 0 | 0 | 0 | [11 empty] | SolAmerica Energy, LLC | 100 | SolAmerica Energy, LLC | 100 | Non-regulated
El Sauz Ranch Wind, LLC | 65760_G_ELSAU | 65760 | G | ELSAU |  | Onshore Wind |  | ERC_REST | Texas | 48 | Willacy | 489 | 48489 | 301 | 0 | 2023 | 9999 |  |  | N | Wind | [11 empty] | 0 |  | 0 | 0 | 0 | 0 | [11 empty] | Jera Energy America, LLC | 100 | Jera Energy America, LLC | 100 | Non-regulated
Buffalo Ridge Wind | 65761_G_3161 | 65761 | G | 3161 |  | Onshore Wind |  | MIS_MNWI | Minnesota | 27 | Lincoln | 81 | 27081 | 101.8 | 0 | 2022 | 9999 |  |  | N | Wind | [11 empty] | 0 |  | 0 | 0 | 0 | 0 | [11 empty] | Buffalo Ridge Wind, LLC | 100 | Buffalo Ridge Wind, LLC | 100 | Non-regulated
Waco Solar | 65762_G_SWACO | 65762 | G | SWACO |  | Solar PV |  | ERC_REST | Texas | 48 | Limestone | 293 | 48293 | 400 | 0 | 2024 | 9999 |  |  | N | Solar | [11 empty] | 0 |  | 0 | 0 | 0 | 0 | [11 empty] | Waco Solar, LLC | 100 | Waco Solar, LLC | 100 | Non-regulated
Young Wind | 65763_G_WYOUN | 65763 | G | WYOUN |  | Onshore Wind |  | ERC_WEST | Texas | 48 | Young | 503 | 48503 | 500 | 0 | 2022 | 9999 |  |  | N | Wind | [11 empty] | 0 |  | 0 | 0 | 0 | 0 | [11 empty] | Young Wind, LLC | 100 | Young Wind, LLC | 100 | Non-regulated
Walleye Wind | 65764_G_WWLLC | 65764 | G | WWLLC |  | Onshore Wind |  | MIS_IA | Minnesota | 27 | Rock | 133 | 27133 | 110 | 0 | 2022 | 9999 |  |  | N | Wind | [11 empty] | 0 |  | 0 | 0 | 0 | 0 | [11 empty] | Walleye Wind, LLC | 100 | Walleye Wind, LLC | 100 | Non-regulated
High River Energy Center, LLC | 65765_G_HR01 | 65765 | G | HR01 |  | Solar PV |  | NY_Z_F | New York | 36 | Montgomery | 57 | 36057 | 90 | 0 | 2024 | 9999 |  |  | N | Solar | [11 empty] | 0 |  | 0 | 0 | 0 | 0 | [11 empty] | High River Energy Center, LLC | 100 | High River Energy Center, LLC | 100 | Non-regulated
Dover Dairy | 65766_G_13856 | 65766 | G | 13856 |  | Solar PV |  | WEC_CALN | California | 6 | Kings | 31 | 06031 | 1.1 | 0 | 2022 | 9999 |  |  | N | Solar | [11 empty] | 0 |  | 0 | 0 | 0 | 0 | [11 empty] | Dover Dairy Farms | 100 | Dover Dairy Farms | 100 | Non-regulated
Centech Gas Generator | 65768_G_G1 | 65768 | G | G1 |  | Combustion Turbine | IC Engine | NENGREST | Massachusetts | 25 | Worcester | 27 | 25027 | 2.5 | 11687 | 2019 | 9999 |  |  | N | Natural Gas | [11 empty] | 0 |  | 1.061 | 1.061 | 1.061 | 1.061 | [11 empty] | Town of Shrewsbury - (MA) | 100 | Town of Shrewsbury - (MA) | 100 | Regulated
Ventura Solar | 65770_G_SOLAR | 65770 | G | SOLAR |  | Solar PV |  | WECC_SCE | California | 6 | Ventura | 111 | 06111 | 2.9 | 0 | 2021 | 9999 |  |  | N | Solar | [11 empty] | 0 |  | 0 | 0 | 0 | 0 | [11 empty] | Ventura Solar LLC | 100 | Ventura Solar LLC | 100 | Non-regulated
Big Bend Agrivoltaics | 65771_G_1 | 65771 | G | 1 |  | Solar PV |  | FRCC | Florida | 12 | Hillsborough | 57 | 12057 | 1 | 0 | 2022 | 9999 |  |  | N | Solar | [11 empty] | 0 |  | 0 | 0 | 0 | 0 | [11 empty] | Tampa Electric Co | 100 | Tampa Electric Co | 100 | Regulated
Big Bend Floating Solar I | 65772_G_1 | 65772 | G | 1 |  | Solar PV |  | FRCC | Florida | 12 | Hillsborough | 57 | 12057 | 1 | 0 | 2022 | 9999 |  |  | N | Solar | [11 empty] | 0 |  | 0 | 0 | 0 | 0 | [11 empty] | Tampa Electric Co | 100 | Tampa Electric Co | 100 | Regulated
Star Peak Geothermal Plant | 65773_G_3500 | 65773 | G | 3500 |  | Geothermal |  | WECC_NNV | Nevada | 32 | Pershing | 27 | 32027 | 3.5 | 9771 | 2022 | 9999 |  |  | N | Geothermal | [11 empty] | 0 |  | 0 | 0 | 0 | 0 | 0.4563 | 0.4563 | 0.4563 | [8 empty] | Star Peak Geothermal LLC. | 100 | Star Peak Geothermal LLC. | 100 | Non-regulated
Star Peak Geothermal Plant | 65773_G_5100A | 65773 | G | 5100A |  | Geothermal |  | WECC_NNV | Nevada | 32 | Pershing | 27 | 32027 | 5.1 | 9771 | 2022 | 9999 |  |  | N | Geothermal | [11 empty] | 0 |  | 0 | 0 | 0 | 0 | 0.4563 | 0.4563 | 0.4563 | [8 empty] | Star Peak Geothermal LLC. | 100 | Star Peak Geothermal LLC. | 100 | Non-regulated
Star Peak Geothermal Plant | 65773_G_5100B | 65773 | G | 5100B |  | Geothermal |  | WECC_NNV | Nevada | 32 | Pershing | 27 | 32027 | 5.1 | 9771 | 2022 | 9999 |  |  | N | Geothermal | [11 empty] | 0 |  | 0 | 0 | 0 | 0 | 0.4563 | 0.4563 | 0.4563 | [8 empty] | Star Peak Geothermal LLC. | 100 | Star Peak Geothermal LLC. | 100 | Non-regulated
Star Peak Geothermal Plant | 65773_G_5200 | 65773 | G | 5200 |  | Geothermal |  | WECC_NNV | Nevada | 32 | Pershing | 27 | 32027 | 5.2 | 9771 | 2022 | 9999 |  |  | N | Geothermal | [11 empty] | 0 |  | 0 | 0 | 0 | 0 | 0.4563 | 0.4563 | 0.4563 | [8 empty] | Star Peak Geothermal LLC. | 100 | Star Peak Geothermal LLC. | 100 | Non-regulated
Star Peak Geothermal Plant | 65773_G_STEAM | 65773 | G | STEAM |  | Geothermal |  | WECC_NNV | Nevada | 32 | Pershing | 27 | 32027 | 3 | 9771 | 2022 | 9999 |  |  | N | Geothermal | [11 empty] | 0 |  | 0 | 0 | 0 | 0 | 0.4563 | 0.4563 | 0.4563 | [8 empty] | Star Peak Geothermal LLC. | 100 | Star Peak Geothermal LLC. | 100 | Non-regulated
Alden Road Harvard Solar 1 | 65774_G_18031 | 65774 | G | 18031 |  | Solar PV |  | PJM_COMD | Illinois | 17 | McHenry | 111 | 17111 | 2 | 0 | 2020 | 9999 |  |  | N | Solar | [11 empty] | 0 |  | 0 | 0 | 0 | 0 | [11 empty] | Alden Road Harvard Solar 1, LLC | 100 | Alden Road Harvard Solar 1, LLC | 100 | Non-regulated
Cream Street Solar | 65775_G_5324 | 65775 | G | 5324 |  | Solar PV |  | NY_Z_G-I | New York | 36 | Dutchess | 27 | 36027 | 2 | 0 | 2020 | 9999 |  |  | N | Solar | [11 empty] | 0 |  | 0 | 0 | 0 | 0 | [11 empty] | Cream Street Solar, LLC | 100 | Cream Street Solar, LLC | 100 | Non-regulated
Little Falls Solar | 65776_G_5939 | 65776 | G | 5939 |  | Solar PV |  | NY_Z_C&E | New York | 36 | Herkimer | 43 | 36043 | 2 | 0 | 2020 | 9999 |  |  | N | Solar | [11 empty] | 0 |  | 0 | 0 | 0 | 0 | [11 empty] | Little Falls Solar | 100 | Little Falls Solar | 100 | Non-regulated
Little Falls Solar 1 | 65777_G_5779 | 65777 | G | 5779 |  | Solar PV |  | NY_Z_C&E | New York | 36 | Herkimer | 43 | 36043 | 2 | 0 | 2020 | 9999 |  |  | N | Solar | [11 empty] | 0 |  | 0 | 0 | 0 | 0 | [11 empty] | Little Falls Solar 1, LLC | 100 | Little Falls Solar 1, LLC | 100 | Non-regulated
Jackpot Solar, LLC | 65778_G_JKPT | 65778 | G | JKPT |  | Solar PV |  | WECC_ID | Idaho | 16 | Twin Falls | 83 | 16083 | 120 | 0 | 2022 | 9999 |  |  | N | Solar | [11 empty] | 0 |  | 0 | 0 | 0 | 0 | [11 empty] | Jackpot Holdings, LLC | 100 | Jackpot Holdings, LLC | 100 | Regulated
Hickson Solar, LLC | 65779_G_HICK | 65779 | G | HICK |  | Solar PV |  | S_VACA | South Carolina | 45 | Lee | 61 | 45061 | 2 | 0 | 2022 | 9999 |  |  | N | Solar | [11 empty] | 0 |  | 0 | 0 | 0 | 0 | [11 empty] | Hickson Solar, LLC | 100 | Hickson Solar, LLC | 100 | Non-regulated
Ogburn Solar, LLC | 65780_G_OGBRN | 65780 | G | OGBRN |  | Solar PV |  | S_VACA | South Carolina | 45 | Chesterfield | 25 | 45025 | 2 | 0 | 2022 | 9999 |  |  | N | Solar | [11 empty] | 0 |  | 0 | 0 | 0 | 0 | [11 empty] | Ogburn Solar, LLC | 100 | Ogburn Solar, LLC | 100 | Non-regulated
Bishopville Solar II, LLC | 65781_G_BSHP2 | 65781 | G | BSHP2 |  | Solar PV |  | S_VACA | South Carolina | 45 | Lee | 61 | 45061 | 10 | 0 | 2022 | 9999 |  |  | N | Solar | [11 empty] | 0 |  | 0 | 0 | 0 | 0 | [11 empty] | Bishopville Solar II, LLC | 100 | Bishopville Solar II, LLC | 100 | Non-regulated
Magdaline Solar, LLC | 65782_G_MAG | 65782 | G | MAG |  | Solar PV |  | S_VACA | South Carolina | 45 | Lee | 61 | 45061 | 2 | 0 | 2023 | 9999 |  |  | N | Solar | [11 empty] | 0 |  | 0 | 0 | 0 | 0 | [11 empty] | Magdaline Solar, LLC | 100 | Magdaline Solar, LLC | 100 | Non-regulated
Wonderful Nursery | 65783_G_WN01 | 65783 | G | WN01 |  | Solar PV |  | WECC_SCE | California | 6 | Kern | 29 | 06029 | 2.3 | 0 | 2021 | 9999 |  |  | N | Solar | [11 empty] | 0 |  | 0 | 0 | 0 | 0 | [11 empty] | Wonderful Nurseries LLC | 100 | Wonderful Nurseries LLC | 100 | Non-regulated
Burlington Solar 1 | 65784_G_BS1 | 65784 | G | BS1 |  | Solar PV |  | NENG_CT | Connecticut | 9 | Hartford | 3 | 09003 | 3.5 | 0 | 2022 | 9999 |  |  | N | Solar | [11 empty] | 0 |  | 0 | 0 | 0 | 0 | [11 empty] | DG Connecticut III, LLC | 100 | DG Connecticut III, LLC | 100 | Non-regulated
1639 RT 29 Solar 1 | 65785_G_19822 | 65785 | G | 19822 |  | Solar PV |  | NY_Z_F | New York | 36 | Fulton | 35 | 36035 | 4 | 0 | 2020 | 9999 |  |  | N | Solar | [11 empty] | 0 |  | 0 | 0 | 0 | 0 | [11 empty] | 1639 RT 29 Solar 1, LLC | 100 | 1639 RT 29 Solar 1, LLC | 100 | Non-regulated
1639 RT 29 Solar 2 | 65786_G_19823 | 65786 | G | 19823 |  | Solar PV |  | NY_Z_F | New York | 36 | Fulton | 35 | 36035 | 2.5 | 0 | 2020 | 9999 |  |  | N | Solar | [11 empty] | 0 |  | 0 | 0 | 0 | 0 | [11 empty] | 1639 RT 29 Solar 2, LLC | 100 | 1639 RT 29 Solar 2, LLC | 100 | Non-regulated
KCE TX 14: Venus Mill Storage | 65788_G_TX14 | 65788 | G | TX14 |  | Energy Storage |  | ERC_REST | Texas | 48 | Ellis | 139 | 48139 | 100 | 0 | 2024 | 9999 |  |  | N | Energy Storage | [11 empty] | 0 |  | 0 | 0 | 0 | 0 | [11 empty] | Key Capture Energy | 100 | Key Capture Energy | 100 | Non-regulated
Johnson | 6579_G_CAT8 | 6579 | G | CAT8 |  | Combustion Turbine | IC Engine | SPP_N | Kansas | 20 | Stanton | 187 | 20187 | 3 | 10766 | 2017 | 9999 |  |  | N | Distillate Fuel Oil | [13 empty] | 1.6498 | 1.6498 | 1.6498 | 1.6498 | [11 empty] | Johnson KS (City of) | 100 | Johnson KS (City of) | 100 | Regulated
Johnson | 6579_G_CAT9 | 6579 | G | CAT9 |  | Combustion Turbine | IC Engine | SPP_N | Kansas | 20 | Stanton | 187 | 20187 | 3 | 11000 | 2017 | 9999 |  |  | N | Distillate Fuel Oil | [13 empty] | 1.6498 | 1.6498 | 1.6498 | 1.6498 | [11 empty] | Johnson KS (City of) | 100 | Johnson KS (City of) | 100 | Regulated
Castle Gap Wind | 65790_G_CGWIN | 65790 | G | CGWIN |  | Onshore Wind |  | ERC_REST | Texas | 48 | Mills | 333 | 48333 | 196.8 | 0 | 2023 | 9999 |  |  | N | Wind | [11 empty] | 0 |  | 0 | 0 | 0 | 0 | [11 empty] | Castle Gap Wind Power, LLC | 100 | Castle Gap Wind Power, LLC | 100 | Non-regulated
Blue Hen Solar | 65791_G_BHEN1 | 65791 | G | BHEN1 |  | Solar PV |  | PJM_EMAC | Delaware | 10 | Kent | 1 | 10001 | 1.5 | 0 | 2022 | 9999 |  |  | N | Solar | [11 empty] | 0 |  | 0 | 0 | 0 | 0 | [11 empty] | Madison Energy Holdings LLC | 100 | Madison Energy Holdings LLC | 100 | Non-regulated
MN CSG 2019-55 LLC | 65792_G_STEGE | 65792 | G | STEGE |  | Solar PV |  | MIS_MNWI | Minnesota | 27 | Wabasha | 157 | 27157 | 1 | 0 | 2023 | 9999 |  |  | N | Solar | [11 empty] | 0 |  | 0 | 0 | 0 | 0 | [11 empty] | MN CSG 2019-55 DE LLC | 100 | MN CSG 2019-55 DE LLC | 100 | Non-regulated
Concho Valley Solar, LLC | 65793_G_CVS | 65793 | G | CVS |  | Solar PV |  | ERC_WEST | Texas | 48 | Tom Green | 451 | 48451 | 159.8 | 0 | 2023 | 9999 |  |  | N | Solar | [11 empty] | 0 |  | 0 | 0 | 0 | 0 | [11 empty] | CVS Energy Holdings, LLC | 100 | CVS Energy Holdings, LLC | 100 | Non-regulated
20701 Plummer PV, LLC | 65794_G_VSPRC | 65794 | G | VSPRC |  | Solar PV |  | WEC_LADW | California | 6 | Los Angeles | 37 | 06037 | 1.5 | 0 | 2022 | 9999 |  |  | N | Solar | [11 empty] | 0 |  | 0 | 0 | 0 | 0 | [11 empty] | TRITEC Americas | 100 | TRITEC Americas | 100 | Non-regulated
VS RXI Wilmington, LLC | 65795_G_VSPRC | 65795 | G | VSPRC |  | Solar PV |  | WEC_LADW | California | 6 | Los Angeles | 37 | 06037 | 1 | 0 | 2022 | 9999 |  |  | N | Solar | [11 empty] | 0 |  | 0 | 0 | 0 | 0 | [11 empty] | Valta Energy | 100 | Valta Energy | 100
SV CSG Baileyville 1 LLC | 65796_G_BAIL1 | 65796 | G | BAIL1 |  | Solar PV |  | PJM_COMD | Illinois | 17 | Stephenson | 177 | 17177 | 1.6 | 0 | 2023 | 9999 |  |  | N | Solar | [11 empty] | 0 |  | 0 | 0 | 0 | 0 | [11 empty] | SV CSG Baileyville 1 LLC | 100 | SV CSG Baileyville 1 LLC | 100 | Non-regulated
Elba Solar LLC | 65797_G_ELBA | 65797 | G | ELBA |  | Solar PV |  | MIS_IL | Illinois | 17 | Knox | 95 | 17095 | 2 | 0 | 2023 | 9999 |  |  | N | Solar | [11 empty] | 0 |  | 0 | 0 | 0 | 0 | [11 empty] | Elba Solar LLC | 100 | Elba Solar LLC | 100 | Non-regulated
Easton CSG 1 LLC | 65798_G_ESTON | 65798 | G | ESTON |  | Solar PV |  | NENG_ME | Maine | 23 | Aroostook | 3 | 23003 | 1.3 | 0 | 2023 | 9999 |  |  | N | Solar | [11 empty] | 0 |  | 0 | 0 | 0 | 0 | [11 empty] | Easton CSG 1 LLC | 100 | Easton CSG 1 LLC | 100 | Non-regulated
SV CSG South Dekalb 1 LLC | 65799_G_DKLB1 | 65799 | G | DKLB1 |  | Solar PV |  | PJM_COMD | Illinois | 17 | DeKalb | 37 | 17037 | 2 | 0 | 2023 | 9999 |  |  | N | Solar | [11 empty] | 0 |  | 0 | 0 | 0 | 0 | [11 empty] | SV CSG South Dekalb 1 LLC | 100 | SV CSG South Dekalb 1 LLC | 100 | Non-regulated
SV CSG South Dekalb 2 LLC | 65800_G_DKLB2 | 65800 | G | DKLB2 |  | Solar PV |  | PJM_COMD | Illinois | 17 | DeKalb | 37 | 17037 | 1.6 | 0 | 2023 | 9999 |  |  | N | Solar | [11 empty] | 0 |  | 0 | 0 | 0 | 0 | [11 empty] | SV CSG South Dekalb 2 LLC | 100 | SV CSG South Dekalb 2 LLC | 100 | Non-regulated
Limestone CSG 1 LLC | 65801_G_LMST1 | 65801 | G | LMST1 |  | Solar PV |  | NENG_ME | Maine | 23 | Aroostook | 3 | 23003 | 1.2 | 0 | 2023 | 9999 |  |  | N | Solar | [11 empty] | 0 |  | 0 | 0 | 0 | 0 | [11 empty] | Limestone CSG 1 LLC | 100 | Limestone CSG 1 LLC | 100 | Non-regulated
Limestone CSG 2 LLC | 65802_G_LMST2 | 65802 | G | LMST2 |  | Solar PV |  | NENG_ME | Maine | 23 | Aroostook | 3 | 23003 | 1.2 | 0 | 2024 | 9999 |  |  | N | Solar | [11 empty] | 0 |  | 0 | 0 | 0 | 0 | [11 empty] | Limestone CSG 2 LLC | 100 | Limestone CSG 2 LLC | 100 | Non-regulated
SV CSG Barrass Farms II LL | 65803_G_BARAS | 65803 | G | BARAS |  | Solar PV |  | MIS_IL | Illinois | 17 | Williamson | 199 | 17199 | 1.7 | 0 | 2023 | 9999 |  |  | N | Solar | [11 empty] | 0 |  | 0 | 0 | 0 | 0 | [11 empty] | SV CSG Barrass Farms II LLC | 100 | SV CSG Barrass Farms II LLC | 100 | Non-regulated
Corvias - Fort Riley II | 65804_G_13191 | 65804 | G | 13191 |  | Solar PV |  | SPP_N | Kansas | 20 | Riley | 161 | 20161 | 1.3 | 0 | 2022 | 9999 |  |  | N | Solar | [11 empty] | 0 |  | 0 | 0 | 0 | 0 | [11 empty] | Onyx Asset Services Group | 100 | Onyx Asset Services Group | 100 | Non-regulated
East Point Energy Center, LLC | 65805_G_EP01 | 65805 | G | EP01 |  | Solar PV |  | NY_Z_F | New York | 36 | Schoharie | 95 | 36095 | 50 | 0 | 2023 | 9999 |  |  | N | Solar | [11 empty] | 0 |  | 0 | 0 | 0 | 0 | [11 empty] | East Point Energy Center, LLC | 100 | East Point Energy Center, LLC | 100 | Non-regulated
DIA 8 | 65806_G_528 | 65806 | G | 528 |  | Solar PV |  | WECC_CO | Colorado | 8 | Denver | 31 | 08031 | 4.5 | 0 | 2023 | 9999 |  |  | N | Solar | [11 empty] | 0 |  | 0 | 0 | 0 | 0 | [11 empty] | Greenbacker Renewable Energy Corporation | 100 | Greenbacker Renewable Energy Corporation | 100 | Non-regulated
SloughHouse Solar, LLC | 65807_G_SHS | 65807 | G | SHS |  | Solar PV |  | WEC_BANC | California | 6 | Sacramento | 67 | 06067 | 50 | 0 | 2024 | 9999 |  |  | N | Solar | [11 empty] | 0 |  | 0 | 0 | 0 | 0 | [11 empty] | SloughHouse Solar, LLC | 100 | SloughHouse Solar, LLC | 100 | Non-regulated
Sacramento Valley Energy Center, LLC | 65808_G_BSVEC | 65808 | G | BSVEC |  | Energy Storage |  | WEC_BANC | California | 6 | Sacramento | 67 | 06067 | 100 | 0 | 2024 | 9999 |  |  | N | Energy Storage | [11 empty] | 0 |  | 0 | 0 | 0 | 0 | [11 empty] | Sacramento Valley Energy Center, LLC | 100 | Sacramento Valley Energy Center, LLC | 100 | Non-regulated
Sacramento Valley Energy Center, LLC | 65808_G_SVEC | 65808 | G | SVEC |  | Solar PV |  | WEC_BANC | California | 6 | Sacramento | 67 | 06067 | 200 | 0 | 2024 | 9999 |  |  | N | Solar | [11 empty] | 0 |  | 0 | 0 | 0 | 0 | [11 empty] | Sacramento Valley Energy Center, LLC | 100 | Sacramento Valley Energy Center, LLC | 100 | Non-regulated
Caterina | 65809_G_CATER | 65809 | G | CATER |  | Energy Storage |  | ERC_REST | Texas | 48 | Dimmit | 127 | 48127 | 9.9 | 0 | 2022 | 9999 |  |  | N | Energy Storage | [11 empty] | 0 |  | 0 | 0 | 0 | 0 | [11 empty] | Manulife Infrastructure II Holdings A, L.P. | 52.92 | Manulife Infrastructure II Holdings A, L.P. | 52.92 | Non-regulated
Cedarville (TX) | 65810_G_CDRVL | 65810 | G | CDRVL |  | Energy Storage |  | ERC_WEST | Texas | 48 | Reeves | 389 | 48389 | 9.9 | 0 | 2022 | 9999 |  |  | N | Energy Storage | [11 empty] | 0 |  | 0 | 0 | 0 | 0 | [11 empty] | Manulife Infrastructure II Holdings A, L.P. | 52.92 | Manulife Infrastructure II Holdings A, L.P. | 52.92 | Non-regulated
Coyote Springs (TX) | 65811_G_CYTSP | 65811 | G | CYTSP |  | Energy Storage |  | ERC_WEST | Texas | 48 | Reeves | 389 | 48389 | 9.9 | 0 | 2022 | 9999 |  |  | N | Energy Storage | [11 empty] | 0 |  | 0 | 0 | 0 | 0 | [11 empty] | Manulife Infrastructure II Holdings A, L.P. | 52.92 | Manulife Infrastructure II Holdings A, L.P. | 52.92 | Non-regulated
Farmersville (TX) | 65812_G_FRMVL | 65812 | G | FRMVL |  | Energy Storage |  | ERC_REST | Texas | 48 | Collin | 85 | 48085 | 9.9 | 0 | 2023 | 9999 |  |  | N | Energy Storage | [11 empty] | 0 |  | 0 | 0 | 0 | 0 | [11 empty] | Manulife Infrastructure II Holdings A, L.P. | 52.92 | Manulife Infrastructure II Holdings A, L.P. | 52.92 | Non-regulated
Faulkner | 65813_G_FAULK | 65813 | G | FAULK |  | Energy Storage |  | ERC_WEST | Texas | 48 | Reeves | 389 | 48389 | 9.9 | 0 | 2022 | 9999 |  |  | N | Energy Storage | [11 empty] | 0 |  | 0 | 0 | 0 | 0 | [11 empty] | Manulife Infrastructure II Holdings A, L.P. | 52.92 | Manulife Infrastructure II Holdings A, L.P. | 52.92 | Non-regulated
Gomez | 65814_G_GOMEZ | 65814 | G | GOMEZ |  | Energy Storage |  | ERC_WEST | Texas | 48 | Pecos | 371 | 48371 | 9.9 | 0 | 2023 | 9999 |  |  | N | Energy Storage | [11 empty] | 0 |  | 0 | 0 | 0 | 0 | [11 empty] | Manulife Infrastructure II Holdings A, L.P. | 52.92 | Manulife Infrastructure II Holdings A, L.P. | 52.92 | Non-regulated
NY - Mines Press | 65815_G_MPRES | 65815 | G | MPRES |  | Solar PV |  | NY_Z_G-I | New York | 36 | Westchester | 119 | 36119 | 1 | 0 | 2021 | 9999 |  |  | N | Solar | [11 empty] | 0 |  | 0 | 0 | 0 | 0 | [11 empty] | NY - Mines Press | 100 | NY - Mines Press | 100 | Non-regulated
Clear Solar I, LLC | 65817_G_CLEA1 | 65817 | G | CLEA1 |  | Solar PV |  | S_VACA | North Carolina | 37 | Rutherford | 161 | 37161 | 3.6 | 0 | 2020 | 9999 |  |  | N | Solar | [11 empty] | 0 |  | 0 | 0 | 0 | 0 | [11 empty] | Clear Solar Holding, LLC | 100 | Clear Solar Holding, LLC | 100 | Non-regulated
Limelight Solar I, LLC | 65818_G_LIME1 | 65818 | G | LIME1 |  | Solar PV |  | S_VACA | South Carolina | 45 | Spartanburg | 83 | 45083 | 2 | 0 | 2022 | 9999 |  |  | N | Solar | [11 empty] | 0 |  | 0 | 0 | 0 | 0 | [11 empty] | Star Blue Holding, LLC | 100 | Star Blue Holding, LLC | 100 | Non-regulated
233 Randolph 74 Solar I, LLC | 65819_G_CAPE1 | 65819 | G | CAPE1 |  | Solar PV |  | S_VACA | North Carolina | 37 | Cleveland | 45 | 37045 | 2 | 0 | 2022 | 9999 |  |  | N | Solar | [11 empty] | 0 |  | 0 | 0 | 0 | 0 | [11 empty] | Lilly Hills Holding, LLC | 100 | Lilly Hills Holding, LLC | 100 | Non-regulated
Ocotillo Wells | 65820_G_OWS | 65820 | G | OWS |  | Solar PV |  | WEC_SDGE | California | 6 | San Diego | 73 | 06073 | 50 | 0 | 2023 | 9999 |  |  | N | Solar | [11 empty] | 0 |  | 0 | 0 | 0 | 0 | [11 empty] | Conductive Power | 100 | Conductive Power | 100 | Non-regulated
Honey Creek Solar | 65821_G_HNYBA | 65821 | G | HNYBA |  | Energy Storage |  | MIS_INKY | Indiana | 18 | White | 181 | 18181 | 20 | 0 | 2024 | 9999 |  |  | N | Energy Storage | [11 empty] | 0 |  | 0 | 0 | 0 | 0 | [11 empty] | Leeward Asset Management, LLC | 100 | Leeward Asset Management, LLC | 100 | Non-regulated
Honey Creek Solar | 65821_G_HNYSR | 65821 | G | HNYSR |  | Solar PV |  | MIS_INKY | Indiana | 18 | White | 181 | 18181 | 200 | 0 | 2024 | 9999 |  |  | N | Solar | [11 empty] | 0 |  | 0 | 0 | 0 | 0 | [11 empty] | Leeward Asset Management, LLC | 100 | Leeward Asset Management, LLC | 100 | Non-regulated
Cradle Solar | 65822_G_CRAS0 | 65822 | G | CRAS0 |  | Solar PV |  | ERC_REST | Texas | 48 | Brazoria | 39 | 48039 | 225 | 0 | 2024 | 9999 |  |  | N | Solar | [11 empty] | 0 |  | 0 | 0 | 0 | 0 | [11 empty] | Leeward Asset Management, LLC | 100 | Leeward Asset Management, LLC | 100 | Non-regulated
Parowan Solar | 65823_G_PARB | 65823 | G | PARB |  | Energy Storage |  | WECC_UT | Utah | 49 | Iron | 21 | 49021 | 58 | 0 | 2024 | 9999 |  |  | N | Energy Storage | [11 empty] | 0 |  | 0 | 0 | 0 | 0 | [11 empty] | Leeward Asset Management, LLC | 100 | Leeward Asset Management, LLC | 100 | Non-regulated
Parowan Solar | 65823_G_PARS0 | 65823 | G | PARS0 |  | Solar PV |  | WECC_UT | Utah | 49 | Iron | 21 | 49021 | 58 | 0 | 2024 | 9999 |  |  | N | Solar | [11 empty] | 0 |  | 0 | 0 | 0 | 0 | [11 empty] | Leeward Asset Management, LLC | 100 | Leeward Asset Management, LLC | 100 | Non-regulated
VS LADWPGLP Francisco, LLC | 65824_G_VSPRC | 65824 | G | VSPRC |  | Solar PV |  | WEC_LADW | California | 6 | Los Angeles | 37 | 06037 | 1.1 | 0 | 2020 | 9999 |  |  | N | Solar | [11 empty] | 0 |  | 0 | 0 | 0 | 0 | [11 empty] | Valta Energy | 100 | Valta Energy | 100
Day Hollow Road Solar | 65826_G_1829 | 65826 | G | 1829 |  | Solar PV |  | NY_Z_C&E | New York | 36 | Tioga | 107 | 36107 | 5 | 0 | 2023 | 9999 |  |  | N | Solar | [11 empty] | 0 |  | 0 | 0 | 0 | 0 | [11 empty] | Delaware River Solar, LLC | 100 | Delaware River Solar, LLC | 100 | Non-regulated
Halsey Lane Solar | 65827_G_1795 | 65827 | G | 1795 |  | Solar PV |  | NY_Z_C&E | New York | 36 | Seneca | 99 | 36099 | 5 | 0 | 2023 | 9999 |  |  | N | Solar | [11 empty] | 0 |  | 0 | 0 | 0 | 0 | [11 empty] | Delaware River Solar, LLC | 100 | Delaware River Solar, LLC | 100 | Non-regulated
Chidsey Hill Road Solar | 65828_G_1666 | 65828 | G | 1666 |  | Solar PV |  | NY_Z_C&E | New York | 36 | Steuben | 101 | 36101 | 3 | 0 | 2023 | 9999 |  |  | N | Solar | [11 empty] | 0 |  | 0 | 0 | 0 | 0 | [11 empty] | Delaware River Solar, LLC | 100 | Delaware River Solar, LLC | 100 | Non-regulated
Holcomb (TX) | 65829_G_HOLCO | 65829 | G | HOLCO |  | Energy Storage |  | ERC_REST | Texas | 48 | La Salle | 283 | 48283 | 9.9 | 0 | 2023 | 9999 |  |  | N | Energy Storage | [11 empty] | 0 |  | 0 | 0 | 0 | 0 | [11 empty] | Manulife Infrastructure II Holdings A, L.P. | 52.92 | Manulife Infrastructure II Holdings A, L.P. | 52.92 | Non-regulated
Junction (TX) | 65830_G_JUNCT | 65830 | G | JUNCT |  | Energy Storage |  | ERC_REST | Texas | 48 | Kimble | 267 | 48267 | 9.9 | 0 | 2023 | 9999 |  |  | N | Energy Storage | [11 empty] | 0 |  | 0 | 0 | 0 | 0 | [11 empty] | Manulife Infrastructure II Holdings A, L.P. | 52.92 | Manulife Infrastructure II Holdings A, L.P. | 52.92 | Non-regulated
Lonestar | 65831_G_LNSTR | 65831 | G | LNSTR |  | Energy Storage |  | ERC_WEST | Texas | 48 | Ward | 475 | 48475 | 9.9 | 0 | 2022 | 9999 |  |  | N | Energy Storage | [11 empty] | 0 |  | 0 | 0 | 0 | 0 | [11 empty] | Manulife Infrastructure II Holdings A, L.P. | 52.92 | Manulife Infrastructure II Holdings A, L.P. | 52.92 | Non-regulated
Olney | 65832_G_OLNEY | 65832 | G | OLNEY |  | Energy Storage |  | ERC_WEST | Texas | 48 | Young | 503 | 48503 | 9.9 | 0 | 2023 | 9999 |  |  | N | Energy Storage | [11 empty] | 0 |  | 0 | 0 | 0 | 0 | [11 empty] | Manulife Infrastructure II Holdings A, L.P. | 52.92 | Manulife Infrastructure II Holdings A, L.P. | 52.92 | Non-regulated
Rattlesnake (TX) | 65833_G_RTLSK | 65833 | G | RTLSK |  | Energy Storage |  | ERC_WEST | Texas | 48 | Ward | 475 | 48475 | 9.9 | 0 | 2022 | 9999 |  |  | N | Energy Storage | [11 empty] | 0 |  | 0 | 0 | 0 | 0 | [11 empty] | Manulife Infrastructure II Holdings A, L.P. | 52.92 | Manulife Infrastructure II Holdings A, L.P. | 52.92 | Non-regulated
Saddleback | 65834_G_SDLBK | 65834 | G | SDLBK |  | Energy Storage |  | ERC_WEST | Texas | 48 | Reeves | 389 | 48389 | 9.9 | 0 | 2022 | 9999 |  |  | N | Energy Storage | [11 empty] | 0 |  | 0 | 0 | 0 | 0 | [11 empty] | Manulife Infrastructure II Holdings A, L.P. | 52.92 | Manulife Infrastructure II Holdings A, L.P. | 52.92 | Non-regulated
Screwbean | 65835_G_SCRWB | 65835 | G | SCRWB |  | Energy Storage |  | ERC_WEST | Texas | 48 | Culberson | 109 | 48109 | 9.9 | 0 | 2023 | 9999 |  |  | N | Energy Storage | [11 empty] | 0 |  | 0 | 0 | 0 | 0 | [11 empty] | Manulife Infrastructure II Holdings A, L.P. | 52.92 | Manulife Infrastructure II Holdings A, L.P. | 52.92 | Non-regulated
Toyah Power Station | 65836_G_TOYAH | 65836 | G | TOYAH |  | Energy Storage |  | ERC_WEST | Texas | 48 | Reeves | 389 | 48389 | 9.9 | 0 | 2021 | 9999 |  |  | N | Energy Storage | [11 empty] | 0 |  | 0 | 0 | 0 | 0 | [11 empty] | Manulife Infrastructure II Holdings A, L.P. | 52.92 | Manulife Infrastructure II Holdings A, L.P. | 52.92 | Non-regulated
Val Verde | 65837_G_VALVR | 65837 | G | VALVR |  | Energy Storage |  | ERC_REST | Texas | 48 | Hidalgo | 215 | 48215 | 9.9 | 0 | 2023 | 9999 |  |  | N | Energy Storage | [11 empty] | 0 |  | 0 | 0 | 0 | 0 | [11 empty] | Manulife Infrastructure II Holdings A, L.P. | 52.92 | Manulife Infrastructure II Holdings A, L.P. | 52.92 | Non-regulated
Hoef's Road Storage | 65838_G_HOEFS | 65838 | G | HOEFS |  | Energy Storage |  | ERC_WEST | Texas | 48 | Reeves | 389 | 48389 | 2 | 0 | 2021 | 9999 |  |  | N | Energy Storage | [11 empty] | 0 |  | 0 | 0 | 0 | 0 | [11 empty] | Hunt Energy Network Land Company, L.L.C. | 100 | Hunt Energy Network Land Company, L.L.C. | 100 | Non-regulated
NY8 - Darby Solar | 65839_G_GEN1 | 65839 | G | GEN1 |  | Solar PV |  | NY_Z_F | New York | 36 | Rensselaer | 83 | 36083 | 20 | 0 | 2023 | 9999 |  |  | N | Solar | [11 empty] | 0 |  | 0 | 0 | 0 | 0 | [11 empty] | MN8 Energy LLC | 100 | MN8 Energy LLC | 100 | Non-regulated
Stock Island | 6584_G_EP2 | 6584 | G | EP2 |  | Combustion Turbine | IC Engine | FRCC | Florida | 12 | Monroe | 87 | 12087 | 2.5 | 10745 | 2012 | 9999 |  |  | N | Distillate Fuel Oil | [13 empty] | 1.6498 | 1.6498 | 1.6498 | 1.6498 | [11 empty] | Keys Energy Services | 100 | Keys Energy Services | 100 | Regulated
Stock Island | 6584_G_GT1 | 6584 | G | GT1 |  | Combustion Turbine |  | FRCC | Florida | 12 | Monroe | 87 | 12087 | 19 | 11975 | 1978 | 9999 |  |  | N | Distillate Fuel Oil |  |  |  | H2O | [8 empty] | 0.05 | 0.32005 | 0.32005 | 0.32005 | 0.32005 | [11 empty] | Keys Energy Services | 100 | Keys Energy Services | 100 | Regulated
Stock Island | 6584_G_GT2 | 6584 | G | GT2 |  | Combustion Turbine |  | FRCC | Florida | 12 | Monroe | 87 | 12087 | 17 | 11974 | 1999 | 9999 |  |  | N | Distillate Fuel Oil |  |  |  | H2O | [8 empty] | 0.05 | 0.39716 | 0.39716 | 0.39716 | 0.39716 | [11 empty] | Keys Energy Services | 100 | Keys Energy Services | 100 | Regulated
Stock Island | 6584_G_GT3 | 6584 | G | GT3 |  | Combustion Turbine |  | FRCC | Florida | 12 | Monroe | 87 | 12087 | 17 | 11974 | 1999 | 9999 |  |  | N | Distillate Fuel Oil |  |  |  | H2O | [8 empty] | 0.05 | 0.35951 | 0.35951 | 0.35951 | 0.35951 | [11 empty] | Keys Energy Services | 100 | Keys Energy Services | 100 | Regulated
Stock Island | 6584_G_GT4 | 6584 | G | GT4 | 89604 | Combustion Turbine |  | FRCC | Florida | 12 | Monroe | 87 | 12087 | 44 | 11972 | 2006 | 9999 |  |  | N | Distillate Fuel Oil |  |  |  | H2O | [8 empty] | 0.05 | 0.16273 | 0.16273 | 0.16273 | 0.16273 | [11 empty] | Keys Energy Services | 100 | Keys Energy Services | 100 | Regulated
Stock Island | 6584_G_MSD1 | 6584 | G | MSD1 |  | Combustion Turbine | IC Engine | FRCC | Florida | 12 | Monroe | 87 | 12087 | 7.5 | 10745 | 1991 | 9999 |  |  | N | Distillate Fuel Oil | [12 empty] | 0.002 | 1.884 | 1.884 | 1.884 | 1.884 | [11 empty] | Keys Energy Services | 100 | Keys Energy Services | 100 | Regulated
Stock Island | 6584_G_MSD2 | 6584 | G | MSD2 |  | Combustion Turbine | IC Engine | FRCC | Florida | 12 | Monroe | 87 | 12087 | 7.5 | 10745 | 1991 | 9999 |  |  | N | Distillate Fuel Oil | [12 empty] | 0.002 | 1.884 | 1.884 | 1.884 | 1.884 | [11 empty] | Keys Energy Services | 100 | Keys Energy Services | 100 | Regulated
NY8 - Teichos Pattersonville | 65840_G_GEN1 | 65840 | G | GEN1 |  | Solar PV |  | NY_Z_F | New York | 36 | Schenectady | 93 | 36093 | 20 | 0 | 2023 | 9999 |  |  | N | Solar | [11 empty] | 0 |  | 0 | 0 | 0 | 0 | [11 empty] | MN8 Energy LLC | 100 | MN8 Energy LLC | 100 | Non-regulated
NY8 - ELP Stillwater Solar | 65841_G_GEN1 | 65841 | G | GEN1 |  | Solar PV |  | NY_Z_F | New York | 36 | Saratoga | 91 | 36091 | 20 | 0 | 2023 | 9999 |  |  | N | Solar | [11 empty] | 0 |  | 0 | 0 | 0 | 0 | [11 empty] | MN8 Energy LLC | 100 | MN8 Energy LLC | 100 | Non-regulated
Clear Fork Creek Solar and BESS SLF | 65842_G_CFCBS | 65842 | G | CFCBS |  | Energy Storage |  | ERC_REST | Texas | 48 | Wilson | 493 | 48493 | 600 | 0 | 2024 | 9999 |  |  | N | Energy Storage | [11 empty] | 0 |  | 0 | 0 | 0 | 0 | [11 empty] | Solar Proponent LLC | 100 | Solar Proponent LLC | 100 | Non-regulated
Clear Fork Creek Solar and BESS SLF | 65842_G_CFCPV | 65842 | G | CFCPV |  | Solar PV |  | ERC_REST | Texas | 48 | Wilson | 493 | 48493 | 600 | 0 | 2024 | 9999 |  |  | N | Solar | [11 empty] | 0 |  | 0 | 0 | 0 | 0 | [11 empty] | Solar Proponent LLC | 100 | Solar Proponent LLC | 100 | Non-regulated
Dogwood Creek Solar and BESS | 65843_G_DOGBS | 65843 | G | DOGBS |  | Energy Storage |  | ERC_REST | Texas | 48 | Bastrop | 21 | 48021 | 443.2 | 0 | 2025 | 9999 |  |  | N | Energy Storage | [11 empty] | 0 |  | 0 | 0 | 0 | 0 | [11 empty] | Solar Proponent LLC | 100 | Solar Proponent LLC | 100 | Non-regulated
Dogwood Creek Solar and BESS | 65843_G_DOGPV | 65843 | G | DOGPV |  | Solar PV |  | ERC_REST | Texas | 48 | Bastrop | 21 | 48021 | 435.5 | 0 | 2025 | 9999 |  |  | N | Solar | [11 empty] | 0 |  | 0 | 0 | 0 | 0 | [11 empty] | Solar Proponent LLC | 100 | Solar Proponent LLC | 100 | Non-regulated
Flag City Solar | 65844_G_FCSPV | 65844 | G | FCSPV |  | Solar PV |  | ERC_REST | Texas | 48 | Jackson | 239 | 48239 | 167.3 | 0 | 2024 | 9999 |  |  | N | Solar | [11 empty] | 0 |  | 0 | 0 | 0 | 0 | [11 empty] | Solar Proponent LLC | 100 | Solar Proponent LLC | 100 | Non-regulated
Goldenrod Creek Solar and BESS SLF | 65845_G_GOLBS | 65845 | G | GOLBS |  | Energy Storage |  | ERC_REST | Texas | 48 | Jackson | 239 | 48239 | 660 | 0 | 2024 | 9999 |  |  | N | Energy Storage | [11 empty] | 0 |  | 0 | 0 | 0 | 0 | [11 empty] | Solar Proponent LLC | 100 | Solar Proponent LLC | 100 | Non-regulated
Goldenrod Creek Solar and BESS SLF | 65845_G_GOLPV | 65845 | G | GOLPV |  | Solar PV |  | ERC_REST | Texas | 48 | Jackson | 239 | 48239 | 660 | 0 | 2024 | 9999 |  |  | N | Solar | [11 empty] | 0 |  | 0 | 0 | 0 | 0 | [11 empty] | Solar Proponent LLC | 100 | Solar Proponent LLC | 100 | Non-regulated
Hollow Branch Creek 1 Solar | 65846_G_HB1PV | 65846 | G | HB1PV |  | Solar PV |  | ERC_REST | Texas | 48 | Madison | 313 | 48313 | 700 | 0 | 2024 | 9999 |  |  | N | Solar | [11 empty] | 0 |  | 0 | 0 | 0 | 0 | [11 empty] | Solar Proponent LLC | 100 | Solar Proponent LLC | 100 | Non-regulated
Eldora Energy LLC | 65847_G_ELDBS | 65847 | G | ELDBS |  | Energy Storage |  | ERC_REST | Texas | 48 | Matagorda | 321 | 48321 | 200 | 0 | 2025 | 9999 |  |  | N | Energy Storage | [11 empty] | 0 |  | 0 | 0 | 0 | 0 | [11 empty] | Eldora Energy LLC | 100 | Eldora Energy LLC | 100 | Non-regulated
Eldora Energy LLC | 65847_G_ELDPV | 65847 | G | ELDPV |  | Solar PV |  | ERC_REST | Texas | 48 | Matagorda | 321 | 48321 | 200 | 0 | 2025 | 9999 |  |  | N | Solar | [11 empty] | 0 |  | 0 | 0 | 0 | 0 | [11 empty] | Eldora Energy LLC | 100 | Eldora Energy LLC | 100 | Non-regulated
Cutlass Solar II LLC | 65848_G_CT2PV | 65848 | G | CT2PV |  | Solar PV |  | ERC_REST | Texas | 48 | Fort Bend | 157 | 48157 | 110.9 | 0 | 2024 | 9999 |  |  | N | Solar | [11 empty] | 0 |  | 0 | 0 | 0 | 0 | [11 empty] | CT Cutlass II Solar LLC | 100 | CT Cutlass II Solar LLC | 100
Oriana Solar LLC | 65849_G_ORIBS | 65849 | G | ORIBS |  | Energy Storage |  | ERC_REST | Texas | 48 | Victoria | 469 | 48469 | 61 | 0 | 2024 | 9999 |  |  | N | Energy Storage | [11 empty] | 0 |  | 0 | 0 | 0 | 0 | [11 empty] | Oriana Solar LLC | 100 | Oriana Solar LLC | 100 | Non-regulated
Oriana Solar LLC | 65849_G_ORIPV | 65849 | G | ORIPV |  | Solar PV |  | ERC_REST | Texas | 48 | Victoria | 469 | 48469 | 180 | 0 | 2024 | 9999 |  |  | N | Solar | [11 empty] | 0 |  | 0 | 0 | 0 | 0 | [11 empty] | Oriana Solar LLC | 100 | Oriana Solar LLC | 100 | Non-regulated
Elio Energy LLC | 65850_G_ELIBS | 65850 | G | ELIBS |  | Energy Storage |  | ERC_REST | Texas | 48 | Brazoria | 39 | 48039 | 80 | 0 | 2025 | 9999 |  |  | N | Energy Storage | [11 empty] | 0 |  | 0 | 0 | 0 | 0 | [11 empty] | Elio Energy LLC | 100 | Elio Energy LLC | 100 | Non-regulated
Elio Energy LLC | 65850_G_ELIPV | 65850 | G | ELIPV |  | Solar PV |  | ERC_REST | Texas | 48 | Brazoria | 39 | 48039 | 160 | 0 | 2025 | 9999 |  |  | N | Solar | [11 empty] | 0 |  | 0 | 0 | 0 | 0 | [11 empty] | Elio Energy LLC | 100 | Elio Energy LLC | 100 | Non-regulated
Hollow Branch Creek 2 Solar and BESS SLF | 65851_G_HB2BS | 65851 | G | HB2BS |  | Energy Storage |  | ERC_REST | Texas | 48 | Madison | 313 | 48313 | 400 | 0 | 2024 | 9999 |  |  | N | Energy Storage | [11 empty] | 0 |  | 0 | 0 | 0 | 0 | [11 empty] | Solar Proponent LLC | 100 | Solar Proponent LLC | 100 | Non-regulated
Hollow Branch Creek 2 Solar and BESS SLF | 65851_G_HB2PV | 65851 | G | HB2PV |  | Solar PV |  | ERC_REST | Texas | 48 | Madison | 313 | 48313 | 700 | 0 | 2024 | 9999 |  |  | N | Solar | [11 empty] | 0 |  | 0 | 0 | 0 | 0 | [11 empty] | Solar Proponent LLC | 100 | Solar Proponent LLC | 100 | Non-regulated
Lunis Creek Solar and BESS SLF | 65852_G_LUNBS | 65852 | G | LUNBS |  | Energy Storage |  | ERC_REST | Texas | 48 | Jackson | 239 | 48239 | 621.4 | 0 | 2024 | 9999 |  |  | N | Energy Storage | [11 empty] | 0 |  | 0 | 0 | 0 | 0 | [11 empty] | Solar Proponent LLC | 100 | Solar Proponent LLC | 100 | Non-regulated
Lunis Creek Solar and BESS SLF | 65852_G_LUNPV | 65852 | G | LUNPV |  | Solar PV |  | ERC_REST | Texas | 48 | Jackson | 239 | 48239 | 617.1 | 0 | 2024 | 9999 |  |  | N | Solar | [11 empty] | 0 |  | 0 | 0 | 0 | 0 | [11 empty] | Solar Proponent LLC | 100 | Solar Proponent LLC | 100 | Non-regulated
Middlebrook Creek Solar and BESS | 65853_G_MIDBS | 65853 | G | MIDBS |  | Energy Storage |  | ERC_REST | Texas | 48 | Nacogdoches | 347 | 48347 | 302.9 | 0 | 2024 | 9999 |  |  | N | Energy Storage | [11 empty] | 0 |  | 0 | 0 | 0 | 0 | [11 empty] | Solar Proponent LLC | 100 | Solar Proponent LLC | 100 | Non-regulated
Middlebrook Creek Solar and BESS | 65853_G_MIDPV | 65853 | G | MIDPV |  | Solar PV |  | ERC_REST | Texas | 48 | Nacogdoches | 347 | 48347 | 609.1 | 0 | 2024 | 9999 |  |  | N | Solar | [11 empty] | 0 |  | 0 | 0 | 0 | 0 | [11 empty] | Solar Proponent LLC | 100 | Solar Proponent LLC | 100 | Non-regulated
Rowdy Creek Solar and BESS | 65854_G_RDYBS | 65854 | G | RDYBS |  | Energy Storage |  | ERC_REST | Texas | 48 | Lamar | 277 | 48277 | 350 | 0 | 2024 | 9999 |  |  | N | Energy Storage | [11 empty] | 0 |  | 0 | 0 | 0 | 0 | [11 empty] | Solar Proponent LLC | 100 | Solar Proponent LLC | 100 | Non-regulated
Rowdy Creek Solar and BESS | 65854_G_RDYPV | 65854 | G | RDYPV |  | Solar PV |  | ERC_REST | Texas | 48 | Lamar | 277 | 48277 | 700 | 0 | 2024 | 9999 |  |  | N | Solar | [11 empty] | 0 |  | 0 | 0 | 0 | 0 | [11 empty] | Solar Proponent LLC | 100 | Solar Proponent LLC | 100 | Non-regulated
Tehuacana Creek 1 Solar and BESS | 65855_G_TE1BS | 65855 | G | TE1BS |  | Energy Storage |  | ERC_REST | Texas | 48 | Navarro | 349 | 48349 | 350 | 0 | 2024 | 9999 |  |  | N | Energy Storage | [11 empty] | 0 |  | 0 | 0 | 0 | 0 | [11 empty] | Solar Proponent LLC | 100 | Solar Proponent LLC | 100 | Non-regulated
Tehuacana Creek 1 Solar and BESS | 65855_G_TE1PV | 65855 | G | TE1PV |  | Solar PV |  | ERC_REST | Texas | 48 | Navarro | 349 | 48349 | 700 | 0 | 2024 | 9999 |  |  | N | Solar | [11 empty] | 0 |  | 0 | 0 | 0 | 0 | [11 empty] | Solar Proponent LLC | 100 | Solar Proponent LLC | 100 | Non-regulated
Sunlight Storage | 65857_G_SUNS1 | 65857 | G | SUNS1 |  | Energy Storage |  | WECC_SCE | California | 6 | Riverside | 65 | 06065 | 230 | 0 | 2022 | 9999 |  |  | N | Energy Storage | [11 empty] | 0 |  | 0 | 0 | 0 | 0 | [11 empty] | Sunlight Storage, LLC | 100 | Sunlight Storage, LLC | 100 | Non-regulated
Dynamic Corinth (CSG) | 65858_G_GEN1 | 65858 | G | GEN1 |  | Solar PV |  | NENG_ME | Maine | 23 | Penobscot | 19 | 23019 | 5 | 0 | 2022 | 9999 |  |  | N | Solar | [11 empty] | 0 |  | 0 | 0 | 0 | 0 | [11 empty] | MN8 Energy LLC | 100 | MN8 Energy LLC | 100 | Non-regulated
Dynamic Madison | 65859_G_GEN1 | 65859 | G | GEN1 |  | Solar PV |  | NENG_ME | Maine | 23 | Somerset | 25 | 23025 | 5 | 0 | 2022 | 9999 |  |  | N | Solar | [11 empty] | 0 |  | 0 | 0 | 0 | 0 | [11 empty] | Madison Solar One LLC | 100 | Madison Solar One LLC | 100 | Non-regulated
Wilkins Station | 6586_G_1 | 6586 | G | 1 |  | Combustion Turbine | IC Engine | NENGREST | Massachusetts | 25 | Essex | 9 | 25009 | 2.5 | 11617 | 1975 | 9999 |  |  | N | Distillate Fuel Oil | [12 empty] | 0.789 | 1.2162 | 1.2162 | 1.2162 | 1.2162 | [11 empty] | Marblehead Municipal Light Dept | 100 | Marblehead Municipal Light Dept | 100 | Regulated
Wilkins Station | 6586_G_2 | 6586 | G | 2 |  | Combustion Turbine | IC Engine | NENGREST | Massachusetts | 25 | Essex | 9 | 25009 | 2.5 | 11707 | 1975 | 9999 |  |  | N | Distillate Fuel Oil | [12 empty] | 0.789 | 1.2632 | 1.2632 | 1.2632 | 1.2632 | [11 empty] | Marblehead Municipal Light Dept | 100 | Marblehead Municipal Light Dept | 100 | Regulated
Avila | 65860_G_AVILA | 65860 | G | AVILA |  | Energy Storage |  | ERC_WEST | Texas | 48 | Pecos | 371 | 48371 | 160 | 0 | 2024 | 9999 |  |  | N | Energy Storage | [11 empty] | 0 |  | 0 | 0 | 0 | 0 | [11 empty] | Broad Reach Power | 100 | Broad Reach Power | 100 | Non-regulated
Cachi | 65861_G_CACHI | 65861 | G | CACHI |  | Energy Storage |  | ERC_REST | Texas | 48 | Guadalupe | 187 | 48187 | 200 | 0 | 2024 | 9999 |  |  | N | Energy Storage | [11 empty] | 0 |  | 0 | 0 | 0 | 0 | [11 empty] | Broad Reach Power | 100 | Broad Reach Power | 100 | Non-regulated
Big Juniper Solar | 65862_G_1 | 65862 | G | 1 |  | Solar PV |  | S_SOU | Florida | 12 | Santa Rosa | 113 | 12113 | 74.5 | 0 | 2024 | 9999 |  |  | N | Solar | [11 empty] | 0 |  | 0 | 0 | 0 | 0 | [11 empty] | Florida Power & Light Co | 100 | Florida Power & Light Co | 100 | Regulated
Three Creeks | 65863_G_1 | 65863 | G | 1 |  | Solar PV |  | FRCC | Florida | 12 | Manatee | 81 | 12081 | 74.5 | 0 | 2024 | 9999 |  |  | N | Solar | [11 empty] | 0 |  | 0 | 0 | 0 | 0 | [11 empty] | Florida Power & Light Co | 100 | Florida Power & Light Co | 100 | Regulated
Sambucus | 65864_G_1 | 65864 | G | 1 |  | Solar PV |  | FRCC | Florida | 12 | Manatee | 81 | 12081 | 74.5 | 0 | 2024 | 9999 |  |  | N | Solar | [11 empty] | 0 |  | 0 | 0 | 0 | 0 | [11 empty] | Florida Power & Light Co | 100 | Florida Power & Light Co | 100 | Regulated
Pineapple | 65865_G_1 | 65865 | G | 1 |  | Solar PV |  | FRCC | Florida | 12 | St Lucie | 111 | 12111 | 74.5 | 0 | 2024 | 9999 |  |  | N | Solar | [11 empty] | 0 |  | 0 | 0 | 0 | 0 | [11 empty] | Florida Power & Light Co | 100 | Florida Power & Light Co | 100 | Regulated
Canoe | 65866_G_1 | 65866 | G | 1 |  | Solar PV |  | S_SOU | Florida | 12 | Okaloosa | 91 | 12091 | 74.5 | 0 | 2024 | 9999 |  |  | N | Solar | [11 empty] | 0 |  | 0 | 0 | 0 | 0 | [11 empty] | Florida Power & Light Co | 100 | Florida Power & Light Co | 100 | Regulated
Sparkleberry | 65867_G_1 | 65867 | G | 1 |  | Solar PV |  | S_SOU | Florida | 12 | Escambia | 33 | 12033 | 74.5 | 0 | 2024 | 9999 |  |  | N | Solar | [11 empty] | 0 |  | 0 | 0 | 0 | 0 | [11 empty] | Florida Power & Light Co | 100 | Florida Power & Light Co | 100 | Regulated
Prairie Creek FL | 65868_G_1 | 65868 | G | 1 |  | Solar PV |  | FRCC | Florida | 12 | DeSoto | 27 | 12027 | 74.5 | 0 | 2024 | 9999 |  |  | N | Solar | [11 empty] | 0 |  | 0 | 0 | 0 | 0 | [11 empty] | Florida Power & Light Co | 100 | Florida Power & Light Co | 100 | Regulated
White Tail | 65869_G_1 | 65869 | G | 1 |  | Solar PV |  | FRCC | Florida | 12 | Martin | 85 | 12085 | 74.5 | 0 | 2024 | 9999 |  |  | N | Solar | [11 empty] | 0 |  | 0 | 0 | 0 | 0 | [11 empty] | Florida Power & Light Co | 100 | Florida Power & Light Co | 100 | Regulated
Castor | 65870_G_CASTR | 65870 | G | CASTR |  | Energy Storage |  | ERC_REST | Texas | 48 | Brazoria | 39 | 48039 | 200 | 0 | 2024 | 9999 |  |  | N | Energy Storage | [11 empty] | 0 |  | 0 | 0 | 0 | 0 | [11 empty] | Broad Reach Power | 100 | Broad Reach Power | 100 | Non-regulated
Caloosahatchee | 65871_G_1 | 65871 | G | 1 |  | Solar PV |  | FRCC | Florida | 12 | Hendry | 51 | 12051 | 74.5 | 0 | 2024 | 9999 |  |  | N | Solar | [11 empty] | 0 |  | 0 | 0 | 0 | 0 | [11 empty] | Florida Power & Light Co | 100 | Florida Power & Light Co | 100 | Regulated
Monarch | 65872_G_1 | 65872 | G | 1 |  | Solar PV |  | FRCC | Florida | 12 | Martin | 85 | 12085 | 74.5 | 0 | 2024 | 9999 |  |  | N | Solar | [11 empty] | 0 |  | 0 | 0 | 0 | 0 | [11 empty] | Florida Power & Light Co | 100 | Florida Power & Light Co | 100 | Regulated
Turnpike | 65873_G_1 | 65873 | G | 1 |  | Solar PV |  | FRCC | Florida | 12 | Indian River | 61 | 12061 | 74.5 | 0 | 2024 | 9999 |  |  | N | Solar | [11 empty] | 0 |  | 0 | 0 | 0 | 0 | [11 empty] | Florida Power & Light Co | 100 | Florida Power & Light Co | 100 | Regulated
Beautyberry | 65874_G_1 | 65874 | G | 1 |  | Solar PV |  | FRCC | Florida | 12 | Hendry | 51 | 12051 | 74.5 | 0 | 2024 | 9999 |  |  | N | Solar | [11 empty] | 0 |  | 0 | 0 | 0 | 0 | [11 empty] | Florida Power & Light Co | 100 | Florida Power & Light Co | 100 | Regulated
Woodyard | 65875_G_1 | 65875 | G | 1 |  | Solar PV |  | FRCC | Florida | 12 | Hendry | 51 | 12051 | 74.5 | 0 | 2024 | 9999 |  |  | N | Solar | [11 empty] | 0 |  | 0 | 0 | 0 | 0 | [11 empty] | Florida Power & Light Co | 100 | Florida Power & Light Co | 100 | Regulated
Desna | 65876_G_DESNA | 65876 | G | DESNA |  | Energy Storage |  | ERC_REST | Texas | 48 | Brazoria | 39 | 48039 | 200 | 0 | 2024 | 9999 |  |  | N | Energy Storage | [11 empty] | 0 |  | 0 | 0 | 0 | 0 | [11 empty] | Broad Reach Power | 100 | Broad Reach Power | 100 | Non-regulated
Ibis | 65877_G_1 | 65877 | G | 1 |  | Solar PV |  | FRCC | Florida | 12 | Brevard | 9 | 12009 | 74.5 | 0 | 2024 | 9999 |  |  | N | Solar | [11 empty] | 0 |  | 0 | 0 | 0 | 0 | [11 empty] | Florida Power & Light Co | 100 | Florida Power & Light Co | 100 | Regulated
Silver Palm | 65878_G_1 | 65878 | G | 1 |  | Solar PV |  | FRCC | Florida | 12 | Palm Beach | 99 | 12099 | 74.5 | 0 | 2024 | 9999 |  |  | N | Solar | [11 empty] | 0 |  | 0 | 0 | 0 | 0 | [11 empty] | Florida Power & Light Co | 100 | Florida Power & Light Co | 100 | Regulated
Pecan Tree | 65879_G_1 | 65879 | G | 1 |  | Solar PV |  | S_SOU | Florida | 12 | Walton | 131 | 12131 | 74.5 | 0 | 2024 | 9999 |  |  | N | Solar | [11 empty] | 0 |  | 0 | 0 | 0 | 0 | [11 empty] | Florida Power & Light Co | 100 | Florida Power & Light Co | 100 | Regulated
Zeya | 65880_G_ZEYA | 65880 | G | ZEYA |  | Energy Storage |  | ERC_REST | Texas | 48 | Galveston | 167 | 48167 | 250 | 0 | 2024 | 9999 |  |  | N | Energy Storage | [11 empty] | 0 |  | 0 | 0 | 0 | 0 | [11 empty] | Broad Reach Power | 100 | Broad Reach Power | 100 | Non-regulated
Terrill Creek | 65882_G_1 | 65882 | G | 1 |  | Solar PV |  | FRCC | Florida | 12 | Clay | 19 | 12019 | 74.5 | 0 | 2024 | 9999 |  |  | N | Solar | [11 empty] | 0 |  | 0 | 0 | 0 | 0 | [11 empty] | Florida Power & Light Co | 100 | Florida Power & Light Co | 100 | Regulated
North Orange | 65883_G_1 | 65883 | G | 1 |  | Solar PV |  | FRCC | Florida | 12 | St Lucie | 111 | 12111 | 74.5 | 0 | 2026 | 9999 |  |  | N | Solar | [11 empty] | 0 |  | 0 | 0 | 0 | 0 | [11 empty] | Florida Power & Light Co | 100 | Florida Power & Light Co | 100 | Regulated
Sandhill Solar 2 | 65884_G_SAHS0 | 65884 | G | SAHS0 |  | Solar PV |  | S_SOU | Georgia | 13 | Taylor | 269 | 13269 | 200 | 0 | 2024 | 9999 |  |  | N | Solar | [11 empty] | 0 |  | 0 | 0 | 0 | 0 | [11 empty] | Leeward Asset Management, LLC | 100 | Leeward Asset Management, LLC | 100 | Non-regulated
Boardwalk | 65885_G_1 | 65885 | G | 1 |  | Solar PV |  | FRCC | Florida | 12 | Collier | 21 | 12021 | 74.5 | 0 | 2026 | 9999 |  |  | N | Solar | [11 empty] | 0 |  | 0 | 0 | 0 | 0 | [11 empty] | Florida Power & Light Co | 100 | Florida Power & Light Co | 100 | Regulated
Tenmile Creek | 65886_G_1 | 65886 | G | 1 |  | Solar PV |  | S_SOU | Florida | 12 | Calhoun | 13 | 12013 | 74.5 | 0 | 2026 | 9999 |  |  | N | Solar | [11 empty] | 0 |  | 0 | 0 | 0 | 0 | [11 empty] | Florida Power & Light Co | 100 | Florida Power & Light Co | 100 | Regulated
Price Creek | 65887_G_1 | 65887 | G | 1 |  | Solar PV |  | FRCC | Florida | 12 | Columbia | 23 | 12023 | 74.5 | 0 | 2026 | 9999 |  |  | N | Solar | [11 empty] | 0 |  | 0 | 0 | 0 | 0 | [11 empty] | Florida Power & Light Co | 100 | Florida Power & Light Co | 100 | Regulated
Kayak | 65888_G_1 | 65888 | G | 1 |  | Solar PV |  | S_SOU | Florida | 12 | Okaloosa | 91 | 12091 | 74.5 | 0 | 2026 | 9999 |  |  | N | Solar | [11 empty] | 0 |  | 0 | 0 | 0 | 0 | [11 empty] | Florida Power & Light Co | 100 | Florida Power & Light Co | 100 | Regulated
Nighthawk Energy Storage, LLC | 65889_G_BESS | 65889 | G | BESS |  | Energy Storage |  | WEC_SDGE | California | 6 | San Diego | 73 | 06073 | 300 | 0 | 2024 | 9999 |  |  | N | Energy Storage | [11 empty] | 0 |  | 0 | 0 | 0 | 0 | [11 empty] | Nighthawk Energy Storage, LLC | 100 | Nighthawk Energy Storage, LLC | 100 | Non-regulated
SV CSG Baileyville 2 LLC | 65890_G_BAIL2 | 65890 | G | BAIL2 |  | Solar PV |  | PJM_COMD | Illinois | 17 | Stephenson | 177 | 17177 | 1.6 | 0 | 2023 | 9999 |  |  | N | Solar | [11 empty] | 0 |  | 0 | 0 | 0 | 0 | [11 empty] | SV CSG Baileyville 2 LLC | 100 | SV CSG Baileyville 2 LLC | 100 | Non-regulated
Talitha Energy Project, LLC | 65891_G_TALBS | 65891 | G | TALBS |  | Energy Storage |  | ERC_REST | Texas | 48 | Jim Hogg | 247 | 48247 | 61 | 0 | 2024 | 9999 |  |  | N | Energy Storage | [11 empty] | 0 |  | 0 | 0 | 0 | 0 | [11 empty] | Talitha Energy Project, LLC | 100 | Talitha Energy Project, LLC | 100 | Non-regulated
Talitha Energy Project, LLC | 65891_G_TALPV | 65891 | G | TALPV |  | Solar PV |  | ERC_REST | Texas | 48 | Jim Hogg | 247 | 48247 | 131 | 0 | 2024 | 9999 |  |  | N | Solar | [11 empty] | 0 |  | 0 | 0 | 0 | 0 | [11 empty] | Talitha Energy Project, LLC | 100 | Talitha Energy Project, LLC | 100 | Non-regulated
Timberland Solar | 65892_G_TSPV | 65892 | G | TSPV |  | Solar PV |  | S_SOU | Georgia | 13 | Madison | 195 | 13195 | 140 | 0 | 2023 | 9999 |  |  | N | Solar | [11 empty] | 0 |  | 0 | 0 | 0 | 0 | [11 empty] | Consolidated Edison Development Inc. | 100 | Consolidated Edison Development Inc. | 100 | Non-regulated
OCI SunRoper | 65893_G_OCIRO | 65893 | G | OCIRO |  | Solar PV |  | ERC_REST | Texas | 48 | Wharton | 481 | 48481 | 260 | 0 | 2025 | 9999 |  |  | N | Solar | [11 empty] | 0 |  | 0 | 0 | 0 | 0 | [11 empty] | OCI Solar Power | 100 | OCI Solar Power | 100 | Non-regulated
OCI Stillhouse Solar | 65894_G_OCISS | 65894 | G | OCISS |  | Solar PV |  | ERC_REST | Texas | 48 | Bell | 27 | 48027 | 210 | 0 | 2024 | 9999 |  |  | N | Solar | [11 empty] | 0 |  | 0 | 0 | 0 | 0 | [11 empty] | OCI Solar Power | 100 | OCI Solar Power | 100 | Non-regulated
Chill Sun Solar Project | 65895_G_CS1 | 65895 | G | CS1 |  | Solar PV |  | WECC_NNV | Nevada | 32 | Nye | 23 | 32023 | 2250 | 0 | 2027 | 9999 |  |  | N | Solar | [11 empty] | 0 |  | 0 | 0 | 0 | 0 | [11 empty] | Naturgy Candela DevCo LLC | 100 | Naturgy Candela DevCo LLC | 100 | Non-regulated
Gallaudet Uni Community Solar | 65896_G_GUCS1 | 65896 | G | GUCS1 |  | Solar PV |  | PJM_SMAC | District of Columbia | 11 | District of Columbia | 1 | 11001 | 2.6 | 0 | 2023 | 9999 |  |  | N | Solar | [11 empty] | 0 |  | 0 | 0 | 0 | 0 | [11 empty] | SMS DC CS01B, LLC | 100 | SMS DC CS01B, LLC | 100 | Non-regulated
Industrial Parkway Storage | 65897_G_INPKY | 65897 | G | INPKY |  | Energy Storage |  | WECC_SCE | California | 6 | Santa Barbara | 83 | 06083 | 9.8 | 0 | 2024 | 9999 |  |  | N | Energy Storage | [11 empty] | 0 |  | 0 | 0 | 0 | 0 | [11 empty] | RPCA Storage 1, LLC | 100 | RPCA Storage 1, LLC | 100 | Non-regulated
Gaylord Rockies CHP | 65898_G_T0041 | 65898 | G | T0041 |  | Combustion Turbine | IC Engine | WECC_CO | Colorado | 8 | Adams | 1 | 08001 | 2 | 9905 | 2022 | 9999 |  |  | Y | Natural Gas | [11 empty] | 0 |  | 0.011 | 0.011 | 0.011 | 0.011 | [11 empty] | Unison Energy | 100 | Unison Energy | 100 | Non-regulated
Gaylord Rockies CHP | 65898_G_T0042 | 65898 | G | T0042 |  | Combustion Turbine | IC Engine | WECC_CO | Colorado | 8 | Adams | 1 | 08001 | 2 | 9905 | 2022 | 9999 |  |  | Y | Natural Gas | [11 empty] | 0 |  | 0.011 | 0.011 | 0.011 | 0.011 | [11 empty] | Unison Energy | 100 | Unison Energy | 100 | Non-regulated
Rosebud Solar, LLC | 65899_G_ROSEB | 65899 | G | ROSEB |  | Solar PV |  | ERC_REST | Texas | 48 | Falls | 145 | 48145 | 112.6 | 0 | 2024 | 9999 |  |  | N | Solar | [11 empty] | 0 |  | 0 | 0 | 0 | 0 | [11 empty] | Rosebud Solar, LLC | 100 | Rosebud Solar, LLC | 100 | Non-regulated
Springwater Solar, LLC | 65900_G_SPRIN | 65900 | G | SPRIN |  | Solar PV |  | PJM_ATSI | Ohio | 39 | Madison | 97 | 39097 | 155 | 0 | 2024 | 9999 |  |  | N | Solar | [11 empty] | 0 |  | 0 | 0 | 0 | 0 | [11 empty] | Springwater Solar, LLC | 100 | Springwater Solar, LLC | 100 | Non-regulated
Hatchery Solar | 65901_G_6 | 65901 | G | 6 |  | Solar PV |  | NY_Z_B | New York | 36 | Livingston | 51 | 36051 | 20 | 0 | 2025 | 9999 |  |  | N | Solar | [11 empty] | 0 |  | 0 | 0 | 0 | 0 | [11 empty] | Hatchery Solar, LLC | 100 | Hatchery Solar, LLC | 100 | Non-regulated
Gans Solar | 65902_G_5 | 65902 | G | 5 |  | Solar PV |  | PJM_AP | Pennsylvania | 42 | Fayette | 51 | 42051 | 14 | 0 | 2023 | 9999 |  |  | N | Solar | [11 empty] | 0 |  | 0 | 0 | 0 | 0 | [11 empty] | Gans Solar, LLC | 100 | Gans Solar, LLC | 100 | Non-regulated
Pechin Solar | 65903_G_9 | 65903 | G | 9 |  | Solar PV |  | PJM_AP | Pennsylvania | 42 | Fayette | 51 | 42051 | 14 | 0 | 2023 | 9999 |  |  | N | Solar | [11 empty] | 0 |  | 0 | 0 | 0 | 0 | [11 empty] | Pechin Solar, LLC | 100 | Pechin Solar, LLC | 100 | Non-regulated
White Trillium Solar | 65904_G_OHWT1 | 65904 | G | OHWT1 |  | Solar PV |  | PJM_West | Ohio | 39 | Van Wert | 161 | 39161 | 49.5 | 0 | 2024 | 9999 |  |  | N | Solar | [11 empty] | 0 |  | 0 | 0 | 0 | 0 | [11 empty] | White Trillium Solar, LLC | 100 | White Trillium Solar, LLC | 100 | Non-regulated
Mare Branch | 65905_G_1 | 65905 | G | 1 |  | Solar PV |  | FRCC | Florida | 12 | DeSoto | 27 | 12027 | 74.5 | 0 | 2026 | 9999 |  |  | N | Solar | [11 empty] | 0 |  | 0 | 0 | 0 | 0 | [11 empty] | Florida Power & Light Co | 100 | Florida Power & Light Co | 100 | Regulated
Long Creek | 65906_G_1 | 65906 | G | 1 |  | Solar PV |  | FRCC | Florida | 12 | Manatee | 81 | 12081 | 74.5 | 0 | 2026 | 9999 |  |  | N | Solar | [11 empty] | 0 |  | 0 | 0 | 0 | 0 | [11 empty] | Florida Power & Light Co | 100 | Florida Power & Light Co | 100 | Regulated
Georges Lake | 65907_G_1 | 65907 | G | 1 |  | Solar PV |  | FRCC | Florida | 12 | Putnam | 107 | 12107 | 74.5 | 0 | 2025 | 9999 |  |  | N | Solar | [11 empty] | 0 |  | 0 | 0 | 0 | 0 | [11 empty] | Florida Power & Light Co | 100 | Florida Power & Light Co | 100 | Regulated
Norton Creek | 65908_G_1 | 65908 | G | 1 |  | Solar PV |  | FRCC | Florida | 12 | Madison | 79 | 12079 | 74.5 | 0 | 2025 | 9999 |  |  | N | Solar | [11 empty] | 0 |  | 0 | 0 | 0 | 0 | [11 empty] | Florida Power & Light Co | 100 | Florida Power & Light Co | 100 | Regulated
Hendry Isles | 65909_G_1 | 65909 | G | 1 |  | Solar PV |  | FRCC | Florida | 12 | Hendry | 51 | 12051 | 74.5 | 0 | 2025 | 9999 |  |  | N | Solar | [11 empty] | 0 |  | 0 | 0 | 0 | 0 | [11 empty] | Florida Power & Light Co | 100 | Florida Power & Light Co | 100 | Regulated
Wild Quail | 65910_G_1 | 65910 | G | 1 |  | Solar PV |  | S_SOU | Florida | 12 | Walton | 131 | 12131 | 74.5 | 0 | 2024 | 9999 |  |  | N | Solar | [11 empty] | 0 |  | 0 | 0 | 0 | 0 | [11 empty] | Florida Power & Light Co | 100 | Florida Power & Light Co | 100 | Regulated
Mitchell Creek | 65911_G_1 | 65911 | G | 1 |  | Solar PV |  | S_SOU | Florida | 12 | Escambia | 33 | 12033 | 74.5 | 0 | 2025 | 9999 |  |  | N | Solar | [11 empty] | 0 |  | 0 | 0 | 0 | 0 | [11 empty] | Florida Power & Light Co | 100 | Florida Power & Light Co | 100 | Regulated
Big Water | 65912_G_1 | 65912 | G | 1 |  | Solar PV |  | FRCC | Florida | 12 | Okeechobee | 93 | 12093 | 74.5 | 0 | 2025 | 9999 |  |  | N | Solar | [11 empty] | 0 |  | 0 | 0 | 0 | 0 | [11 empty] | Florida Power & Light Co | 100 | Florida Power & Light Co | 100 | Regulated
Crystal Mine | 65913_G_1 | 65913 | G | 1 |  | Solar PV |  | FRCC | Florida | 12 | Okeechobee | 93 | 12093 | 74.5 | 0 | 2025 | 9999 |  |  | N | Solar | [11 empty] | 0 |  | 0 | 0 | 0 | 0 | [11 empty] | Florida Power & Light Co | 100 | Florida Power & Light Co | 100 | Regulated
Redlands | 65914_G_1 | 65914 | G | 1 |  | Solar PV |  | FRCC | Florida | 12 | Miami Dade | 86 | 12086 | 74.5 | 0 | 2025 | 9999 |  |  | N | Solar | [11 empty] | 0 |  | 0 | 0 | 0 | 0 | [11 empty] | Florida Power & Light Co | 100 | Florida Power & Light Co | 100 | Regulated
Hog Bay | 65915_G_1 | 65915 | G | 1 |  | Solar PV |  | FRCC | Florida | 12 | DeSoto | 27 | 12027 | 74.5 | 0 | 2025 | 9999 |  |  | N | Solar | [11 empty] | 0 |  | 0 | 0 | 0 | 0 | [11 empty] | Florida Power & Light Co | 100 | Florida Power & Light Co | 100 | Regulated
Fox Trail | 65916_G_1 | 65916 | G | 1 |  | Solar PV |  | FRCC | Florida | 12 | Brevard | 9 | 12009 | 74.5 | 0 | 2025 | 9999 |  |  | N | Solar | [11 empty] | 0 |  | 0 | 0 | 0 | 0 | [11 empty] | Florida Power & Light Co | 100 | Florida Power & Light Co | 100 | Regulated
Thomas Creek | 65917_G_1 | 65917 | G | 1 |  | Solar PV |  | FRCC | Florida | 12 | Nassau | 89 | 12089 | 74.5 | 0 | 2025 | 9999 |  |  | N | Solar | [11 empty] | 0 |  | 0 | 0 | 0 | 0 | [11 empty] | Florida Power & Light Co | 100 | Florida Power & Light Co | 100 | Regulated
Green Pasture | 65918_G_1 | 65918 | G | 1 |  | Solar PV |  | FRCC | Florida | 12 | Charlotte | 15 | 12015 | 74.5 | 0 | 2025 | 9999 |  |  | N | Solar | [11 empty] | 0 |  | 0 | 0 | 0 | 0 | [11 empty] | Florida Power & Light Co | 100 | Florida Power & Light Co | 100 | Regulated
Fawn | 65919_G_1 | 65919 | G | 1 |  | Solar PV |  | FRCC | Florida | 12 | Martin | 85 | 12085 | 74.5 | 0 | 2025 | 9999 |  |  | N | Solar | [11 empty] | 0 |  | 0 | 0 | 0 | 0 | [11 empty] | Florida Power & Light Co | 100 | Florida Power & Light Co | 100 | Regulated
Buttonwood | 65920_G_1 | 65920 | G | 1 |  | Solar PV |  | FRCC | Florida | 12 | St Lucie | 111 | 12111 | 74.5 | 0 | 2025 | 9999 |  |  | N | Solar | [11 empty] | 0 |  | 0 | 0 | 0 | 0 | [11 empty] | Florida Power & Light Co | 100 | Florida Power & Light Co | 100 | Regulated
Honeybell | 65921_G_1 | 65921 | G | 1 |  | Solar PV |  | FRCC | Florida | 12 | Okeechobee | 93 | 12093 | 74.5 | 0 | 2025 | 9999 |  |  | N | Solar | [11 empty] | 0 |  | 0 | 0 | 0 | 0 | [11 empty] | Florida Power & Light Co | 100 | Florida Power & Light Co | 100 | Regulated
Holopaw | 65922_G_1 | 65922 | G | 1 |  | Solar PV |  | FRCC | Florida | 12 | Palm Beach | 99 | 12099 | 74.5 | 0 | 2025 | 9999 |  |  | N | Solar | [11 empty] | 0 |  | 0 | 0 | 0 | 0 | [11 empty] | Florida Power & Light Co | 100 | Florida Power & Light Co | 100 | Regulated
Nature Trail | 65924_G_1 | 65924 | G | 1 |  | Solar PV |  | FRCC | Florida | 12 | St Lucie | 111 | 12111 | 74.5 | 0 | 2024 | 9999 |  |  | N | Solar | [11 empty] | 0 |  | 0 | 0 | 0 | 0 | [11 empty] | Florida Power & Light Co | 100 | Florida Power & Light Co | 100 | Regulated
Orchard | 65925_G_1 | 65925 | G | 1 |  | Solar PV |  | FRCC | Florida | 12 | DeSoto | 27 | 12027 | 74.5 | 0 | 2024 | 9999 |  |  | N | Solar | [11 empty] | 0 |  | 0 | 0 | 0 | 0 | [11 empty] | Florida Power & Light Co | 100 | Florida Power & Light Co | 100 | Regulated
Hawthorne Creek | 65926_G_1 | 65926 | G | 1 |  | Solar PV |  | FRCC | Florida | 12 | DeSoto | 27 | 12027 | 74.5 | 0 | 2024 | 9999 |  |  | N | Solar | [11 empty] | 0 |  | 0 | 0 | 0 | 0 | [11 empty] | Florida Power & Light Co | 100 | Florida Power & Light Co | 100 | Regulated
Fourmile Creek | 65927_G_1 | 65927 | G | 1 |  | Solar PV |  | S_SOU | Florida | 12 | Calhoun | 13 | 12013 | 74.5 | 0 | 2024 | 9999 |  |  | N | Solar | [11 empty] | 0 |  | 0 | 0 | 0 | 0 | [11 empty] | Florida Power & Light Co | 100 | Florida Power & Light Co | 100 | Regulated
Listonburg Solar | 65929_G_8 | 65929 | G | 8 |  | Solar PV |  | PJM_PENE | Pennsylvania | 42 | Somerset | 111 | 42111 | 15 | 0 | 2023 | 9999 |  |  | N | Solar | [11 empty] | 0 |  | 0 | 0 | 0 | 0 | [11 empty] | Listonburg Solar, LLC | 100 | Listonburg Solar, LLC | 100 | Non-regulated
Redbud Run Solar | 65930_G_10 | 65930 | G | 10 |  | Solar PV |  | PJM_AP | Virginia | 51 | Frederick | 69 | 51069 | 30 | 0 | 2024 | 9999 |  |  | N | Solar | [11 empty] | 0 |  | 0 | 0 | 0 | 0 | [11 empty] | Redbud Run Solar, LLC | 100 | Redbud Run Solar, LLC | 100 | Non-regulated
Clear View Solar | 65931_G_3 | 65931 | G | 3 |  | Solar PV |  | NY_Z_C&E | New York | 36 | Steuben | 101 | 36101 | 20 | 0 | 2025 | 9999 |  |  | N | Solar | [11 empty] | 0 |  | 0 | 0 | 0 | 0 | [11 empty] | Clear View Solar, LLC | 100 | Clear View Solar, LLC | 100 | Non-regulated
Peeler Solar, LLC | 65932_G_PEELR | 65932 | G | PEELR |  | Solar PV |  | ERC_REST | Texas | 48 | Atascosa | 13 | 48013 | 200 | 0 | 2025 | 9999 |  |  | N | Solar | [11 empty] | 0 |  | 0 | 0 | 0 | 0 | [11 empty] | Peeler Solar, LLC | 100 | Peeler Solar, LLC | 100 | Non-regulated
Sagebrush ESS | 65933_G_1 | 65933 | G | 1 |  | Energy Storage |  | WECC_SCE | California | 6 | Kern | 29 | 06029 | 80 | 0 | 2023 | 9999 |  |  | N | Energy Storage | [11 empty] | 0 |  | 0 | 0 | 0 | 0 | [11 empty] | Terra-Gen Operating Co-BESS 2 | 100 | Terra-Gen Operating Co-BESS 2 | 100 | Non-regulated
Highbanks Solar | 65934_G_7 | 65934 | G | 7 |  | Solar PV |  | NY_Z_B | New York | 36 | Livingston | 51 | 36051 | 20 | 0 | 2025 | 9999 |  |  | N | Solar | [11 empty] | 0 |  | 0 | 0 | 0 | 0 | [11 empty] | Highbanks Solar, LLC | 100 | Highbanks Solar, LLC | 100 | Non-regulated
Vermillion Rise Solar | 65935_G_14 | 65935 | G | 14 |  | Solar PV |  | MIS_INKY | Indiana | 18 | Vermillion | 165 | 18165 | 225 | 0 | 2025 | 9999 |  |  | N | Solar | [11 empty] | 0 |  | 0 | 0 | 0 | 0 | [11 empty] | Vermillion Rise Solar, LLC | 100 | Vermillion Rise Solar, LLC | 100 | Non-regulated
Honeysuckle Solar Farm | 65936_G_INHS1 | 65936 | G | INHS1 |  | Solar PV |  | PJM_West | Indiana | 18 | St Joseph | 141 | 18141 | 150 | 0 | 2024 | 9999 |  |  | N | Solar | [11 empty] | 0 |  | 0 | 0 | 0 | 0 | [11 empty] | Honeysuckle Solar, LLC | 100 | Honeysuckle Solar, LLC | 100 | Non-regulated
Porter Solar, LLC (TX) | 65937_G_PORTR | 65937 | G | PORTR |  | Solar PV |  | ERC_REST | Texas | 48 | Denton | 121 | 48121 | 245 | 0 | 2024 | 9999 |  |  | N | Solar | [11 empty] | 0 |  | 0 | 0 | 0 | 0 | [11 empty] | Porter Solar, LLC | 100 | Porter Solar, LLC | 100 | Non-regulated
Winding Stair Wind | 65938_G_WINDG | 65938 | G | WINDG |  | Onshore Wind |  | MIS_MIDA | Iowa | 19 | Tama | 171 | 19171 | 212 | 0 | 2026 | 9999 |  |  | N | Wind | [11 empty] | 0 |  | 0 | 0 | 0 | 0 | [11 empty] | Winding Stair Wind | 100 | Winding Stair Wind | 100 | Non-regulated
Grey Fox Wind | 65939_G_WINDG | 65939 | G | WINDG |  | Onshore Wind |  | MIS_IL | Illinois | 17 | Cass | 17 | 17017 | 400 | 0 | 2025 | 9999 |  |  | N | Wind | [11 empty] | 0 |  | 0 | 0 | 0 | 0 | [11 empty] | Grey Fox Wind | 100 | Grey Fox Wind | 100 | Non-regulated
Shasta College PH2 Solar Project | 65940_G_SCSP1 | 65940 | G | SCSP1 |  | Solar PV |  | WEC_CALN | California | 6 | Shasta | 89 | 06089 | 1.3 | 0 | 2023 | 9999 |  |  | N | Solar | [11 empty] | 0 |  | 0 | 0 | 0 | 0 | [11 empty] | Shasta College | 100 | Shasta College | 100 | Non-regulated
Shasta College PH2 Solar Project | 65940_G_SCSPB | 65940 | G | SCSPB |  | Energy Storage |  | WEC_CALN | California | 6 | Shasta | 89 | 06089 | 0.5 | 0 | 2023 | 9999 |  |  | N | Energy Storage | [11 empty] | 0 |  | 0 | 0 | 0 | 0 | [11 empty] | Shasta College | 100 | Shasta College | 100 | Non-regulated
Rocking R Solar, LLC | 65941_G_RRS | 65941 | G | RRS |  | Solar PV |  | SPP_WEST | Louisiana | 22 | Caddo | 17 | 22017 | 72.5 | 0 | 2025 | 9999 |  |  | N | Solar | [11 empty] | 0 |  | 0 | 0 | 0 | 0 | [11 empty] | Rocking R Solar, LLC | 100 | Rocking R Solar, LLC | 100 | Non-regulated
Grand Casino Hinckley Solar | 65942_G_GRAND | 65942 | G | GRAND |  | Solar PV |  | MIS_MNWI | Minnesota | 27 | Pine | 115 | 27115 | 3 | 0 | 2022 | 9999 |  |  | N | Solar | [11 empty] | 0 |  | 0 | 0 | 0 | 0 | [11 empty] | DG Central 1, LLC | 100 | DG Central 1, LLC | 100 | Non-regulated
Discovery Wind, LLC | 65944_G_DISC | 65944 | G | DISC |  | Onshore Wind |  | MIS_MAPP | North Dakota | 38 | McLean | 55 | 38055 | 400 | 0 | 2025 | 9999 |  |  | N | Wind | [11 empty] | 0 |  | 0 | 0 | 0 | 0 | [11 empty] | Discovery Wind, LLC | 100 | Discovery Wind, LLC | 100 | Non-regulated
Brookville Smart Bus Depot Microgrid | 65945_G_BESS | 65945 | G | BESS |  | Energy Storage |  | PJM_SMAC | Maryland | 24 | Montgomery | 31 | 24031 | 1.5 | 0 | 2022 | 9999 |  |  | N | Energy Storage | [11 empty] | 0 |  | 0 | 0 | 0 | 0 | [11 empty] | AlphaStruxure Montgomery County LLC | 100 | AlphaStruxure Montgomery County LLC | 100 | Non-regulated
Brookville Smart Bus Depot Microgrid | 65945_G_GENS | 65945 | G | GENS |  | Combustion Turbine | IC Engine | PJM_SMAC | Maryland | 24 | Montgomery | 31 | 24031 | 1.8 | 9905 | 2023 | 9999 |  |  | N | Natural Gas | [11 empty] | 0 |  | 0.011 | 0.011 | 0.011 | 0.011 | [11 empty] | AlphaStruxure Montgomery County LLC | 100 | AlphaStruxure Montgomery County LLC | 100 | Non-regulated
Brookville Smart Bus Depot Microgrid | 65945_G_PV | 65945 | G | PV |  | Solar PV |  | PJM_SMAC | Maryland | 24 | Montgomery | 31 | 24031 | 1.7 | 0 | 2022 | 9999 |  |  | N | Solar | [11 empty] | 0 |  | 0 | 0 | 0 | 0 | [11 empty] | AlphaStruxure Montgomery County LLC | 100 | AlphaStruxure Montgomery County LLC | 100 | Non-regulated
Hecate Energy Upshur Rural LLC | 65946_G_SOLAR | 65946 | G | SOLAR |  | Solar PV |  | ERC_REST | Texas | 48 | Upshur | 459 | 48459 | 3 | 0 | 2022 | 9999 |  |  | N | Solar | [11 empty] | 0 |  | 0 | 0 | 0 | 0 | [11 empty] | Hecate Energy Upshur Rural LLC | 100 | Hecate Energy Upshur Rural LLC | 100 | Non-regulated
Tres Bahias | 65947_G_TB | 65947 | G | TB |  | Solar PV |  | ERC_REST | Texas | 48 | Calhoun | 57 | 48057 | 196.3 | 0 | 2023 | 9999 |  |  | N | Solar | [11 empty] | 0 |  | 0 | 0 | 0 | 0 | [11 empty] | Tres Bahias Solar Power, LLC | 100 | Tres Bahias Solar Power, LLC | 100 | Non-regulated
Plum Nellie Wind Farm LLC | 65948_G_PNW01 | 65948 | G | PNW01 |  | Onshore Wind |  | SPP_N | Kansas | 20 | Cloud | 29 | 20029 | 201.6 | 0 | 2025 | 9999 |  |  | N | Wind | [11 empty] | 0 |  | 0 | 0 | 0 | 0 | [11 empty] | Plum Nellie Wind Farm LLC | 100 | Plum Nellie Wind Farm LLC | 100 | Non-regulated
Kearsarge Smithfield LLC | 65949_G_SMITH | 65949 | G | SMITH |  | Solar PV |  | NENGREST | Rhode Island | 44 | Providence | 7 | 44007 | 8 | 0 | 2023 | 9999 |  |  | N | Solar | [11 empty] | 0 |  | 0 | 0 | 0 | 0 | [11 empty] | Kearsarge Smithfield LLC | 100 | Kearsarge Smithfield LLC | 100 | Non-regulated
Toledo Bend | 6595_G_1 | 6595 | G | 1 |  | Hydro |  | MIS_WOTA | Texas | 48 | Newton | 351 | 48351 | 40 | 0 | 1969 | 9999 |  |  | N | Hydro | [13 empty] | 0 | 0 | 0 | 0 | [11 empty] | Sabine River Authority of Louisiana | 50 | Sabine River Authority of Louisiana | 50 | Regulated
Toledo Bend | 6595_G_2 | 6595 | G | 2 |  | Hydro |  | MIS_WOTA | Texas | 48 | Newton | 351 | 48351 | 40 | 0 | 1969 | 9999 |  |  | N | Hydro | [13 empty] | 0 | 0 | 0 | 0 | [11 empty] | Sabine River Authority of Louisiana | 50 | Sabine River Authority of Louisiana | 50 | Regulated
Kearsarge 100 Sohier Rd | 65950_G_SOBAT | 65950 | G | SOBAT |  | Energy Storage |  | NENGREST | Massachusetts | 25 | Essex | 9 | 25009 | 1.8 | 0 | 2023 | 9999 |  |  | N | Energy Storage | [11 empty] | 0 |  | 0 | 0 | 0 | 0 | [11 empty] | Kearsarge Beverly LLC | 100 | Kearsarge Beverly LLC | 100 | Non-regulated
Kearsarge 100 Sohier Rd | 65950_G_SOH | 65950 | G | SOH |  | Solar PV |  | NENGREST | Massachusetts | 25 | Essex | 9 | 25009 | 3.8 | 0 | 2023 | 9999 |  |  | N | Solar | [11 empty] | 0 |  | 0 | 0 | 0 | 0 | [11 empty] | Kearsarge Beverly LLC | 100 | Kearsarge Beverly LLC | 100 | Non-regulated
Bowling Green Energy Storage Project | 65951_G_BG1 | 65951 | G | BG1 |  | Energy Storage |  | PJM_ATSI | Ohio | 39 | Wood | 173 | 39173 | 12 | 0 | 2023 | 9999 |  |  | N | Energy Storage | [11 empty] | 0 |  | 0 | 0 | 0 | 0 | [11 empty] | VESI 21 LLC | 100 | VESI 21 LLC | 100 | Non-regulated
Andover Energy Storage Project | 65952_G_AD1 | 65952 | G | AD1 |  | Energy Storage |  | PJM_EMAC | New Jersey | 34 | Sussex | 37 | 34037 | 20 | 0 | 2023 | 9999 |  |  | N | Energy Storage | [11 empty] | 0 |  | 0 | 0 | 0 | 0 | [11 empty] | VESI 25 LLC | 100 | VESI 25 LLC | 100 | Non-regulated
Howell Energy Storage Project | 65953_G_HW1 | 65953 | G | HW1 |  | Energy Storage |  | PJM_EMAC | New Jersey | 34 | Monmouth | 25 | 34025 | 7 | 0 | 2023 | 9999 |  |  | N | Energy Storage | [11 empty] | 0 |  | 0 | 0 | 0 | 0 | [11 empty] | VESI 24 LLC | 100 | VESI 24 LLC | 100 | Non-regulated
Kearsarge West Shore Solar LLC | 65954_G_PORT | 65954 | G | PORT |  | Solar PV |  | NENGREST | Rhode Island | 44 | Newport | 5 | 44005 | 5 | 0 | 2022 | 9999 |  |  | N | Solar | [11 empty] | 0 |  | 0 | 0 | 0 | 0 | [11 empty] | Kearsarge West Shore Solar LLC | 100 | Kearsarge West Shore Solar LLC | 100 | Non-regulated
Landrace Holdings, LLC | 65955_G_LANDR | 65955 | G | LANDR |  | Solar PV |  | S_VACA | South Carolina | 45 | Horry | 51 | 45051 | 55 | 0 | 2023 | 9999 |  |  | N | Solar | [11 empty] | 0 |  | 0 | 0 | 0 | 0 | [11 empty] | Landrace Holdings, LLC | 100 | Landrace Holdings, LLC | 100 | Non-regulated
Storey Solar and Storage | 65956_G_STORY | 65956 | G | STORY |  | Solar PV |  | WECC_AZ | Arizona | 4 | Pinal | 21 | 04021 | 88 | 0 | 2023 | 9999 |  |  | N | Solar | [11 empty] | 0 |  | 0 | 0 | 0 | 0 | [11 empty] | Storey Energy Center, LLC | 100 | Storey Energy Center, LLC | 100 | Non-regulated
Mammoth North Solar | 65957_G_GEN1 | 65957 | G | GEN1 |  | Solar PV |  | MIS_INKY | Indiana | 18 | Starke | 149 | 18149 | 400 | 0 | 2024 | 9999 |  |  | N | Solar | [11 empty] | 0 |  | 0 | 0 | 0 | 0 | [11 empty] | Mammoth North, LLC | 100 | Mammoth North, LLC | 100 | Non-regulated
WMATA - Anacostia | 65958_G_GEN1 | 65958 | G | GEN1 |  | Solar PV |  | PJM_SMAC | District of Columbia | 11 | District of Columbia | 1 | 11001 | 1.1 | 0 | 2023 | 9999 |  |  | N | Solar | [11 empty] | 0 |  | 0 | 0 | 0 | 0 | [11 empty] | Solar Star Track Anacostia, LLC | 100 | Solar Star Track Anacostia, LLC | 100 | Non-regulated
WMATA - Cheverly Metro | 65959_G_GEN1 | 65959 | G | GEN1 |  | Solar PV |  | PJM_SMAC | Maryland | 24 | Prince Georges | 33 | 24033 | 1.9 | 0 | 2023 | 9999 |  |  | N | Solar | [11 empty] | 0 |  | 0 | 0 | 0 | 0 | [11 empty] | Solar Star Track Cheverly, LLC | 100 | Solar Star Track Cheverly, LLC | 100 | Non-regulated
WMATA - Naylor Rd. Metro | 65960_G_GEN1 | 65960 | G | GEN1 |  | Solar PV |  | PJM_SMAC | Maryland | 24 | Prince Georges | 33 | 24033 | 1.7 | 0 | 2023 | 9999 |  |  | N | Solar | [11 empty] | 0 |  | 0 | 0 | 0 | 0 | [11 empty] | Solar Star Track, LLC | 100 | Solar Star Track, LLC | 100 | Non-regulated
WMATA - S. Ave. Carport (East) | 65961_G_GEN1 | 65961 | G | GEN1 |  | Solar PV |  | PJM_SMAC | Maryland | 24 | Prince Georges | 33 | 24033 | 1.7 | 0 | 2023 | 9999 |  |  | N | Solar | [11 empty] | 0 |  | 0 | 0 | 0 | 0 | [11 empty] | Solar Star Track Southern Ave 2, LLC | 100 | Solar Star Track Southern Ave 2, LLC | 100 | Non-regulated
Mesquite Solar 4, LLC | 65962_G_MS4 | 65962 | G | MS4 |  | Solar PV |  | WECC_AZ | Arizona | 4 | Maricopa | 13 | 04013 | 52.5 | 0 | 2023 | 9999 |  |  | N | Solar | [11 empty] | 0 |  | 0 | 0 | 0 | 0 | [11 empty] | Consolidated Edison Development Inc. | 100 | Consolidated Edison Development Inc. | 100 | Non-regulated
Mesquite Solar 4, LLC | 65962_G_MS4B | 65962 | G | MS4B |  | Energy Storage |  | WECC_AZ | Arizona | 4 | Maricopa | 13 | 04013 | 10 | 0 | 2023 | 9999 |  |  | N | Energy Storage | [11 empty] | 0 |  | 0 | 0 | 0 | 0 | [11 empty] | Consolidated Edison Development Inc. | 100 | Consolidated Edison Development Inc. | 100 | Non-regulated
Mesquite Solar 5, LLC | 65963_G_MS5 | 65963 | G | MS5 |  | Solar PV |  | WECC_AZ | Arizona | 4 | Maricopa | 13 | 04013 | 60 | 0 | 2023 | 9999 |  |  | N | Solar | [11 empty] | 0 |  | 0 | 0 | 0 | 0 | [11 empty] | Consolidated Edison Development Inc. | 100 | Consolidated Edison Development Inc. | 100 | Non-regulated
Mesquite Solar 5, LLC | 65963_G_MS5B | 65963 | G | MS5B |  | Energy Storage |  | WECC_AZ | Arizona | 4 | Maricopa | 13 | 04013 | 60 | 0 | 2023 | 9999 |  |  | N | Energy Storage | [11 empty] | 0 |  | 0 | 0 | 0 | 0 | [11 empty] | Consolidated Edison Development Inc. | 100 | Consolidated Edison Development Inc. | 100 | Non-regulated
Ursa Solar, LLC | 65964_G_URSA | 65964 | G | URSA |  | Solar PV |  | MIS_WUMS | Wisconsin | 55 | Columbia | 21 | 55021 | 200 | 0 | 2026 | 9999 |  |  | N | Solar | [11 empty] | 0 |  | 0 | 0 | 0 | 0 | [11 empty] | Samsung Solar Energy 2, LLC | 100 | Samsung Solar Energy 2, LLC | 100 | Non-regulated
Java Solar, LLC | 65965_G_JAVA | 65965 | G | JAVA |  | Solar PV |  | WEC_CALN | California | 6 | Kings | 31 | 06031 | 13.5 | 0 | 2022 | 9999 |  |  | N | Solar | [11 empty] | 0 |  | 0 | 0 | 0 | 0 | [11 empty] | Java Solar, LLC | 100 | Java Solar, LLC | 100 | Non-regulated
Paris Solar | 65967_G_PSLR1 | 65967 | G | PSLR1 |  | Solar PV |  | MIS_WUMS | Wisconsin | 55 | Racine | 101 | 55101 | 100 | 0 | 2023 | 9999 |  |  | N | Solar | [11 empty] | 0 |  | 0 | 0 | 0 | 0 | [11 empty] | Wisconsin Electric Power Co | 75 | Wisconsin Electric Power Co | 75 | Regulated
Paris Solar | 65967_G_PSLR2 | 65967 | G | PSLR2 |  | Solar PV |  | MIS_WUMS | Wisconsin | 55 | Racine | 101 | 55101 | 100 | 0 | 2023 | 9999 |  |  | N | Solar | [11 empty] | 0 |  | 0 | 0 | 0 | 0 | [11 empty] | Wisconsin Electric Power Co | 75 | Wisconsin Electric Power Co | 75 | Regulated
Hodag Solar | 65968_G_HODAG | 65968 | G | HODAG |  | Solar PV |  | MIS_WUMS | Wisconsin | 55 | Oneida | 85 | 55085 | 7.5 | 0 | 2022 | 9999 |  |  | N | Solar | [11 empty] | 0 |  | 0 | 0 | 0 | 0 | [11 empty] | Wisconsin Public Service Corp | 100 | Wisconsin Public Service Corp | 100 | Regulated
Kankakee 2 | 65969_G_KKS2 | 65969 | G | KKS2 |  | Solar PV |  | PJM_COMD | Illinois | 17 | Kankakee | 91 | 17091 | 1.5 | 0 | 2022 | 9999 |  |  | N | Solar | [11 empty] | 0 |  | 0 | 0 | 0 | 0 | [11 empty] | Kankakee Solar 2 LLC | 100 | Kankakee Solar 2 LLC | 100 | Non-regulated
Sheep Creek Community Solar Farm | 65970_G_1 | 65970 | G | 1 |  | Solar PV |  | WECC_SCE | California | 6 | San Bernardino | 71 | 06071 | 3 | 0 | 2023 | 9999 |  |  | N | Solar | [11 empty] | 0 |  | 0 | 0 | 0 | 0 | [11 empty] | Phelan Solar LLC | 100 | Phelan Solar LLC | 100 | Non-regulated
Seven Cowboy Wind Project, LLC | 65971_G_WT1 | 65971 | G | WT1 |  | Onshore Wind |  | SPP_WEST | Oklahoma | 40 | Kiowa | 75 | 40075 | 301.7 | 0 | 2023 | 9999 |  |  | N | Wind | [11 empty] | 0 |  | 0 | 0 | 0 | 0 | [11 empty] | Seven Cowboy Wind Project, LLC | 100 | Seven Cowboy Wind Project, LLC | 100 | Non-regulated
Raptor Ridge | 65972_G_RRS | 65972 | G | RRS |  | Solar PV |  | WECC_AZ | Arizona | 4 | Pima | 19 | 04019 | 12.5 | 0 | 2022 | 9999 |  |  | N | Solar | [11 empty] | 0 |  | 0 | 0 | 0 | 0 | [11 empty] | Tucson Electric Power Co | 100 | Tucson Electric Power Co | 100 | Regulated
Garcitas Creek Solar | 65973_G_GCS | 65973 | G | GCS |  | Solar PV |  | ERC_REST | Texas | 48 | Jackson | 239 | 48239 | 201.9 | 0 | 2024 | 9999 |  |  | N | Solar | [11 empty] | 0 |  | 0 | 0 | 0 | 0 | [11 empty] | Garcitas Creek Solar, LLC | 100 | Garcitas Creek Solar, LLC | 100 | Non-regulated
Timmerman (CSG) | 65974_G_TIMM | 65974 | G | TIMM |  | Solar PV |  | MIS_MNWI | Minnesota | 27 | Lyon | 83 | 27083 | 1 | 0 | 2022 | 9999 |  |  | N | Solar | [11 empty] | 0 |  | 0 | 0 | 0 | 0 | [11 empty] | Elora LLC | 100 | Elora LLC | 100 | Non-regulated
Starr Solar Ranch | 65975_G_TXST1 | 65975 | G | TXST1 |  | Solar PV |  | ERC_REST | Texas | 48 | Starr | 427 | 48427 | 136 | 0 | 2024 | 9999 |  |  | N | Solar | [11 empty] | 0 |  | 0 | 0 | 0 | 0 | [11 empty] | Starr Solar Ranch LLC | 100 | Starr Solar Ranch LLC | 100 | Non-regulated
Prairie Ronde Solar Farm | 65976_G_LAPR1 | 65976 | G | LAPR1 |  | Solar PV |  | MIS_LA | Louisiana | 22 | St. Landry | 97 | 22097 | 135 | 0 | 2024 | 9999 |  |  | N | Solar | [11 empty] | 0 |  | 0 | 0 | 0 | 0 | [11 empty] | Prairie Ronde Solar Farm, LLC | 100 | Prairie Ronde Solar Farm, LLC | 100 | Non-regulated
Boulder Flats Solar | 65977_G_BF1PV | 65977 | G | BF1PV |  | Solar PV |  | WECC_SNV | Nevada | 32 | Clark | 3 | 32003 | 131 | 0 | 2024 | 9999 |  |  | N | Solar | [11 empty] | 0 |  | 0 | 0 | 0 | 0 | [11 empty] | ibV Energy Partners | 100 | ibV Energy Partners | 100 | Non-regulated
Dania Beach 7 | 65978_G_7GT1 | 65978 | G | 7GT1 |  | Combined Cycle |  | FRCC | Florida | 12 | Broward | 11 | 12011 | 385.6 | 6370 | 2022 | 9999 |  |  | N | Natural Gas | [11 empty] | 0 |  | 0.011 | 0.011 | 0.011 | 0.011 | [11 empty] | Florida Power & Light Co | 100 | Florida Power & Light Co | 100 | Regulated
Dania Beach 7 | 65978_G_7GT2 | 65978 | G | 7GT2 |  | Combined Cycle |  | FRCC | Florida | 12 | Broward | 11 | 12011 | 385.6 | 6370 | 2022 | 9999 |  |  | N | Natural Gas | [11 empty] | 0 |  | 0.011 | 0.011 | 0.011 | 0.011 | [11 empty] | Florida Power & Light Co | 100 | Florida Power & Light Co | 100 | Regulated
Dania Beach 7 | 65978_G_ST7 | 65978 | G | ST7 |  | Combined Cycle |  | FRCC | Florida | 12 | Broward | 11 | 12011 | 391.8 | 6370 | 2022 | 9999 |  |  | N | Natural Gas | [11 empty] | 0 |  | 0.011 | 0.011 | 0.011 | 0.011 | [11 empty] | Florida Power & Light Co | 100 | Florida Power & Light Co | 100 | Regulated
Peregrine Solar | 65979_G_PSPV | 65979 | G | PSPV |  | Solar PV |  | ERC_REST | Texas | 48 | Goliad | 175 | 48175 | 300 | 0 | 2024 | 9999 |  |  | N | Solar | [11 empty] | 0 |  | 0 | 0 | 0 | 0 | [11 empty] | Consolidated Edison Development Inc. | 100 | Consolidated Edison Development Inc. | 100 | Non-regulated
CED West Side Canal Battery Storage | 65980_G_WCBS | 65980 | G | WCBS |  | Energy Storage |  | WECC_IID | California | 6 | Imperial | 25 | 06025 | 131 | 0 | 2023 | 9999 |  |  | N | Energy Storage | [11 empty] | 0 |  | 0 | 0 | 0 | 0 | [11 empty] | Consolidated Edison Development Inc. | 100 | Consolidated Edison Development Inc. | 100 | Non-regulated
Second Division Solar | 65981_G_TXSD1 | 65981 | G | TXSD1 |  | Solar PV |  | ERC_REST | Texas | 48 | Brazoria | 39 | 48039 | 100 | 0 | 2024 | 9999 |  |  | N | Solar | [11 empty] | 0 |  | 0 | 0 | 0 | 0 | [11 empty] | TX Gulf Solar I, LLC | 100 | TX Gulf Solar I, LLC | 100 | Non-regulated
KDC Solar TC Little Patuxent WWTP LLC | 65982_G_TCLP | 65982 | G | TCLP |  | Solar PV |  | PJM_SMAC | Maryland | 24 | Howard | 27 | 24027 | 2 | 0 | 2022 | 9999 |  |  | N | Solar | [11 empty] | 0 |  | 0 | 0 | 0 | 0 | [11 empty] | CleanCapital Holdings | 100 | CleanCapital Holdings | 100 | Non-regulated
KDC Solar TC George Howard LLC | 65983_G_TCGH | 65983 | G | TCGH |  | Solar PV |  | PJM_SMAC | Maryland | 24 | Howard | 27 | 24027 | 2 | 0 | 2022 | 9999 |  |  | N | Solar | [11 empty] | 0 |  | 0 | 0 | 0 | 0 | [11 empty] | CleanCapital Holdings | 100 | CleanCapital Holdings | 100 | Non-regulated
KDC Solar TC Blandair Park LLC | 65984_G_TCBP | 65984 | G | TCBP |  | Solar PV |  | PJM_SMAC | Maryland | 24 | Howard | 27 | 24027 | 2 | 0 | 2022 | 9999 |  |  | N | Solar | [11 empty] | 0 |  | 0 | 0 | 0 | 0 | [11 empty] | CleanCapital Holdings | 100 | CleanCapital Holdings | 100 | Non-regulated
IGS AKC1 | 65985_G_461 | 65985 | G | 461 |  | Solar PV |  | PJM_ATSI | Ohio | 39 | Summit | 153 | 39153 | 3.8 | 0 | 2023 | 9999 |  |  | N | Solar | [11 empty] | 0 |  | 0 | 0 | 0 | 0 | [11 empty] | Greenbacker Renewable Energy Corporation | 100 | Greenbacker Renewable Energy Corporation | 100 | Non-regulated
USS Golly Gee Solar LLC | 65986_G_USSGG | 65986 | G | USSGG |  | Solar PV |  | MIS_MNWI | Minnesota | 27 | Sherburne | 141 | 27141 | 1 | 0 | 2023 | 9999 |  |  | N | Solar | [11 empty] | 0 |  | 0 | 0 | 0 | 0 | [11 empty] | USS Golly Gee Solar LLC | 100 | USS Golly Gee Solar LLC | 100 | Non-regulated
Desert Peak Energy Storage I | 65987_G_DP1 | 65987 | G | DP1 |  | Energy Storage |  | WECC_SCE | California | 6 | Riverside | 65 | 06065 | 325 | 0 | 2023 | 9999 |  |  | N | Energy Storage | [11 empty] | 0 |  | 0 | 0 | 0 | 0 | [11 empty] | Desert Peak Energy Storage I, LLC | 100 | Desert Peak Energy Storage I, LLC | 100 | Non-regulated
Desert Peak Energy Storage II | 65988_G_DP2 | 65988 | G | DP2 |  | Energy Storage |  | WECC_SCE | California | 6 | Riverside | 65 | 06065 | 75 | 0 | 2023 | 9999 |  |  | N | Energy Storage | [11 empty] | 0 |  | 0 | 0 | 0 | 0 | [11 empty] | Desert Peak Energy Storage II, LLC | 100 | Desert Peak Energy Storage II, LLC | 100 | Non-regulated
South Garden | 65989_G_MNC01 | 65989 | G | MNC01 |  | Solar PV |  | MIS_MNWI | Minnesota | 27 | McLeod | 85 | 27085 | 1 | 0 | 2023 | 9999 |  |  | N | Solar | [11 empty] | 0 |  | 0 | 0 | 0 | 0 | [11 empty] | South Garden LLC | 100 | South Garden LLC | 100 | Non-regulated
USS Giveback Solar LLC | 65990_G_USSGB | 65990 | G | USSGB |  | Solar PV |  | WECC_CO | Colorado | 8 | Pueblo | 101 | 08101 | 2 | 0 | 2023 | 9999 |  |  | N | Solar | [11 empty] | 0 |  | 0 | 0 | 0 | 0 | [11 empty] | USS Giveback Solar LLC | 100 | USS Giveback Solar LLC | 100 | Non-regulated
USS Dressen Family Solar LLC | 65991_G_USSDF | 65991 | G | USSDF |  | Solar PV |  | MIS_MNWI | Minnesota | 27 | Carver | 19 | 27019 | 1 | 0 | 2023 | 9999 |  |  | N | Solar | [11 empty] | 0 |  | 0 | 0 | 0 | 0 | [11 empty] | USS Dressen Family Solar LLC | 100 | USS Dressen Family Solar LLC | 100 | Non-regulated
USS Wolf Solar LLC | 65992_G_USWOF | 65992 | G | USWOF |  | Solar PV |  | MIS_MNWI | Minnesota | 27 | Yellow Medicine | 173 | 27173 | 1 | 0 | 2023 | 9999 |  |  | N | Solar | [11 empty] | 0 |  | 0 | 0 | 0 | 0 | [11 empty] | USS Wolf Solar LLC | 100 | USS Wolf Solar LLC | 100 | Non-regulated
USS Wonder Solar LLC | 65993_G_USWON | 65993 | G | USWON |  | Solar PV |  | MIS_MNWI | Minnesota | 27 | Renville | 129 | 27129 | 1 | 0 | 2023 | 9999 |  |  | N | Solar | [11 empty] | 0 |  | 0 | 0 | 0 | 0 | [11 empty] | USS Wonder Solar LLC | 100 | USS Wonder Solar LLC | 100 | Non-regulated
Polk County GA S1, LLC | 65994_G_20066 | 65994 | G | 20066 |  | Solar PV |  | S_SOU | Georgia | 13 | Polk | 233 | 13233 | 3 | 0 | 2023 | 9999 |  |  | N | Solar | [11 empty] | 0 |  | 0 | 0 | 0 | 0 | [11 empty] | Polk County GA S1, LLC | 100 | Polk County GA S1, LLC | 100 | Non-regulated
Reidsville Renewables, Inc. | 65995_G_20052 | 65995 | G | 20052 |  | Solar PV |  | S_SOU | Georgia | 13 | Tattnall | 267 | 13267 | 3 | 0 | 2023 | 9999 |  |  | N | Solar | [11 empty] | 0 |  | 0 | 0 | 0 | 0 | [11 empty] | Safari Energy, LLC | 100 | Safari Energy, LLC | 100 | Non-regulated
Harmony Solar | 65996_G_HARM | 65996 | G | HARM |  | Solar PV |  | NENG_ME | Maine | 23 | Somerset | 25 | 23025 | 4.9 | 0 | 2022 | 9999 |  |  | N | Solar | [11 empty] | 0 |  | 0 | 0 | 0 | 0 | [11 empty] | Maine DG Solar Harmony, LLC | 100 | Maine DG Solar Harmony, LLC | 100 | Non-regulated
Powell Creek Solar | 65997_G_PCS1 | 65997 | G | PCS1 |  | Solar PV |  | PJM_West | Ohio | 39 | Putnam | 137 | 39137 | 150 | 0 | 2025 | 9999 |  |  | N | Solar | [11 empty] | 0 |  | 0 | 0 | 0 | 0 | [11 empty] | Avangrid Renewables LLC | 100 | Avangrid Renewables LLC | 100 | Non-regulated
True North Solar, LLC | 65998_G_TNS1 | 65998 | G | TNS1 |  | Solar PV |  | ERC_REST | Texas | 48 | Falls | 145 | 48145 | 240 | 0 | 2025 | 9999 |  |  | N | Solar | [11 empty] | 0 |  | 0 | 0 | 0 | 0 | [11 empty] | Avangrid Renewables LLC | 100 | Avangrid Renewables LLC | 100 | Non-regulated
Great Cove Solar | 65999_G_GC1 | 65999 | G | GC1 |  | Solar PV |  | PJM_AP | Pennsylvania | 42 | Fulton | 57 | 42057 | 70 | 0 | 2023 | 9999 |  |  | N | Solar | [11 empty] | 0 |  | 0 | 0 | 0 | 0 | [11 empty] | AES Clean Energy | 100 | AES Clean Energy | 100 | Non-regulated
Delta Wind Farm (MS) | 66000_G_DLTA | 66000 | G | DLTA |  | Onshore Wind |  | MIS_MS | Mississippi | 28 | Coahoma | 27 | 28027 | 184.5 | 0 | 2024 | 9999 |  |  | N | Wind | [11 empty] | 0 |  | 0 | 0 | 0 | 0 | [11 empty] | AES Clean Energy | 100 | AES Clean Energy | 100 | Non-regulated
Chevelon Butte Wind Farm | 66001_G_CHVB | 66001 | G | CHVB |  | Onshore Wind |  | WECC_AZ | Arizona | 4 | Coconino | 5 | 04005 | 238.2 | 0 | 2023 | 9999 |  |  | N | Wind | [11 empty] | 0 |  | 0 | 0 | 0 | 0 | [11 empty] | AES Clean Energy | 100 | AES Clean Energy | 100 | Non-regulated
MP CSG 1 LLC | 66003_G_MPCSG | 66003 | G | MPCSG |  | Solar PV |  | MIS_MNWI | Minnesota | 27 | Carlton | 17 | 27017 | 1 | 0 | 2018 | 9999 |  |  | N | Solar | [11 empty] | 0 |  | 0 | 0 | 0 | 0 | [11 empty] | MP CSG 1 LLC | 100 | MP CSG 1 LLC | 100 | Non-regulated
Titlow Garden LLC | 66004_G_TTLOW | 66004 | G | TTLOW |  | Solar PV |  | MIS_MNWI | Minnesota | 27 | Sibley | 143 | 27143 | 1 | 0 | 2023 | 9999 |  |  | N | Solar | [11 empty] | 0 |  | 0 | 0 | 0 | 0 | [11 empty] | Titlow Garden LLC | 100 | Titlow Garden LLC | 100 | Non-regulated
Limelight Solar III, LLC | 66005_G_LIME3 | 66005 | G | LIME3 |  | Solar PV |  | S_VACA | South Carolina | 45 | Spartanburg | 83 | 45083 | 3.6 | 0 | 2020 | 9999 |  |  | N | Solar | [11 empty] | 0 |  | 0 | 0 | 0 | 0 | [11 empty] | Limelight Solar III, LLC | 100 | Limelight Solar III, LLC | 100 | Non-regulated
House Mountain | 66006_G_BA | 66006 | G | BA |  | Energy Storage |  | ERC_WEST | Texas | 48 | Brewster | 43 | 48043 | 63 | 0 | 2023 | 9999 |  |  | N | Energy Storage | [11 empty] | 0 |  | 0 | 0 | 0 | 0 | [11 empty] | House Mountain | 100 | House Mountain | 100 | Non-regulated
Flower Valley II | 66007_G_BA | 66007 | G | BA |  | Energy Storage |  | ERC_WEST | Texas | 48 | Reeves | 389 | 48389 | 101 | 0 | 2022 | 9999 |  |  | N | Energy Storage | [11 empty] | 0 |  | 0 | 0 | 0 | 0 | [11 empty] | Flower Valley II | 100 | Flower Valley II | 100 | Non-regulated
Swoose II | 66008_G_BA | 66008 | G | BA |  | Energy Storage |  | ERC_WEST | Texas | 48 | Ward | 475 | 48475 | 101 | 0 | 2022 | 9999 |  |  | N | Energy Storage | [11 empty] | 0 |  | 0 | 0 | 0 | 0 | [11 empty] | Swoose II | 100 | Swoose II | 100 | Non-regulated
Crossett Power Management LLC | 66009_G_BA | 66009 | G | BA |  | Energy Storage |  | ERC_WEST | Texas | 48 | Crane | 103 | 48103 | 203 | 0 | 2022 | 9999 |  |  | N | Energy Storage | [11 empty] | 0 |  | 0 | 0 | 0 | 0 | [11 empty] | Crossett Power Management LLC | 100 | Crossett Power Management LLC | 100 | Non-regulated
IGS CMH4, LLC | 66010_G_460 | 66010 | G | 460 |  | Solar PV |  | PJM_ATSI | Ohio | 39 | Madison | 97 | 39097 | 4.2 | 0 | 2023 | 9999 |  |  | N | Solar | [11 empty] | 0 |  | 0 | 0 | 0 | 0 | [11 empty] | Greenbacker Renewable Energy Corporation | 100 | Greenbacker Renewable Energy Corporation | 100 | Non-regulated
Cedar Island Solar LLC | 66011_G_PV1 | 66011 | G | PV1 |  | Solar PV |  | WECC_PNW | Oregon | 41 | Sherman | 55 | 41055 | 800 | 0 | 2025 | 9999 |  |  | N | Solar | [11 empty] | 0 |  | 0 | 0 | 0 | 0 | [11 empty] | Cedar Island Solar LLC | 100 | Cedar Island Solar LLC | 100 | Non-regulated
Brogdon Solar Park | 66012_G_BROGD | 66012 | G | BROGD |  | Solar PV |  | S_VACA | South Carolina | 45 | Sumter | 85 | 45085 | 125 | 0 | 2024 | 9999 |  |  | N | Solar | [11 empty] | 0 |  | 0 | 0 | 0 | 0 | [11 empty] | SolarGen of South Carolina, LLC | 100 | SolarGen of South Carolina, LLC | 100 | Non-regulated
Bronco Plains Wind II, LLC | 66014_G_WBOPT | 66014 | G | WBOPT |  | Onshore Wind |  | WECC_CO | Colorado | 8 | Kit Carson | 63 | 08063 | 199 | 0 | 2023 | 9999 |  |  | N | Wind | [11 empty] | 0 |  | 0 | 0 | 0 | 0 | [11 empty] | Bronco Plains Wind II, LLC | 100 | Bronco Plains Wind II, LLC | 100 | Non-regulated
Skalbeck Solar | 66016_G_SKAL | 66016 | G | SKAL |  | Solar PV |  | MIS_MNWI | Minnesota | 27 | Renville | 129 | 27129 | 1 | 0 | 2022 | 9999 |  |  | N | Solar | [11 empty] | 0 |  | 0 | 0 | 0 | 0 | [11 empty] | Cascade Solar LLC | 100 | Cascade Solar LLC | 100 | Non-regulated
Norton Powerhouse 2 | 66018_G_GEN3 | 66018 | G | GEN3 |  | Combustion Turbine |  | NENGREST | Massachusetts | 25 | Worcester | 27 | 25027 | 3.3 | 9905 | 2022 | 9999 |  |  | N | Natural Gas | [11 empty] | 0 |  | 0.011 | 0.011 | 0.011 | 0.011 | [11 empty] | Norton Powerhouse 2 | 100 | Norton Powerhouse 2 | 100 | Non-regulated
Lyons Solar | 66019_G_PA01 | 66019 | G | PA01 |  | Solar PV |  | PJM_WMAC | Pennsylvania | 42 | Berks | 11 | 42011 | 20 | 0 | 2023 | 9999 |  |  | N | Solar | [11 empty] | 0 |  | 0 | 0 | 0 | 0 | [11 empty] | Lyons Solar, LLC | 100 | Lyons Solar, LLC | 100 | Non-regulated
DRPA Woodcrest Station Solar Project | 66020_G_WSSP | 66020 | G | WSSP |  | Solar PV |  | PJM_EMAC | New Jersey | 34 | Camden | 7 | 34007 | 4.2 | 0 | 2022 | 9999 |  |  | N | Solar | [11 empty] | 0 |  | 0 | 0 | 0 | 0 | [11 empty] | FHN TOST Solar Trust | 50 | FHN TOST Solar Trust | 50 | Non-regulated
DRPA Ashland Station Solar Project | 66021_G_ASSA1 | 66021 | G | ASSA1 |  | Solar PV |  | PJM_EMAC | New Jersey | 34 | Camden | 7 | 34007 | 2.5 | 0 | 2022 | 9999 |  |  | N | Solar | [11 empty] | 0 |  | 0 | 0 | 0 | 0 | [11 empty] | FHN TOST Solar Trust | 50 | FHN TOST Solar Trust | 50 | Non-regulated
Amazon MDW7 Solar Project | 66022_G_AMDW7 | 66022 | G | AMDW7 |  | Solar PV |  | PJM_COMD | Illinois | 17 | Will | 197 | 17197 | 1.9 | 0 | 2022 | 9999 |  |  | N | Solar | [11 empty] | 0 |  | 0 | 0 | 0 | 0 | [11 empty] | Solar Star Prime 6, LLC | 100 | Solar Star Prime 6, LLC | 100 | Non-regulated
Grossmont-Cuyamaca-Cuyamaca Col. Solar & | 66023_G_18009 | 66023 | G | 18009 |  | Solar PV |  | WEC_SDGE | California | 6 | San Diego | 73 | 06073 | 1.4 | 0 | 2023 | 9999 |  |  | N | Solar | [11 empty] | 0 |  | 0 | 0 | 0 | 0 | [11 empty] | Forefront Power, LLC | 100 | Forefront Power, LLC | 100 | Non-regulated
Grossmont-Cuyamaca-Cuyamaca Col. Solar & | 66023_G_19043 | 66023 | G | 19043 |  | Energy Storage |  | WEC_SDGE | California | 6 | San Diego | 73 | 06073 | 1 | 0 | 2023 | 9999 |  |  | N | Energy Storage | [11 empty] | 0 |  | 0 | 0 | 0 | 0 | [11 empty] | Forefront Power, LLC | 100 | Forefront Power, LLC | 100 | Non-regulated
Bird Dog Solar | 66024_G_GA-01 | 66024 | G | GA-01 |  | Solar PV |  | S_SOU | Georgia | 13 | Burke | 33 | 13033 | 40 | 0 | 2023 | 9999 |  |  | N | Solar | [11 empty] | 0 |  | 0 | 0 | 0 | 0 | [11 empty] | Bird Dog Solar, LLC | 100 | Bird Dog Solar, LLC | 100 | Non-regulated
Blackwater Solar | 66025_G_GA-02 | 66025 | G | GA-02 |  | Solar PV |  | S_SOU | Georgia | 13 | Ware | 299 | 13299 | 80 | 0 | 2024 | 9999 |  |  | N | Solar | [11 empty] | 0 |  | 0 | 0 | 0 | 0 | [11 empty] | Blackwater Solar, LLC | 100 | Blackwater Solar, LLC | 100 | Non-regulated
Hobnail Solar | 66026_G_GA-03 | 66026 | G | GA-03 |  | Solar PV |  | S_SOU | Georgia | 13 | Burke | 33 | 13033 | 70 | 0 | 2023 | 9999 |  |  | N | Solar | [11 empty] | 0 |  | 0 | 0 | 0 | 0 | [11 empty] | Hobnail Solar, LLC | 100 | Hobnail Solar, LLC | 100 | Non-regulated
Wolfskin Solar | 66027_G_GA-04 | 66027 | G | GA-04 |  | Solar PV |  | S_SOU | Georgia | 13 | Oglethorpe | 221 | 13221 | 38 | 0 | 2023 | 9999 |  |  | N | Solar | [11 empty] | 0 |  | 0 | 0 | 0 | 0 | [11 empty] | Wolfskin Solar, LLC | 100 | Wolfskin Solar, LLC | 100 | Non-regulated
DRPA Ferry Ave Station Solar Project | 66028_G_DFASP | 66028 | G | DFASP |  | Solar PV |  | PJM_EMAC | New Jersey | 34 | Camden | 7 | 34007 | 3.1 | 0 | 2021 | 9999 |  |  | N | Solar | [11 empty] | 0 |  | 0 | 0 | 0 | 0 | [11 empty] | FHN TOST Solar Trust | 50 | FHN TOST Solar Trust | 50 | Non-regulated
Courtland CSG LLC | 66029_G_CLCSG | 66029 | G | CLCSG |  | Solar PV |  | MIS_MNWI | Minnesota | 27 | Nicollet | 103 | 27103 | 1 | 0 | 2023 | 9999 |  |  | N | Solar | [11 empty] | 0 |  | 0 | 0 | 0 | 0 | [11 empty] | Courtland CSG LLC | 100 | Courtland CSG LLC | 100 | Non-regulated
Johnson CSG 2 | 66030_G_JOHN2 | 66030 | G | JOHN2 |  | Solar PV |  | MIS_MNWI | Minnesota | 27 | Chisago | 25 | 27025 | 1 | 0 | 2023 | 9999 |  |  | N | Solar | [11 empty] | 0 |  | 0 | 0 | 0 | 0 | [11 empty] | Madison Energy Holdings LLC | 100 | Madison Energy Holdings LLC | 100 | Non-regulated
IL Sidney Project1 | 66031_G_15332 | 66031 | G | 15332 |  | Solar PV |  | MIS_IL | Illinois | 17 | Champaign | 19 | 17019 | 2 | 0 | 2021 | 9999 |  |  | N | Solar | [11 empty] | 0 |  | 0 | 0 | 0 | 0 | [11 empty] | IL Sidney Project1, LLC | 100 | IL Sidney Project1, LLC | 100 | Non-regulated
Clay FC | 66032_G_14052 | 66032 | G | 14052 |  | Solar PV |  | MIS_IL | Illinois | 17 | Clay | 25 | 17025 | 2 | 0 | 2021 | 9999 |  |  | N | Solar | [11 empty] | 0 |  | 0 | 0 | 0 | 0 | [11 empty] | Clay FC, LLC | 100 | Clay FC, LLC | 100 | Non-regulated
IL West Hallock Project1 | 66033_G_15333 | 66033 | G | 15333 |  | Solar PV |  | MIS_IL | Illinois | 17 | Peoria | 143 | 17143 | 2 | 0 | 2021 | 9999 |  |  | N | Solar | [11 empty] | 0 |  | 0 | 0 | 0 | 0 | [11 empty] | IL West Hallock Project1, LLC | 100 | IL West Hallock Project1, LLC | 100 | Non-regulated
Sugar Hill Solar 1 | 66034_G_19826 | 66034 | G | 19826 |  | Solar PV |  | NY_Z_F | New York | 36 | Saratoga | 91 | 36091 | 5 | 0 | 2020 | 9999 |  |  | N | Solar | [11 empty] | 0 |  | 0 | 0 | 0 | 0 | [11 empty] | Sugar Hill Solar 1, LLC | 100 | Sugar Hill Solar 1, LLC | 100 | Non-regulated
IGS SBD1 | 66035_G_457 | 66035 | G | 457 |  | Solar PV |  | WECC_SCE | California | 6 | San Bernardino | 71 | 06071 | 2.6 | 0 | 2023 | 9999 |  |  | N | Solar | [11 empty] | 0 |  | 0 | 0 | 0 | 0 | [11 empty] | Greenbacker Renewable Energy Corporation | 100 | Greenbacker Renewable Energy Corporation | 100 | Non-regulated
3104 Batavia Solar | 66036_G_20205 | 66036 | G | 20205 |  | Solar PV |  | NY_Z_B | New York | 36 | Genesee | 37 | 36037 | 3 | 0 | 2021 | 9999 |  |  | N | Solar | [11 empty] | 0 |  | 0 | 0 | 0 | 0 | [11 empty] | 3104 Batavia Solar, LLC | 100 | 3104 Batavia Solar, LLC | 100 | Non-regulated
3232 Batavia Solar | 66037_G_20206 | 66037 | G | 20206 |  | Solar PV |  | NY_Z_B | New York | 36 | Genesee | 37 | 36037 | 4 | 0 | 2021 | 9999 |  |  | N | Solar | [11 empty] | 0 |  | 0 | 0 | 0 | 0 | [11 empty] | 3232 Batavia Solar, LLC | 100 | 3232 Batavia Solar, LLC | 100 | Non-regulated
Sweden Solar | 66038_G_13630 | 66038 | G | 13630 |  | Solar PV |  | NENG_ME | Maine | 23 | Oxford | 17 | 23017 | 5 | 0 | 2023 | 9999 |  |  | N | Solar | [11 empty] | 0 |  | 0 | 0 | 0 | 0 | [11 empty] | Sweden Solar, LLC | 100 | Sweden Solar, LLC | 100 | Non-regulated
IGS SBD2 | 66039_G_457 | 66039 | G | 457 |  | Solar PV |  | WECC_SCE | California | 6 | San Bernardino | 71 | 06071 | 2.5 | 0 | 2023 | 9999 |  |  | N | Solar | [11 empty] | 0 |  | 0 | 0 | 0 | 0 | [11 empty] | Greenbacker Renewable Energy Corporation | 100 | Greenbacker Renewable Energy Corporation | 100 | Non-regulated
Niagara Depot Solar | 66040_G_23204 | 66040 | G | 23204 |  | Solar PV |  | NY_Z_A | New York | 36 | Niagara | 63 | 36063 | 3.5 | 0 | 2023 | 9999 |  |  | N | Solar | [11 empty] | 0 |  | 0 | 0 | 0 | 0 | [11 empty] | Niagara Depot Solar, LLC | 100 | Niagara Depot Solar, LLC | 100 | Non-regulated
Eureka South Solar | 66041_G_63231 | 66041 | G | 63231 |  | Solar PV |  | NY_Z_C&E | New York | 36 | Oneida | 65 | 36065 | 5 | 0 | 2023 | 9999 |  |  | N | Solar | [11 empty] | 0 |  | 0 | 0 | 0 | 0 | [11 empty] | Eureka South Solar LLC | 100 | Eureka South Solar LLC | 100 | Non-regulated
Eureka North Solar | 66042_G_63232 | 66042 | G | 63232 |  | Solar PV |  | NY_Z_C&E | New York | 36 | Oneida | 65 | 36065 | 3.5 | 0 | 2023 | 9999 |  |  | N | Solar | [11 empty] | 0 |  | 0 | 0 | 0 | 0 | [11 empty] | Eureka North Solar LLC | 100 | Eureka North Solar LLC | 100 | Non-regulated
Arctaris Saddleback Solar | 66043_G_63233 | 66043 | G | 63233 |  | Solar PV |  | NENG_ME | Maine | 23 | Franklin | 7 | 23007 | 4.9 | 0 | 2023 | 9999 |  |  | N | Solar | [11 empty] | 0 |  | 0 | 0 | 0 | 0 | [11 empty] | Arctaris Saddleback Solar, LLC | 100 | Arctaris Saddleback Solar, LLC | 100 | Non-regulated
TPE RI WA2 Solar | 66044_G_70824 | 66044 | G | 70824 |  | Solar PV |  | NENGREST | Rhode Island | 44 | Bristol | 1 | 44001 | 3.4 | 0 | 2023 | 9999 |  |  | N | Solar | [11 empty] | 0 |  | 0 | 0 | 0 | 0 | [11 empty] | TPE RI WA2, LLC | 100 | TPE RI WA2, LLC | 100 | Non-regulated
TPE RI WA1 Solar | 66045_G_70825 | 66045 | G | 70825 |  | Solar PV |  | NENGREST | Rhode Island | 44 | Bristol | 1 | 44001 | 3.5 | 0 | 2023 | 9999 |  |  | N | Solar | [11 empty] | 0 |  | 0 | 0 | 0 | 0 | [11 empty] | TPE RI WA1, LLC | 100 | TPE RI WA1, LLC | 100 | Non-regulated
Brazoria County Solar Project (Danciger) | 66046_G_BRZ01 | 66046 | G | BRZ01 |  | Solar PV |  | ERC_REST | Texas | 48 | Brazoria | 39 | 48039 | 200 | 0 | 2022 | 9999 |  |  | N | Solar | [11 empty] | 0 |  | 0 | 0 | 0 | 0 | [11 empty] | Brazoria County Solar Project | 100 | Brazoria County Solar Project | 100 | Non-regulated
Glover Creek Solar, LLC | 66047_G_GLOVE | 66047 | G | GLOVE |  | Solar PV |  | S_C_TVA | Kentucky | 21 | Metcalfe | 169 | 21169 | 55 | 0 | 2023 | 9999 |  |  | N | Solar | [11 empty] | 0 |  | 0 | 0 | 0 | 0 | [11 empty] | Glover Creek Solar, LLC | 100 | Glover Creek Solar, LLC | 100 | Non-regulated
Middleton Biogas Solar, LLC | 66048_G_MBS | 66048 | G | MBS |  | Solar PV |  | MIS_WUMS | Wisconsin | 55 | Dane | 25 | 55025 | 1.9 | 0 | 2022 | 9999 |  |  | N | Solar | [11 empty] | 0 |  | 0 | 0 | 0 | 0 | [11 empty] | Juhl Clean Energy Assets, Inc. | 100 | Juhl Clean Energy Assets, Inc. | 100 | Non-regulated
Salvation Army Solar | 66049_G_SARMY | 66049 | G | SARMY |  | Solar PV |  | PJM_EMAC | New Jersey | 34 | Camden | 7 | 34007 | 1.1 | 0 | 2022 | 9999 |  |  | N | Solar | [11 empty] | 0 |  | 0 | 0 | 0 | 0 | [11 empty] | Madison Energy Holdings LLC | 100 | Madison Energy Holdings LLC | 100 | Non-regulated
Lancaster Area Battery | 66050_G_LAB | 66050 | G | LAB |  | Energy Storage |  | WEC_LADW | California | 6 | Los Angeles | 37 | 06037 | 127 | 0 | 2022 | 9999 |  |  | N | Energy Storage | [11 empty] | 0 |  | 0 | 0 | 0 | 0 | [11 empty] | AES Distributed Energy | 100 | AES Distributed Energy | 100 | Non-regulated
Eight Point Wind | 66052_G_EPW01 | 66052 | G | EPW01 |  | Onshore Wind |  | NY_Z_C&E | New York | 36 | Steuben | 101 | 36101 | 101.2 | 0 | 2023 | 9999 |  |  | N | Wind | [11 empty] | 0 |  | 0 | 0 | 0 | 0 | [11 empty] | Eight Point Wind, LLC | 100 | Eight Point Wind, LLC | 100 | Regulated
Generate Colchester Fuel Cells, LLC | 66053_G_GCFC | 66053 | G | GCFC |  | Fuel Cell |  | NENG_CT | Connecticut | 9 | New London | 11 | 09011 | 10 | 6469 | 2021 | 9999 |  |  | N | Natural Gas | [11 empty] | 0 |  | 0 | 0 | 0 | 0 | [11 empty] | Generate Colchester Fuel Cells, LLC | 100 | Generate Colchester Fuel Cells, LLC | 100 | Non-regulated
Cathcart Solar, LLC | 66055_G_CATHC | 66055 | G | CATHC |  | Solar PV |  | S_VACA | North Carolina | 37 | Columbus | 47 | 37047 | 5 | 0 | 2023 | 9999 |  |  | N | Solar | [11 empty] | 0 |  | 0 | 0 | 0 | 0 | [11 empty] | Cathcart Solar, LLC | 100 | Cathcart Solar, LLC | 100 | Non-regulated
Weston RICE | 66059_G_W11 | 66059 | G | W11 |  | Combustion Turbine | IC Engine | MIS_WUMS | Wisconsin | 55 | Marathon | 73 | 55073 | 18.8 | 9905 | 2023 | 9999 |  |  | N | Natural Gas | [11 empty] | 0 |  | 0.011 | 0.011 | 0.011 | 0.011 | [11 empty] | Wisconsin Electric Power Co | 50 | Wisconsin Electric Power Co | 50 | Regulated
Weston RICE | 66059_G_W12 | 66059 | G | W12 |  | Combustion Turbine | IC Engine | MIS_WUMS | Wisconsin | 55 | Marathon | 73 | 55073 | 18.8 | 9905 | 2023 | 9999 |  |  | N | Natural Gas | [11 empty] | 0 |  | 0.011 | 0.011 | 0.011 | 0.011 | [11 empty] | Wisconsin Electric Power Co | 50 | Wisconsin Electric Power Co | 50 | Regulated
Weston RICE | 66059_G_W13 | 66059 | G | W13 |  | Combustion Turbine | IC Engine | MIS_WUMS | Wisconsin | 55 | Marathon | 73 | 55073 | 18.8 | 9905 | 2023 | 9999 |  |  | N | Natural Gas | [11 empty] | 0 |  | 0.011 | 0.011 | 0.011 | 0.011 | [11 empty] | Wisconsin Electric Power Co | 50 | Wisconsin Electric Power Co | 50 | Regulated
Weston RICE | 66059_G_W14 | 66059 | G | W14 |  | Combustion Turbine | IC Engine | MIS_WUMS | Wisconsin | 55 | Marathon | 73 | 55073 | 18.8 | 9905 | 2023 | 9999 |  |  | N | Natural Gas | [11 empty] | 0 |  | 0.011 | 0.011 | 0.011 | 0.011 | [11 empty] | Wisconsin Electric Power Co | 50 | Wisconsin Electric Power Co | 50 | Regulated
Weston RICE | 66059_G_W15 | 66059 | G | W15 |  | Combustion Turbine | IC Engine | MIS_WUMS | Wisconsin | 55 | Marathon | 73 | 55073 | 18.8 | 9905 | 2023 | 9999 |  |  | N | Natural Gas | [11 empty] | 0 |  | 0.011 | 0.011 | 0.011 | 0.011 | [11 empty] | Wisconsin Electric Power Co | 50 | Wisconsin Electric Power Co | 50 | Regulated
Weston RICE | 66059_G_W16 | 66059 | G | W16 |  | Combustion Turbine | IC Engine | MIS_WUMS | Wisconsin | 55 | Marathon | 73 | 55073 | 18.8 | 9905 | 2023 | 9999 |  |  | N | Natural Gas | [11 empty] | 0 |  | 0.011 | 0.011 | 0.011 | 0.011 | [11 empty] | Wisconsin Electric Power Co | 50 | Wisconsin Electric Power Co | 50 | Regulated
Weston RICE | 66059_G_W17 | 66059 | G | W17 |  | Combustion Turbine | IC Engine | MIS_WUMS | Wisconsin | 55 | Marathon | 73 | 55073 | 18.8 | 9905 | 2023 | 9999 |  |  | N | Natural Gas | [11 empty] | 0 |  | 0.011 | 0.011 | 0.011 | 0.011 | [11 empty] | Wisconsin Electric Power Co | 50 | Wisconsin Electric Power Co | 50 | Regulated
Cottontail Solar 7 | 66060_G_PACS7 | 66060 | G | PACS7 |  | Solar PV |  | PJM_WMAC | Pennsylvania | 42 | Columbia | 37 | 42037 | 21.1 | 0 | 2024 | 9999 |  |  | N | Solar | [11 empty] | 0 |  | 0 | 0 | 0 | 0 | [11 empty] | Cottontail Solar 7, LLC | 100 | Cottontail Solar 7, LLC | 100 | Non-regulated
Angelica Solar Site 1 | 66061_G_A1 | 66061 | G | A1 |  | Solar PV |  | NY_Z_B | New York | 36 | Allegany | 3 | 36003 | 5 | 0 | 2022 | 9999 |  |  | N | Solar | [11 empty] | 0 |  | 0 | 0 | 0 | 0 | [11 empty] | NSF Angelica Site 1, LLC | 100 | NSF Angelica Site 1, LLC | 100 | Non-regulated
Angelica Solar Site 2 | 66062_G_A2 | 66062 | G | A2 |  | Solar PV |  | NY_Z_B | New York | 36 | Allegany | 3 | 36003 | 5 | 0 | 2022 | 9999 |  |  | N | Solar | [11 empty] | 0 |  | 0 | 0 | 0 | 0 | [11 empty] | NSF Angelica Site 2, LLC | 100 | NSF Angelica Site 2, LLC | 100 | Non-regulated
Angelica Solar Site 3 | 66063_G_A3 | 66063 | G | A3 |  | Solar PV |  | NY_Z_B | New York | 36 | Allegany | 3 | 36003 | 5 | 0 | 2022 | 9999 |  |  | N | Solar | [11 empty] | 0 |  | 0 | 0 | 0 | 0 | [11 empty] | NSF Angelica Site 3, LLC | 100 | NSF Angelica Site 3, LLC | 100 | Non-regulated
Angelica Solar Site 4 | 66064_G_A4 | 66064 | G | A4 |  | Solar PV |  | NY_Z_B | New York | 36 | Allegany | 3 | 36003 | 5 | 0 | 2022 | 9999 |  |  | N | Solar | [11 empty] | 0 |  | 0 | 0 | 0 | 0 | [11 empty] | NSF Angelica Site 4, LLC | 100 | NSF Angelica Site 4, LLC | 100 | Non-regulated
West Valley Solar | 66065_G_WVS1 | 66065 | G | WVS1 |  | Solar PV |  | NY_Z_A | New York | 36 | Cattaraugus | 9 | 36009 | 5 | 0 | 2022 | 9999 |  |  | N | Solar | [11 empty] | 0 |  | 0 | 0 | 0 | 0 | [11 empty] | West Valley Solar, LLC | 100 | West Valley Solar, LLC | 100 | Non-regulated
West Valley Solar | 66065_G_WVS2 | 66065 | G | WVS2 |  | Solar PV |  | NY_Z_A | New York | 36 | Cattaraugus | 9 | 36009 | 5 | 0 | 2022 | 9999 |  |  | N | Solar | [11 empty] | 0 |  | 0 | 0 | 0 | 0 | [11 empty] | West Valley Solar, LLC | 100 | West Valley Solar, LLC | 100 | Non-regulated
Maple City | 66068_G_704 | 66068 | G | 704 |  | Solar PV |  | MIS_IA | Iowa | 19 | Mitchell | 131 | 19131 | 1.5 | 0 | 2022 | 9999 |  |  | N | Solar | [11 empty] | 0 |  | 0 | 0 | 0 | 0 | [11 empty] | Greenbacker Renewable Energy Corporation | 100 | Greenbacker Renewable Energy Corporation | 100 | Non-regulated
IGS PCW1 | 66069_G_462 | 66069 | G | 462 |  | Solar PV |  | PJM_ATSI | Ohio | 39 | Wood | 173 | 39173 | 3.1 | 0 | 2023 | 9999 |  |  | N | Solar | [11 empty] | 0 |  | 0 | 0 | 0 | 0 | [11 empty] | Greenbacker Renewable Energy Corporation | 100 | Greenbacker Renewable Energy Corporation | 100 | Non-regulated
Buffalo Sun CSG | 66070_G_BUFFS | 66070 | G | BUFFS |  | Solar PV |  | MIS_MNWI | Minnesota | 27 | McLeod | 85 | 27085 | 1 | 0 | 2023 | 9999 |  |  | N | Solar | [11 empty] | 0 |  | 0 | 0 | 0 | 0 | [11 empty] | SunShare Management | 100 | SunShare Management | 100 | Non-regulated
Oster Sun CSG | 66072_G_OSTRS | 66072 | G | OSTRS |  | Solar PV |  | MIS_MNWI | Minnesota | 27 | Stearns | 145 | 27145 | 1 | 0 | 2023 | 9999 |  |  | N | Solar | [11 empty] | 0 |  | 0 | 0 | 0 | 0 | [11 empty] | SunShare Management | 100 | SunShare Management | 100 | Non-regulated
Quarry Sun CSG | 66073_G_QURYS | 66073 | G | QURYS |  | Solar PV |  | MIS_MNWI | Minnesota | 27 | Dodge | 39 | 27039 | 1 | 0 | 2023 | 9999 |  |  | N | Solar | [11 empty] | 0 |  | 0 | 0 | 0 | 0 | [11 empty] | SunShare Management | 100 | SunShare Management | 100 | Non-regulated
Marlborough Solar | 66074_G_4942 | 66074 | G | 4942 |  | Solar PV |  | NY_Z_G-I | New York | 36 | Ulster | 111 | 36111 | 2 | 0 | 2021 | 9999 |  |  | N | Solar | [11 empty] | 0 |  | 0 | 0 | 0 | 0 | [11 empty] | Marlborough Solar, LLC | 100 | Marlborough Solar, LLC | 100 | Non-regulated
Blacksmith Road Solar 1 | 66075_G_18120 | 66075 | G | 18120 |  | Solar PV |  | NENGREST | Massachusetts | 25 | Barnstable | 1 | 25001 | 5 | 0 | 2021 | 9999 |  |  | N | Solar | [11 empty] | 0 |  | 0 | 0 | 0 | 0 | [11 empty] | Blacksmith Road Solar 1, LLC | 100 | Blacksmith Road Solar 1, LLC | 100 | Non-regulated
Blacksmith Road Solar 1 | 66075_G_18121 | 66075 | G | 18121 |  | Energy Storage |  | NENGREST | Massachusetts | 25 | Barnstable | 1 | 25001 | 2 | 0 | 2021 | 9999 |  |  | N | Energy Storage | [11 empty] | 0 |  | 0 | 0 | 0 | 0 | [11 empty] | Blacksmith Road Solar 1, LLC | 100 | Blacksmith Road Solar 1, LLC | 100 | Non-regulated
Electric Avenue Lunenburg Solar 1 | 66076_G_20409 | 66076 | G | 20409 |  | Solar PV |  | NENGREST | Massachusetts | 25 | Worcester | 27 | 25027 | 1 | 0 | 2021 | 9999 |  |  | N | Solar | [11 empty] | 0 |  | 0 | 0 | 0 | 0 | [11 empty] | Electric Avenue Lunenburg Solar 1, LLC | 100 | Electric Avenue Lunenburg Solar 1, LLC | 100 | Non-regulated
Electric Avenue Lunenburg Solar 1 | 66076_G_20410 | 66076 | G | 20410 |  | Energy Storage |  | NENGREST | Massachusetts | 25 | Worcester | 27 | 25027 | 1 | 0 | 2022 | 9999 |  |  | N | Energy Storage | [11 empty] | 0 |  | 0 | 0 | 0 | 0 | [11 empty] | Electric Avenue Lunenburg Solar 1, LLC | 100 | Electric Avenue Lunenburg Solar 1, LLC | 100 | Non-regulated
Harbor Road Solar 1 | 66077_G_27582 | 66077 | G | 27582 |  | Solar PV |  | NENGREST | Massachusetts | 25 | Berkshire | 3 | 25003 | 2 | 0 | 2021 | 9999 |  |  | N | Solar | [11 empty] | 0 |  | 0 | 0 | 0 | 0 | [11 empty] | Harbor Road Solar 1, LLC | 100 | Harbor Road Solar 1, LLC | 100 | Non-regulated
Solar Star Urbana Landfill East | 66078_G_18952 | 66078 | G | 18952 |  | Solar PV |  | MIS_IL | Illinois | 17 | Champaign | 19 | 17019 | 1.9 | 0 | 2021 | 9999 |  |  | N | Solar | [11 empty] | 0 |  | 0 | 0 | 0 | 0 | [11 empty] | Solar Star Urbana Landfill East, LLC | 100 | Solar Star Urbana Landfill East, LLC | 100 | Non-regulated
Solar Star Urbana Landfill Central | 66079_G_20824 | 66079 | G | 20824 |  | Solar PV |  | MIS_IL | Illinois | 17 | Champaign | 19 | 17019 | 1.9 | 0 | 2021 | 9999 |  |  | N | Solar | [11 empty] | 0 |  | 0 | 0 | 0 | 0 | [11 empty] | Solar Star Urbana Landfill Central, LLC | 100 | Solar Star Urbana Landfill Central, LLC | 100 | Non-regulated
Lenox Renewables | 66081_G_8211 | 66081 | G | 8211 |  | Solar PV |  | NY_Z_C&E | New York | 36 | Madison | 53 | 36053 | 3.3 | 0 | 2021 | 9999 |  |  | N | Solar | [11 empty] | 0 |  | 0 | 0 | 0 | 0 | [11 empty] | Lenox Renewables, LLC | 100 | Lenox Renewables, LLC | 100 | Non-regulated
OE IL Solar 3 | 66082_G_14850 | 66082 | G | 14850 |  | Solar PV |  | PJM_COMD | Illinois | 17 | Ogle | 141 | 17141 | 2 | 0 | 2022 | 9999 |  |  | N | Solar | [11 empty] | 0 |  | 0 | 0 | 0 | 0 | [11 empty] | OE IL Solar 3, LLC | 100 | OE IL Solar 3, LLC | 100 | Non-regulated
French Road Solar II | 66083_G_7063 | 66083 | G | 7063 |  | Solar PV |  | PJM_COMD | Illinois | 17 | Kane | 89 | 17089 | 2 | 0 | 2022 | 9999 |  |  | N | Solar | [11 empty] | 0 |  | 0 | 0 | 0 | 0 | [11 empty] | French Road Solar II, LLC | 100 | French Road Solar II, LLC | 100 | Non-regulated
Rafterville Solar | 66084_G_14508 | 66084 | G | 14508 |  | Solar PV |  | MIS_MNWI | Minnesota | 27 | Kandiyohi | 67 | 27067 | 1 | 0 | 2023 | 9999 |  |  | N | Solar | [11 empty] | 0 |  | 0 | 0 | 0 | 0 | [11 empty] | Rafterville Solar, LLC | 100 | Rafterville Solar, LLC | 100 | Non-regulated
Rockford Solar | 66085_G_16682 | 66085 | G | 16682 |  | Solar PV |  | PJM_COMD | Illinois | 17 | Winnebago | 201 | 17201 | 2 | 0 | 2021 | 9999 |  |  | N | Solar | [11 empty] | 0 |  | 0 | 0 | 0 | 0 | [11 empty] | Rockford Solar, LLC | 100 | Rockford Solar, LLC | 100 | Non-regulated
Milo CSG | 66086_G_29045 | 66086 | G | 29045 |  | Solar PV |  | NENG_ME | Maine | 23 | Piscataquis | 21 | 23021 | 4.5 | 0 | 2022 | 9999 |  |  | N | Solar | [11 empty] | 0 |  | 0 | 0 | 0 | 0 | [11 empty] | Milo CSG, LLC | 100 | Milo CSG, LLC | 100 | Non-regulated
Livermore Falls CSG | 66087_G_28911 | 66087 | G | 28911 |  | Solar PV |  | NENG_ME | Maine | 23 | Androscoggin | 1 | 23001 | 3.3 | 0 | 2022 | 9999 |  |  | N | Solar | [11 empty] | 0 |  | 0 | 0 | 0 | 0 | [11 empty] | Livermore Falls CSG, LLC | 100 | Livermore Falls CSG, LLC | 100 | Non-regulated
Putah Creek Solar Farm North | 66088_G_PCEF | 66088 | G | PCEF |  | Solar PV |  | WEC_CALN | California | 6 | Yolo | 113 | 06113 | 3 | 0 | 2022 | 9999 |  |  | N | Solar | [11 empty] | 0 |  | 0 | 0 | 0 | 0 | [11 empty] | Putah Creek Solar Farms LLC | 100 | Putah Creek Solar Farms LLC | 100 | Non-regulated
Canal Road Solar | 66089_G_CANAL | 66089 | G | CANAL |  | Solar PV |  | PJM_EMAC | New Jersey | 34 | Somerset | 35 | 34035 | 5.5 | 0 | 2023 | 9999 |  |  | N | Solar | [11 empty] | 0 |  | 0 | 0 | 0 | 0 | [11 empty] | NJR Clean Energy Ventures Corporation | 100 | NJR Clean Energy Ventures Corporation | 100 | Non-regulated
Moraine Sands Wind Power | 66093_G_MSWP1 | 66093 | G | MSWP1 |  | Onshore Wind |  | MIS_IL | Illinois | 17 | Mason | 125 | 17125 | 165 | 0 | 2023 | 9999 |  |  | N | Wind | [11 empty] | 0 |  | 0 | 0 | 0 | 0 | [11 empty] | Moraine Sands Wind Power, LLC | 100 | Moraine Sands Wind Power, LLC | 100 | Non-regulated
Bizer Creek | 66094_G_561 | 66094 | G | 561 |  | Solar PV |  | NY_Z_A | New York | 36 | Erie | 29 | 36029 | 1.5 | 0 | 2023 | 9999 |  |  | N | Solar | [11 empty] | 0 |  | 0 | 0 | 0 | 0 | [11 empty] | Greenbacker Renewable Energy Corporation | 100 | Greenbacker Renewable Energy Corporation | 100 | Non-regulated
Cortez Solar 1, LLC | 66095_G_712 | 66095 | G | 712 |  | Solar PV |  | WECC_CO | Colorado | 8 | Montezuma | 83 | 08083 | 2.2 | 0 | 2022 | 9999 |  |  | N | Solar | [11 empty] | 0 |  | 0 | 0 | 0 | 0 | [11 empty] | Greenbacker Renewable Energy Corporation | 100 | Greenbacker Renewable Energy Corporation | 100 | Non-regulated
ER Bison Solar | 66097_G_371 | 66097 | G | 371 |  | Solar PV |  | PJM_WMAC | Pennsylvania | 42 | Union | 119 | 42119 | 1.4 | 0 | 2023 | 9999 |  |  | N | Solar | [11 empty] | 0 |  | 0 | 0 | 0 | 0 | [11 empty] | Greenbacker Renewable Energy Corporation | 100 | Greenbacker Renewable Energy Corporation | 100 | Non-regulated
IGS VGT | 66098_G_573 | 66098 | G | 573 |  | Solar PV |  | WECC_SNV | Nevada | 32 | Clark | 3 | 32003 | 1 | 0 | 2023 | 9999 |  |  | N | Solar | [11 empty] | 0 |  | 0 | 0 | 0 | 0 | [11 empty] | Greenbacker Renewable Energy Corporation | 100 | Greenbacker Renewable Energy Corporation | 100 | Non-regulated
IGS LAS1 | 66099_G_459 | 66099 | G | 459 |  | Solar PV |  | WECC_SNV | Nevada | 32 | Clark | 3 | 32003 | 1 | 0 | 2023 | 9999 |  |  | N | Solar | [11 empty] | 0 |  | 0 | 0 | 0 | 0 | [11 empty] | Greenbacker Renewable Energy Corporation | 100 | Greenbacker Renewable Energy Corporation | 100 | Non-regulated
Water Street Solar | 66100_G_WATER | 66100 | G | WATER |  | Solar PV |  | NENG_ME | Maine | 23 | Kennebec | 11 | 23011 | 5 | 0 | 2022 | 9999 |  |  | N | Solar | [11 empty] | 0 |  | 0 | 0 | 0 | 0 | [11 empty] | AES Distributed Energy | 100 | AES Distributed Energy | 100 | Non-regulated
Blue Elk IV Solar, LLC | 66102_G_BEIV | 66102 | G | BEIV |  | Solar PV |  | MIS_LMI | Michigan | 26 | Lenawee | 91 | 26091 | 20 | 0 | 2023 | 9999 |  |  | N | Solar | [11 empty] | 0 |  | 0 | 0 | 0 | 0 | [11 empty] | Blue Elk IV Solar, LLC | 100 | Blue Elk IV Solar, LLC | 100 | Non-regulated
Blue Elk III Solar, LLC | 66103_G_BEIII | 66103 | G | BEIII |  | Solar PV |  | MIS_LMI | Michigan | 26 | Ingham | 65 | 26065 | 20 | 0 | 2023 | 9999 |  |  | N | Solar | [11 empty] | 0 |  | 0 | 0 | 0 | 0 | [11 empty] | Blue Elk III Solar, LLC | 100 | Blue Elk III Solar, LLC | 100 | Non-regulated
Blue Elk VII Solar, LLC | 66104_G_BEVII | 66104 | G | BEVII |  | Solar PV |  | MIS_LMI | Michigan | 26 | Genesee | 49 | 26049 | 12.5 | 0 | 2023 | 9999 |  |  | N | Solar | [11 empty] | 0 |  | 0 | 0 | 0 | 0 | [11 empty] | Blue Elk VII Solar, LLC | 100 | Blue Elk VII Solar, LLC | 100 | Non-regulated
Blue Elk II Solar, LLC | 66105_G_BEII | 66105 | G | BEII |  | Solar PV |  | MIS_LMI | Michigan | 26 | Ingham | 65 | 26065 | 20 | 0 | 2024 | 9999 |  |  | N | Solar | [11 empty] | 0 |  | 0 | 0 | 0 | 0 | [11 empty] | Blue Elk II Solar, LLC | 100 | Blue Elk II Solar, LLC | 100 | Non-regulated
Blue Elk I Solar, LLC | 66107_G_BEI | 66107 | G | BEI |  | Solar PV |  | MIS_LMI | Michigan | 26 | Lenawee | 91 | 26091 | 20 | 0 | 2024 | 9999 |  |  | N | Solar | [11 empty] | 0 |  | 0 | 0 | 0 | 0 | [11 empty] | Blue Elk I Solar, LLC | 100 | Blue Elk I Solar, LLC | 100 | Non-regulated
Midcontinent Solar, LLC | 66108_G_MCS | 66108 | G | MCS |  | Solar PV |  | MIS_LMI | Michigan | 26 | Shiawassee | 155 | 26155 | 20 | 0 | 2023 | 9999 |  |  | N | Solar | [11 empty] | 0 |  | 0 | 0 | 0 | 0 | [11 empty] | Midcontinent Solar, LLC | 100 | Midcontinent Solar, LLC | 100 | Non-regulated
Greenstone Solar, LLC | 66109_G_GRSS | 66109 | G | GRSS |  | Solar PV |  | MIS_LMI | Michigan | 26 | Calhoun | 25 | 26025 | 20 | 0 | 2023 | 9999 |  |  | N | Solar | [11 empty] | 0 |  | 0 | 0 | 0 | 0 | [11 empty] | Greenstone Solar, LLC | 100 | Greenstone Solar, LLC | 100 | Non-regulated
Babbitt Ranch Energy Center | 66110_G_BREC1 | 66110 | G | BREC1 |  | Onshore Wind |  | WECC_AZ | Arizona | 4 | Coconino | 5 | 04005 | 162 | 0 | 2023 | 9999 |  |  | N | Wind | [11 empty] | 0 |  | 0 | 0 | 0 | 0 | [11 empty] | Babbitt Ranch Energy Center, LLC | 100 | Babbitt Ranch Energy Center, LLC | 100 | Non-regulated
Elizabeth Solar Plant | 66111_G_US199 | 66111 | G | US199 |  | Solar PV |  | MIS_LA | Louisiana | 22 | Allen | 3 | 22003 | 125 | 0 | 2024 | 9999 |  |  | N | Solar | [11 empty] | 0 |  | 0 | 0 | 0 | 0 | [11 empty] | Horus Louisiana 1, LLC | 100 | Horus Louisiana 1, LLC | 100 | Non-regulated
Newport Solar Project | 66112_G_U1 | 66112 | G | U1 |  | Solar PV |  | MIS_AR | Arkansas | 5 | Jackson | 67 | 05067 | 180 | 0 | 2023 | 9999 |  |  | N | Solar | [11 empty] | 0 |  | 0 | 0 | 0 | 0 | [11 empty] | Newport Solar, LLC | 100 | Newport Solar, LLC | 100 | Non-regulated
Big Elk Solar | 66113_G_NEBE1 | 66113 | G | NEBE1 |  | Solar PV |  | SPP_NEBR | Nebraska | 31 | Washington | 177 | 31177 | 100 | 0 | 2025 | 9999 |  |  | N | Solar | [11 empty] | 0 |  | 0 | 0 | 0 | 0 | [11 empty] | Lightsource Renewable Energy Asset Management, LLC | 100 | Lightsource Renewable Energy Asset Management, LLC | 100 | Non-regulated
Red Dusk Solar | 66114_G_INRD1 | 66114 | G | INRD1 |  | Solar PV |  | MIS_INKY | Indiana | 18 | Lake | 89 | 18089 | 100 | 0 | 2025 | 9999 |  |  | N | Solar | [11 empty] | 0 |  | 0 | 0 | 0 | 0 | [11 empty] | Merrillville Solar, LLC | 100 | Merrillville Solar, LLC | 100 | Non-regulated
HCE Amelia Solar I, LLC | 66115_G_AML1 | 66115 | G | AML1 |  | Solar PV |  | PJM_Dom | Virginia | 51 | Amelia | 7 | 51007 | 5 | 0 | 2023 | 9999 |  |  | N | Solar | [11 empty] | 0 |  | 0 | 0 | 0 | 0 | [11 empty] | Leyline Renewable Capital | 100 | Leyline Renewable Capital | 100 | Non-regulated
HCE Amelia Solar II, LLC | 66116_G_AML2 | 66116 | G | AML2 |  | Solar PV |  | PJM_Dom | Virginia | 51 | Amelia | 7 | 51007 | 5 | 0 | 2023 | 9999 |  |  | N | Solar | [11 empty] | 0 |  | 0 | 0 | 0 | 0 | [11 empty] | Leyline Renewable Capital | 100 | Leyline Renewable Capital | 100 | Non-regulated
HCE Millboro Springs Solar, LLC | 66117_G_MLBS | 66117 | G | MLBS |  | Solar PV |  | PJM_Dom | Virginia | 51 | Bath | 17 | 51017 | 5 | 0 | 2023 | 9999 |  |  | N | Solar | [11 empty] | 0 |  | 0 | 0 | 0 | 0 | [11 empty] | Leyline Renewable Capital | 100 | Leyline Renewable Capital | 100 | Non-regulated
HCE Moran Solar, LLC | 66118_G_MORAN | 66118 | G | MORAN |  | Solar PV |  | PJM_Dom | Virginia | 51 | Prince Edward | 147 | 51147 | 3.2 | 0 | 2023 | 9999 |  |  | N | Solar | [11 empty] | 0 |  | 0 | 0 | 0 | 0 | [11 empty] | Leyline Renewable Capital | 100 | Leyline Renewable Capital | 100 | Non-regulated
HCE Powhatan Solar, LLC | 66119_G_POW | 66119 | G | POW |  | Solar PV |  | PJM_Dom | Virginia | 51 | Powhatan | 145 | 51145 | 5 | 0 | 2023 | 9999 |  |  | N | Solar | [11 empty] | 0 |  | 0 | 0 | 0 | 0 | [11 empty] | Leyline Renewable Capital | 100 | Leyline Renewable Capital | 100 | Non-regulated
Union Valley | 6612_G_1 | 6612 | G | 1 |  | Hydro |  | WEC_BANC | California | 6 | El Dorado | 17 | 06017 | 38.6 | 0 | 1963 | 9999 |  |  | N | Hydro | [13 empty] | 0 | 0 | 0 | 0 | [11 empty] | Sacramento Municipal Utility District | 100 | Sacramento Municipal Utility District | 100 | Regulated
HCE Reams Solar, LLC | 66120_G_REAMS | 66120 | G | REAMS |  | Solar PV |  | PJM_Dom | Virginia | 51 | Dinwiddie | 53 | 51053 | 5 | 0 | 2023 | 9999 |  |  | N | Solar | [11 empty] | 0 |  | 0 | 0 | 0 | 0 | [11 empty] | Leyline Renewable Capital | 100 | Leyline Renewable Capital | 100 | Non-regulated
HCE Red House Solar, LLC | 66121_G_REDHS | 66121 | G | REDHS |  | Solar PV |  | PJM_Dom | Virginia | 51 | Charlotte | 37 | 51037 | 5 | 0 | 2023 | 9999 |  |  | N | Solar | [11 empty] | 0 |  | 0 | 0 | 0 | 0 | [11 empty] | Leyline Renewable Capital | 100 | Leyline Renewable Capital | 100 | Non-regulated
HCE Roark Mill Solar, LLC | 66122_G_RKML | 66122 | G | RKML |  | Solar PV |  | PJM_Dom | Virginia | 51 | Pittsylvania | 143 | 51143 | 3.2 | 0 | 2023 | 9999 |  |  | N | Solar | [11 empty] | 0 |  | 0 | 0 | 0 | 0 | [11 empty] | Leyline Renewable Capital | 100 | Leyline Renewable Capital | 100 | Non-regulated
Prairie Switch Wind LLC | 66123_G_PSW1 | 66123 | G | PSW1 |  | Onshore Wind |  | ERC_REST | Texas | 48 | Wharton | 481 | 48481 | 163.2 | 0 | 2023 | 9999 |  |  | N | Wind | [11 empty] | 0 |  | 0 | 0 | 0 | 0 | [11 empty] | Fengate Asset Management | 100 | Fengate Asset Management | 100 | Non-regulated
Switchgrass Solar, LLC | 66124_G_SSPV | 66124 | G | SSPV |  | Solar PV |  | PJM_Dom | Virginia | 51 | Suffolk City | 800 | 51800 | 70 | 0 | 2023 | 9999 |  |  | N | Solar | [11 empty] | 0 |  | 0 | 0 | 0 | 0 | [11 empty] | Consolidated Edison Development Inc. | 100 | Consolidated Edison Development Inc. | 100 | Non-regulated
West Line Solar, LLC | 66125_G_WESTL | 66125 | G | WESTL |  | Solar PV |  | WECC_AZ | Arizona | 4 | Pinal | 21 | 04021 | 100 | 0 | 2022 | 9999 |  |  | N | Solar | [11 empty] | 0 |  | 0 | 0 | 0 | 0 | [11 empty] | West Line Solar, LLC | 100 | West Line Solar, LLC | 100 | Non-regulated
Hecate Energy Albany 2 LLC | 66126_G_292 | 66126 | G | 292 |  | Solar PV |  | NY_Z_F | New York | 36 | Albany | 1 | 36001 | 20 | 0 | 2023 | 9999 |  |  | N | Solar | [11 empty] | 0 |  | 0 | 0 | 0 | 0 | [11 empty] | Greenbacker Renewable Energy Corporation | 100 | Greenbacker Renewable Energy Corporation | 100 | Non-regulated
Lake Mabel Solar | 66128_G_1 | 66128 | G | 1 |  | Solar PV |  | FRCC | Florida | 12 | Polk | 105 | 12105 | 74.5 | 0 | 2023 | 9999 |  |  | N | Solar | [11 empty] | 0 |  | 0 | 0 | 0 | 0 | [11 empty] | Tampa Electric Co | 100 | Tampa Electric Co | 100 | Regulated
Dover Solar | 66129_G_1 | 66129 | G | 1 |  | Solar PV |  | FRCC | Florida | 12 | Hillsborough | 57 | 12057 | 25 | 0 | 2023 | 9999 |  |  | N | Solar | [11 empty] | 0 |  | 0 | 0 | 0 | 0 | [11 empty] | Tampa Electric Co | 100 | Tampa Electric Co | 100 | Regulated
Cottontail Solar 9 | 66130_G_PACT9 | 66130 | G | PACT9 |  | Solar PV |  | PJM_WMAC | Pennsylvania | 42 | Columbia | 37 | 42037 | 20 | 0 | 2024 | 9999 |  |  | N | Solar | [11 empty] | 0 |  | 0 | 0 | 0 | 0 | [11 empty] | Cottontail Solar 9, LLC | 100 | Cottontail Solar 9, LLC | 100 | Non-regulated
Trinity River Solar 1 | 66132_G_TXTR1 | 66132 | G | TXTR1 |  | Solar PV |  | MIS_WOTA | Texas | 48 | Liberty | 291 | 48291 | 150 | 0 | 2025 | 9999 |  |  | N | Solar | [11 empty] | 0 |  | 0 | 0 | 0 | 0 | [11 empty] | Trinity River Solar 1, LLC | 100 | Trinity River Solar 1, LLC | 100 | Non-regulated
Trinity River Solar 1 | 66132_G_TXTR2 | 66132 | G | TXTR2 |  | Energy Storage |  | MIS_WOTA | Texas | 48 | Liberty | 291 | 48291 | 75 | 0 | 2025 | 9999 |  |  | N | Energy Storage | [11 empty] | 0 |  | 0 | 0 | 0 | 0 | [11 empty] | Trinity River Solar 1, LLC | 100 | Trinity River Solar 1, LLC | 100 | Non-regulated
Bartonsville Energy Facility, LLC | 66133_G_BTS | 66133 | G | BTS |  | Solar PV |  | PJM_AP | Virginia | 51 | Frederick | 69 | 51069 | 130 | 0 | 2024 | 9999 |  |  | N | Solar | [11 empty] | 0 |  | 0 | 0 | 0 | 0 | [11 empty] | Bartonsville Energy Facility, LLC | 100 | Bartonsville Energy Facility, LLC | 100 | Non-regulated
AES Pelletier Solar, LLC | 66135_G_PELLR | 66135 | G | PELLR |  | Solar PV |  | NENG_ME | Maine | 23 | Aroostook | 3 | 23003 | 4 | 0 | 2023 | 9999 |  |  | N | Solar | [11 empty] | 0 |  | 0 | 0 | 0 | 0 | [11 empty] | AES Clean Energy | 100 | AES Clean Energy | 100 | Non-regulated
AES Daigle Solar, LLC | 66136_G_DGLE | 66136 | G | DGLE |  | Solar PV |  | NENG_ME | Maine | 23 | Aroostook | 3 | 23003 | 5 | 0 | 2023 | 9999 |  |  | N | Solar | [11 empty] | 0 |  | 0 | 0 | 0 | 0 | [11 empty] | AES Clean Energy | 100 | AES Clean Energy | 100 | Non-regulated
Zier Solar | 66137_G_11023 | 66137 | G | 11023 |  | Energy Storage |  | ERC_REST | Texas | 48 | Kinney | 271 | 48271 | 40.4 | 0 | 2024 | 9999 |  |  | N | Energy Storage | [11 empty] | 0 |  | 0 | 0 | 0 | 0 | [11 empty] | Cypress Creek Renewables | 100 | Cypress Creek Renewables | 100 | Non-regulated
Zier Solar | 66137_G_41195 | 66137 | G | 41195 |  | Solar PV |  | ERC_REST | Texas | 48 | Kinney | 271 | 48271 | 160 | 0 | 2024 | 9999 |  |  | N | Solar | [11 empty] | 0 |  | 0 | 0 | 0 | 0 | [11 empty] | Cypress Creek Renewables | 100 | Cypress Creek Renewables | 100 | Non-regulated
Mayapple Solar 1 | 66138_G_INMA1 | 66138 | G | INMA1 |  | Solar PV |  | MIS_INKY | Indiana | 18 | Pulaski | 131 | 18131 | 224 | 0 | 2025 | 9999 |  |  | N | Solar | [11 empty] | 0 |  | 0 | 0 | 0 | 0 | [11 empty] | Mayapple Solar, LLC | 100 | Mayapple Solar, LLC | 100 | Non-regulated
Snowdrop Solar | 66139_G_PASD1 | 66139 | G | PASD1 |  | Solar PV |  | PJM_ATSI | Pennsylvania | 42 | Crawford | 39 | 42039 | 20 | 0 | 2024 | 9999 |  |  | N | Solar | [11 empty] | 0 |  | 0 | 0 | 0 | 0 | [11 empty] | Snowdrop Solar, LLC | 100 | Snowdrop Solar, LLC | 100 | Non-regulated
PNA Rossford Solar Array | 66140_G_PNA01 | 66140 | G | PNA01 |  | Solar PV |  | PJM_ATSI | Ohio | 39 | Wood | 173 | 39173 | 1.4 | 0 | 2022 | 9999 |  |  | N | Solar | [11 empty] | 0 |  | 0 | 0 | 0 | 0 | [11 empty] | AEP Onsite Partners, LLC | 100 | AEP Onsite Partners, LLC | 100 | Non-regulated
Cortez Solar 3, LLC | 66141_G_711 | 66141 | G | 711 |  | Solar PV |  | WECC_CO | Colorado | 8 | Montezuma | 83 | 08083 | 2 | 0 | 2023 | 9999 |  |  | N | Solar | [11 empty] | 0 |  | 0 | 0 | 0 | 0 | [11 empty] | Greenbacker Renewable Energy Corporation | 100 | Greenbacker Renewable Energy Corporation | 100 | Non-regulated
Kaiser - Harbor City | 66142_G_KSR48 | 66142 | G | KSR48 |  | Fuel Cell |  | WEC_LADW | California | 6 | Los Angeles | 37 | 06037 | 2.1 | 6469 | 2019 | 9999 |  |  | N | Natural Gas | [11 empty] | 0 |  | 0 | 0 | 0 | 0 | [11 empty] | Bloom Energy | 100 | Bloom Energy | 100 | Non-regulated
San Diego Community College | 66143_G_SDC01 | 66143 | G | SDC01 |  | Fuel Cell |  | WEC_SDGE | California | 6 | San Diego | 73 | 06073 | 1 | 6469 | 2020 | 9999 |  |  | N | Natural Gas | [11 empty] | 0 |  | 0 | 0 | 0 | 0 | [11 empty] | Bloom Energy | 100 | Bloom Energy | 100 | Non-regulated
Smithfield 1 | 66144_G_523 | 66144 | G | 523 |  | Solar PV |  | WECC_UT | Utah | 49 | Beaver | 1 | 49001 | 5 | 0 | 2023 | 9999 |  |  | N | Solar | [11 empty] | 0 |  | 0 | 0 | 0 | 0 | [11 empty] | Greenbacker Renewable Energy Corporation | 100 | Greenbacker Renewable Energy Corporation | 100 | Non-regulated
Life Technologies - Fremont | 66145_G_TMF06 | 66145 | G | TMF06 |  | Fuel Cell |  | WEC_CALN | California | 6 | Alameda | 1 | 06001 | 1.3 | 6469 | 2020 | 9999 |  |  | N | Natural Gas | [11 empty] | 0 |  | 0 | 0 | 0 | 0 | [11 empty] | Bloom Energy | 100 | Bloom Energy | 100 | Non-regulated
Kaiser - LA | 66146_G_KSR40 | 66146 | G | KSR40 |  | Fuel Cell |  | WEC_LADW | California | 6 | Los Angeles | 37 | 06037 | 4.5 | 6469 | 2020 | 9999 |  |  | N | Natural Gas | [11 empty] | 0 |  | 0 | 0 | 0 | 0 | [11 empty] | Bloom Energy | 100 | Bloom Energy | 100 | Non-regulated
Smithfield 3 | 66147_G_801 | 66147 | G | 801 |  | Solar PV |  | WECC_UT | Utah | 49 | Beaver | 1 | 49001 | 2 | 0 | 2023 | 9999 |  |  | N | Solar | [11 empty] | 0 |  | 0 | 0 | 0 | 0 | [11 empty] | Greenbacker Renewable Energy Corporation | 100 | Greenbacker Renewable Energy Corporation | 100 | Non-regulated
Kaiser - Woodland Hills | 66148_G_KSR55 | 66148 | G | KSR55 |  | Fuel Cell |  | WEC_LADW | California | 6 | Los Angeles | 37 | 06037 | 3.1 | 6469 | 2019 | 9999 |  |  | N | Natural Gas | [11 empty] | 0 |  | 0 | 0 | 0 | 0 | [11 empty] | Bloom Energy | 100 | Bloom Energy | 100 | Non-regulated
Equinix - Elmsford | 66150_G_EQX36 | 66150 | G | EQX36 |  | Fuel Cell |  | NY_Z_G-I | New York | 36 | Westchester | 119 | 36119 | 1.7 | 6469 | 2020 | 9999 |  |  | N | Natural Gas | [11 empty] | 0 |  | 0 | 0 | 0 | 0 | [11 empty] | Bloom Energy | 100 | Bloom Energy | 100 | Non-regulated
CoreSite - Somerville | 66151_G_CST00 | 66151 | G | CST00 |  | Fuel Cell |  | NENGREST | Massachusetts | 25 | Middlesex | 17 | 25017 | 3.6 | 6469 | 2020 | 9999 |  |  | N | Natural Gas | [11 empty] | 0 |  | 0 | 0 | 0 | 0 | [11 empty] | Bloom Energy | 100 | Bloom Energy | 100 | Non-regulated
Connecticut College | 66152_G_CNC00 | 66152 | G | CNC00 |  | Fuel Cell |  | NENG_CT | Connecticut | 9 | New London | 11 | 09011 | 1.2 | 6469 | 2019 | 9999 |  |  | N | Natural Gas | [11 empty] | 0 |  | 0 | 0 | 0 | 0 | [11 empty] | Bloom Energy | 100 | Bloom Energy | 100 | Non-regulated
Ponderosa Wind II | 66155_G_GP01 | 66155 | G | GP01 |  | Onshore Wind |  | SPP_SPS | Oklahoma | 40 | Beaver | 7 | 40007 | 358 | 0 | 2024 | 9999 |  |  | N | Wind | [11 empty] | 0 |  | 0 | 0 | 0 | 0 | [11 empty] | Ponderosa Wind II, LLC | 100 | Ponderosa Wind II, LLC | 100 | Non-regulated
High Banks Wind, LLC | 66156_G_WT | 66156 | G | WT |  | Onshore Wind |  | SPP_N | Kansas | 20 | Shawnee | 177 | 20177 | 604 | 0 | 2023 | 9999 |  |  | N | Wind | [11 empty] | 0 |  | 0 | 0 | 0 | 0 | [11 empty] | High Banks Wind, LLC | 100 | High Banks Wind, LLC | 100 | Non-regulated
Red Tailed Hawk Solar LLC | 66157_G_GEN1 | 66157 | G | GEN1 |  | Solar PV |  | ERC_REST | Texas | 48 | Wharton | 481 | 48481 | 350 | 0 | 2024 | 9999 |  |  | N | Solar | [11 empty] | 0 |  | 0 | 0 | 0 | 0 | [11 empty] | Acciona Energy USA Global, LLC | 100 | Acciona Energy USA Global, LLC | 100 | Non-regulated
Cape Girardeau Renewable Energy Center | 66159_G_RECBJ | 66159 | G | RECBJ |  | Solar PV |  | MIS_MO | Missouri | 29 | Cape Girardeau | 31 | 29031 | 1.2 | 0 | 2021 | 9999 |  |  | N | Solar | [11 empty] | 0 |  | 0 | 0 | 0 | 0 | [11 empty] | Union Electric Co - (MO) | 100 | Union Electric Co - (MO) | 100 | Regulated
Friendship I | 66160_G_569 | 66160 | G | 569 |  | Solar PV |  | PJM_SMAC | Maryland | 24 | Howard | 27 | 24027 | 2 | 0 | 2023 | 9999 |  |  | N | Solar | [11 empty] | 0 |  | 0 | 0 | 0 | 0 | [11 empty] | Greenbacker Renewable Energy Corporation | 100 | Greenbacker Renewable Energy Corporation | 100 | Non-regulated
Friendship II | 66162_G_570 | 66162 | G | 570 |  | Solar PV |  | PJM_SMAC | Maryland | 24 | Howard | 27 | 24027 | 2 | 0 | 2023 | 9999 |  |  | N | Solar | [11 empty] | 0 |  | 0 | 0 | 0 | 0 | [11 empty] | Greenbacker Renewable Energy Corporation | 100 | Greenbacker Renewable Energy Corporation | 100 | Non-regulated
Jicarilla Solar 1 LLC | 66163_G_JICB1 | 66163 | G | JICB1 |  | Energy Storage |  | WECC_NM | New Mexico | 35 | Rio Arriba | 39 | 35039 | 20 | 0 | 2023 | 9999 |  |  | N | Energy Storage | [11 empty] | 0 |  | 0 | 0 | 0 | 0 | [11 empty] | Repsol Renewables NA | 100 | Repsol Renewables NA | 100 | Non-regulated
Jicarilla Solar 1 LLC | 66163_G_JICS1 | 66163 | G | JICS1 |  | Solar PV |  | WECC_NM | New Mexico | 35 | Rio Arriba | 39 | 35039 | 50 | 0 | 2023 | 9999 |  |  | N | Solar | [11 empty] | 0 |  | 0 | 0 | 0 | 0 | [11 empty] | Repsol Renewables NA | 100 | Repsol Renewables NA | 100 | Non-regulated
Pleasant Street | 66165_G_379 | 66165 | G | 379 |  | Solar PV |  | NENG_ME | Maine | 23 | Franklin | 7 | 23007 | 3 | 0 | 2023 | 9999 |  |  | N | Solar | [11 empty] | 0 |  | 0 | 0 | 0 | 0 | [11 empty] | Greenbacker Renewable Energy Corporation | 100 | Greenbacker Renewable Energy Corporation | 100 | Non-regulated
South Street - Middlebury | 66166_G_291 | 66166 | G | 291 |  | Solar PV |  | NENGREST | Vermont | 50 | Addison | 1 | 50001 | 5 | 0 | 2023 | 9999 |  |  | N | Solar | [11 empty] | 0 |  | 0 | 0 | 0 | 0 | [11 empty] | Greenbacker Renewable Energy Corporation | 100 | Greenbacker Renewable Energy Corporation | 100 | Non-regulated
AM Wind Repower LLC | 66167_G_63235 | 66167 | G | 63235 |  | Onshore Wind |  | WECC_SCE | California | 6 | Riverside | 65 | 06065 | 27 | 0 | 2023 | 9999 |  |  | N | Wind | [11 empty] | 0 |  | 0 | 0 | 0 | 0 | [11 empty] | Brookfield Renewable Trading and Marketing LP | 100 | Brookfield Renewable Trading and Marketing LP | 100 | Non-regulated
Cattlemen Solar Park | 66168_G_GEN01 | 66168 | G | GEN01 |  | Solar PV |  | ERC_REST | Texas | 48 | Milam | 331 | 48331 | 240 | 0 | 2023 | 9999 |  |  | N | Solar | [11 empty] | 0 |  | 0 | 0 | 0 | 0 | [11 empty] | Cattlemen Solar Park LLC | 100 | Cattlemen Solar Park LLC | 100 | Non-regulated
Cortez Solar 2, LLC | 66169_G_710 | 66169 | G | 710 |  | Solar PV |  | WECC_CO | Colorado | 8 | Montezuma | 83 | 08083 | 5 | 0 | 2023 | 9999 |  |  | N | Solar | [11 empty] | 0 |  | 0 | 0 | 0 | 0 | [11 empty] | Greenbacker Renewable Energy Corporation | 100 | Greenbacker Renewable Energy Corporation | 100 | Non-regulated
Revolution | 66170_G_1 | 66170 | G | 1 |  | Energy Storage |  | ERC_WEST | Texas | 48 | Crane | 103 | 48103 | 150 | 0 | 2023 | 9999 |  |  | N | Energy Storage | [11 empty] | 0 |  | 0 | 0 | 0 | 0 | [11 empty] | Crane 2 BESS, LLC | 100 | Crane 2 BESS, LLC | 100 | Non-regulated
SR Snipesville III | 66171_G_SNIP3 | 66171 | G | SNIP3 |  | Solar PV |  | S_SOU | Georgia | 13 | Jeff Davis | 161 | 13161 | 107 | 0 | 2023 | 9999 |  |  | N | Solar | [11 empty] | 0 |  | 0 | 0 | 0 | 0 | [11 empty] | SR Snipesville III, LLC | 100 | SR Snipesville III, LLC | 100 | Non-regulated
SR DeSoto II | 66172_G_SOTO2 | 66172 | G | SOTO2 |  | Solar PV |  | S_SOU | Georgia | 13 | Lee | 177 | 13177 | 65 | 0 | 2023 | 9999 |  |  | N | Solar | [11 empty] | 0 |  | 0 | 0 | 0 | 0 | [11 empty] | SR DeSoto II, LLC | 100 | SR DeSoto II, LLC | 100 | Non-regulated
SR Ailey | 66173_G_AILEY | 66173 | G | AILEY |  | Solar PV |  | S_SOU | Georgia | 13 | Montgomery | 209 | 13209 | 80 | 0 | 2024 | 9999 |  |  | N | Solar | [11 empty] | 0 |  | 0 | 0 | 0 | 0 | [11 empty] | SR Ailey, LLC | 100 | SR Ailey, LLC | 100 | Non-regulated
Treasure Lane Solar 1 | 66174_G_TREAS | 66174 | G | TREAS |  | Solar PV |  | NENG_ME | Maine | 23 | Kennebec | 11 | 23011 | 4.5 | 0 | 2023 | 9999 |  |  | N | Solar | [11 empty] | 0 |  | 0 | 0 | 0 | 0 | [11 empty] | AES Clean Energy | 100 | AES Clean Energy | 100 | Non-regulated
Ivanhoe Generation Facility | 66175_G_GEN1 | 66175 | G | GEN1 |  | Non-Fossil Waste |  | MIS_LA | Louisiana | 22 | St Mary | 101 | 22101 | 26.9 | 11084 | 2023 | 9999 |  |  | N | Non-Fossil Waste | [11 empty] | 0 |  | 0 | 0 | 0 | 0 | [11 empty] | Orion Engineered Carbons | 100 | Orion Engineered Carbons | 100 | Non-regulated
Landau Solar | 66176_G_10891 | 66176 | G | 10891 |  | Solar PV |  | NY_Z_G-I | New York | 36 | Ulster | 111 | 36111 | 2 | 0 | 2021 | 9999 |  |  | N | Solar | [11 empty] | 0 |  | 0 | 0 | 0 | 0 | [11 empty] | Generate NY Community Solar Lessor III | 100 | Generate NY Community Solar Lessor III | 100 | Non-regulated
Drinkwater Solar | 66177_G_10896 | 66177 | G | 10896 |  | Solar PV |  | NY_Z_F | New York | 36 | Montgomery | 57 | 36057 | 2 | 0 | 2021 | 9999 |  |  | N | Solar | [11 empty] | 0 |  | 0 | 0 | 0 | 0 | [11 empty] | Generate NY Community Solar Lessor III | 100 | Generate NY Community Solar Lessor III | 100 | Non-regulated
South 49th 013445 SCS Norfolk, LLC | 66178_G_9122 | 66178 | G | 9122 |  | Solar PV |  | SPP_NEBR | Nebraska | 31 | Madison | 119 | 31119 | 8.5 | 0 | 2021 | 9999 |  |  | N | Solar | [11 empty] | 0 |  | 0 | 0 | 0 | 0 | [11 empty] | Sol Systems | 100 | Sol Systems | 100 | Non-regulated
Highgate Falls | 6618_G_1 | 6618 | G | 1 |  | Hydro |  | NENGREST | Vermont | 50 | Franklin | 11 | 50011 | 1 | 0 | 1930 | 9999 |  |  | N | Hydro | [13 empty] | 0 | 0 | 0 | 0 | [11 empty] | Swanton VT (Village of) | 100 | Swanton VT (Village of) | 100 | Regulated
Highgate Falls | 6618_G_2 | 6618 | G | 2 |  | Hydro |  | NENGREST | Vermont | 50 | Franklin | 11 | 50011 | 1 | 0 | 1923 | 9999 |  |  | N | Hydro | [13 empty] | 0 | 0 | 0 | 0 | [11 empty] | Swanton VT (Village of) | 100 | Swanton VT (Village of) | 100 | Regulated
Highgate Falls | 6618_G_3 | 6618 | G | 3 |  | Hydro |  | NENGREST | Vermont | 50 | Franklin | 11 | 50011 | 2.9 | 0 | 1954 | 9999 |  |  | N | Hydro | [11 empty] | 0 |  | 0 | 0 | 0 | 0 | [11 empty] | Village of Swanton - (VT) | 100 | Village of Swanton - (VT) | 100 | Regulated
Highgate Falls | 6618_G_4 | 6618 | G | 4 |  | Hydro |  | NENGREST | Vermont | 50 | Franklin | 11 | 50011 | 4.8 | 0 | 1990 | 9999 |  |  | N | Hydro | [13 empty] | 0 | 0 | 0 | 0 | [11 empty] | Swanton VT (Village of) | 100 | Swanton VT (Village of) | 100 | Regulated
Highgate Falls | 6618_G_5 | 6618 | G | 5 |  | Hydro |  | NENGREST | Vermont | 50 | Franklin | 11 | 50011 | 0.1 | 0 | 2012 | 9999 |  |  | N | Hydro | [13 empty] | 0 | 0 | 0 | 0 | [11 empty] | Swanton VT (Village of) | 100 | Swanton VT (Village of) | 100 | Regulated
Huxley Solar | 66180_G_HUXBA | 66180 | G | HUXBA |  | Energy Storage |  | NENGREST | Massachusetts | 25 | Hampden | 13 | 25013 | 5 | 0 | 2022 | 9999 |  |  | N | Energy Storage | [11 empty] | 0 |  | 0 | 0 | 0 | 0 | [11 empty] | Huxley Solar, LLC | 100 | Huxley Solar, LLC | 100 | Non-regulated
Huxley Solar | 66180_G_HUXPV | 66180 | G | HUXPV |  | Solar PV |  | NENGREST | Massachusetts | 25 | Hampden | 13 | 25013 | 5 | 0 | 2022 | 9999 |  |  | N | Solar | [11 empty] | 0 |  | 0 | 0 | 0 | 0 | [11 empty] | Huxley Solar, LLC | 100 | Huxley Solar, LLC | 100 | Non-regulated
Beacon Solar, LLC | 66181_G_BEABA | 66181 | G | BEABA |  | Energy Storage |  | NENGREST | Massachusetts | 25 | Hampshire | 15 | 25015 | 5 | 0 | 2022 | 9999 |  |  | N | Energy Storage | [11 empty] | 0 |  | 0 | 0 | 0 | 0 | [11 empty] | Beacon Solar, LLC | 100 | Beacon Solar, LLC | 100 | Non-regulated
Beacon Solar, LLC | 66181_G_BEAPV | 66181 | G | BEAPV |  | Solar PV |  | NENGREST | Massachusetts | 25 | Hampshire | 15 | 25015 | 5 | 0 | 2022 | 9999 |  |  | N | Solar | [11 empty] | 0 |  | 0 | 0 | 0 | 0 | [11 empty] | Beacon Solar, LLC | 100 | Beacon Solar, LLC | 100 | Non-regulated
Town of Amherst Solar | 66182_G_AMHBA | 66182 | G | AMHBA |  | Energy Storage |  | NENGREST | Massachusetts | 25 | Hampshire | 15 | 25015 | 2.5 | 0 | 2022 | 9999 |  |  | N | Energy Storage | [11 empty] | 0 |  | 0 | 0 | 0 | 0 | [11 empty] | Town of Amherst Solar, LLC | 100 | Town of Amherst Solar, LLC | 100 | Non-regulated
Town of Amherst Solar | 66182_G_AMHPV | 66182 | G | AMHPV |  | Solar PV |  | NENGREST | Massachusetts | 25 | Hampshire | 15 | 25015 | 2.5 | 0 | 2022 | 9999 |  |  | N | Solar | [11 empty] | 0 |  | 0 | 0 | 0 | 0 | [11 empty] | Town of Amherst Solar, LLC | 100 | Town of Amherst Solar, LLC | 100 | Non-regulated
Clearwater Wind East | 66183_G_CWE | 66183 | G | CWE |  | Onshore Wind |  | MIS_MAPP | Montana | 30 | Custer | 17 | 30017 | 208.2 | 0 | 2023 | 9999 |  |  | N | Wind | [11 empty] | 0 |  | 0 | 0 | 0 | 0 | [11 empty] | Clearwater Wind East, LLC | 100 | Clearwater Wind East, LLC | 100 | Non-regulated
Clearwater Wind II | 66184_G_CW2 | 66184 | G | CW2 |  | Onshore Wind |  | MIS_MAPP | Montana | 30 | Rosebud | 87 | 30087 | 102.8 | 0 | 2023 | 9999 |  |  | N | Wind | [11 empty] | 0 |  | 0 | 0 | 0 | 0 | [11 empty] | Clearwater Wind II, LLC | 100 | Clearwater Wind II, LLC | 100 | Non-regulated
Crooked Lake Solar, LLC | 66185_G_GEN1 | 66185 | G | GEN1 |  | Solar PV |  | MIS_AR | Arkansas | 5 | Mississippi | 93 | 05093 | 175 | 0 | 2024 | 9999 |  |  | N | Solar | [11 empty] | 0 |  | 0 | 0 | 0 | 0 | [11 empty] | Crooked Lake Solar, LLC | 100 | Crooked Lake Solar, LLC | 100 | Non-regulated
McCarthy Solar | 66187_G_10992 | 66187 | G | 10992 |  | Solar PV |  | NY_Z_G-I | New York | 36 | Orange | 71 | 36071 | 2 | 0 | 2021 | 9999 |  |  | N | Solar | [11 empty] | 0 |  | 0 | 0 | 0 | 0 | [11 empty] | Generate NY Community Solar IV | 100 | Generate NY Community Solar IV | 100 | Non-regulated
POM Plant 1 | 66188_G_POMP1 | 66188 | G | POMP1 |  | Solar PV |  | WEC_CALN | California | 6 | Fresno | 19 | 06019 | 2.2 | 0 | 2021 | 9999 |  |  | N | Solar | [11 empty] | 0 |  | 0 | 0 | 0 | 0 | [11 empty] | POM Wonderful LLC | 100 | POM Wonderful LLC | 100 | Non-regulated
POM Plant 2 | 66189_G_POMP2 | 66189 | G | POMP2 |  | Solar PV |  | WEC_CALN | California | 6 | Fresno | 19 | 06019 | 1.3 | 0 | 2021 | 9999 |  |  | N | Solar | [11 empty] | 0 |  | 0 | 0 | 0 | 0 | [11 empty] | POM Wonderful LLC | 100 | POM Wonderful LLC | 100 | Non-regulated
Burlington (CO) | 6619_G_1 | 6619 | G | 1 |  | Combustion Turbine |  | WECC_CO | Colorado | 8 | Kit Carson | 63 | 08063 | 50 | 14201 | 1977 | 9999 |  |  | N | Distillate Fuel Oil | [12 empty] | 1.2 | 0.28704 | 0.28704 | 0.28704 | 0.28704 | [11 empty] | Tri State Generation & Transmission Association Inc | 100 | Tri State Generation & Transmission Association Inc | 100 | Regulated
Burlington (CO) | 6619_G_2 | 6619 | G | 2 |  | Combustion Turbine |  | WECC_CO | Colorado | 8 | Kit Carson | 63 | 08063 | 50 | 14206 | 1977 | 9999 |  |  | N | Distillate Fuel Oil | [12 empty] | 1.2 | 1.0157 | 1.0157 | 1.0157 | 1.0157 | [11 empty] | Tri State Generation & Transmission Association Inc | 100 | Tri State Generation & Transmission Association Inc | 100 | Regulated
Inst and Envir Dir Marine Logistics Base | 66190_G_001 | 66190 | G | 001 |  | Landfill Gas |  | S_SOU | Georgia | 13 | Dougherty | 95 | 13095 | 1.8 | 14104 | 2005 | 9999 |  |  | N | Landfill Gas | [11 empty] | 0 |  | 0.22117 | 0.22117 | 0.22117 | 0.22117 | [11 empty] | Inst and Envir Div Marine Logistics Base | 100 | Inst and Envir Div Marine Logistics Base | 100 | Non-regulated
Maple Flats | 66191_G_65015 | 66191 | G | 65015 |  | Solar PV |  | MIS_IL | Illinois | 17 | Clay | 25 | 17025 | 250 | 0 | 2023 | 9999 |  |  | N | Solar | [11 empty] | 0 |  | 0 | 0 | 0 | 0 | [11 empty] | Verizon | 75 | Verizon | 75 | Non-regulated
Heartland Farms | 66192_G_65014 | 66192 | G | 65014 |  | Onshore Wind |  | MIS_LMI | Michigan | 26 | Gratiot | 57 | 26057 | 200 | 0 | 2023 | 9999 |  |  | N | Wind | [11 empty] | 0 |  | 0 | 0 | 0 | 0 | [11 empty] | Invenergy Services LLC | 100 | Invenergy Services LLC | 100 | Non-regulated
SPPW1, LLC | 66195_G_T-1 | 66195 | G | T-1 |  | Onshore Wind |  | SPP_NEBR | Nebraska | 31 | Franklin | 61 | 31061 | 2.8 | 0 | 2022 | 9999 |  |  | N | Wind | [11 empty] | 0 |  | 0 | 0 | 0 | 0 | [11 empty] | SPPW1, LLC | 100 | SPPW1, LLC | 100 | Non-regulated
SPPW1, LLC | 66195_G_T-2 | 66195 | G | T-2 |  | Onshore Wind |  | SPP_NEBR | Nebraska | 31 | Franklin | 61 | 31061 | 2.8 | 0 | 2022 | 9999 |  |  | N | Wind | [11 empty] | 0 |  | 0 | 0 | 0 | 0 | [11 empty] | SPPW1, LLC | 100 | SPPW1, LLC | 100 | Non-regulated
Sycamore Trail Solar | 66196_G_PAST1 | 66196 | G | PAST1 |  | Solar PV |  | PJM_ATSI | Pennsylvania | 42 | Crawford | 39 | 42039 | 20 | 0 | 2025 | 9999 |  |  | N | Solar | [11 empty] | 0 |  | 0 | 0 | 0 | 0 | [11 empty] | Lightsource Renewable Energy Asset Management, LLC | 100 | Lightsource Renewable Energy Asset Management, LLC | 100 | Non-regulated
Madison Fields Solar Project, LLC | 66198_G_USMDF | 66198 | G | USMDF |  | Solar PV |  | PJM_ATSI | Ohio | 39 | Madison | 97 | 39097 | 180 | 0 | 2023 | 9999 |  |  | N | Solar | [11 empty] | 0 |  | 0 | 0 | 0 | 0 | [11 empty] | Shell Wind Energy Inc. | 100 | Shell Wind Energy Inc. | 100 | Non-regulated
Cairo Solar Farm, LLC | 66199_G_CAIRO | 66199 | G | CAIRO |  | Solar PV |  | S_SOU | Georgia | 13 | Grady | 131 | 13131 | 2 | 0 | 2017 | 9999 |  |  | N | Solar | [11 empty] | 0 |  | 0 | 0 | 0 | 0 | [11 empty] | Southeastern Solar Farm Fund, LLC | 100 | Southeastern Solar Farm Fund, LLC | 100 | Non-regulated
Cedar Creek Solar, LLC | 66200_G_CEDAR | 66200 | G | CEDAR |  | Solar PV |  | S_SOU | Georgia | 13 | Barrow | 13 | 13013 | 2 | 0 | 2017 | 9999 |  |  | N | Solar | [11 empty] | 0 |  | 0 | 0 | 0 | 0 | [11 empty] | Southeastern Solar Farm Fund, LLC | 100 | Southeastern Solar Farm Fund, LLC | 100 | Non-regulated
Niagara Bottling - Bloomfield | 66201_G_NBBRM | 66201 | G | NBBRM |  | Solar PV |  | NENG_CT | Connecticut | 9 | Hartford | 3 | 09003 | 2.8 | 0 | 2022 | 9999 |  |  | N | Solar | [11 empty] | 0 |  | 0 | 0 | 0 | 0 | [11 empty] | Westbound Solar 3, LLC | 100 | Westbound Solar 3, LLC | 100 | Non-regulated
Old Plank Road Solar Farm, LLC | 66202_G_OLDPL | 66202 | G | OLDPL |  | Solar PV |  | FRCC | Florida | 12 | Duval | 31 | 12031 | 3 | 0 | 2017 | 9999 |  |  | N | Solar | [11 empty] | 0 |  | 0 | 0 | 0 | 0 | [11 empty] | Southeastern Solar Farm Fund, LLC | 100 | Southeastern Solar Farm Fund, LLC | 100 | Non-regulated
Ripley | 66203_G_RIPLY | 66203 | G | RIPLY |  | Solar PV |  | PJM_SMAC | Maryland | 24 | Charles | 17 | 24017 | 27.5 | 0 | 2023 | 9999 |  |  | N | Solar | [11 empty] | 0 |  | 0 | 0 | 0 | 0 | [11 empty] | Conductive Power | 100 | Conductive Power | 100 | Non-regulated
Turnipseed Solar, LLC | 66205_G_TURNI | 66205 | G | TURNI |  | Solar PV |  | S_SOU | Georgia | 13 | Douglas | 97 | 13097 | 3 | 0 | 2017 | 9999 |  |  | N | Solar | [11 empty] | 0 |  | 0 | 0 | 0 | 0 | [11 empty] | Southeastern Solar Farm Fund, LLC | 100 | Southeastern Solar Farm Fund, LLC | 100 | Non-regulated
Mohawk View Solar | 66206_G_MOVSO | 66206 | G | MOVSO |  | Solar PV |  | NY_Z_F | New York | 36 | Montgomery | 57 | 36057 | 5 | 0 | 2021 | 9999 |  |  | N | Solar | [11 empty] | 0 |  | 0 | 0 | 0 | 0 | [11 empty] | Mohawk View Solar, LLC | 100 | Mohawk View Solar, LLC | 100 | Non-regulated
Van Epps Solar | 66207_G_VEPSO | 66207 | G | VEPSO |  | Solar PV |  | NY_Z_F | New York | 36 | Montgomery | 57 | 36057 | 5 | 0 | 2021 | 9999 |  |  | N | Solar | [11 empty] | 0 |  | 0 | 0 | 0 | 0 | [11 empty] | Van Epps Solar, LLC | 100 | Van Epps Solar, LLC | 100 | Non-regulated
North Central Valley | 66208_G_NCV | 66208 | G | NCV |  | Energy Storage |  | WEC_CALN | California | 6 | San Joaquin | 77 | 06077 | 132 | 0 | 2023 | 9999 |  |  | N | Energy Storage | [11 empty] | 0 |  | 0 | 0 | 0 | 0 | [11 empty] | North Central Valley Energy Storage, LLC | 100 | North Central Valley Energy Storage, LLC | 100 | Non-regulated
Bantam Solar | 66209_G_10986 | 66209 | G | 10986 |  | Solar PV |  | NY_Z_F | New York | 36 | Montgomery | 57 | 36057 | 5 | 0 | 2022 | 9999 |  |  | N | Solar | [11 empty] | 0 |  | 0 | 0 | 0 | 0 | [11 empty] | Generate NY Community Solar IV | 100 | Generate NY Community Solar IV | 100 | Non-regulated
Bogart Solar | 66210_G_10887 | 66210 | G | 10887 |  | Solar PV |  | NY_Z_F | New York | 36 | Greene | 39 | 36039 | 2 | 0 | 2019 | 9999 |  |  | N | Solar | [11 empty] | 0 |  | 0 | 0 | 0 | 0 | [11 empty] | Generate NY Community Solar Lessor II | 100 | Generate NY Community Solar Lessor II | 100 | Non-regulated
Brickchurch Solar | 66211_G_10889 | 66211 | G | 10889 |  | Solar PV |  | NY_Z_B | New York | 36 | Wayne | 117 | 36117 | 2 | 0 | 2020 | 9999 |  |  | N | Solar | [11 empty] | 0 |  | 0 | 0 | 0 | 0 | [11 empty] | Generate NY Community Solar Lessor II | 100 | Generate NY Community Solar Lessor II | 100 | Non-regulated
Canoga Solar | 66212_G_10965 | 66212 | G | 10965 |  | Solar PV |  | NY_Z_C&E | New York | 36 | Seneca | 99 | 36099 | 5 | 0 | 2021 | 9999 |  |  | N | Solar | [11 empty] | 0 |  | 0 | 0 | 0 | 0 | [11 empty] | Generate NY Community Solar Lessor III | 100 | Generate NY Community Solar Lessor III | 100 | Non-regulated
Costanza Solar | 66213_G_10907 | 66213 | G | 10907 |  | Solar PV |  | NY_Z_F | New York | 36 | Albany | 1 | 36001 | 2 | 0 | 2020 | 9999 |  |  | N | Solar | [11 empty] | 0 |  | 0 | 0 | 0 | 0 | [11 empty] | Generate NY Community Solar Lessor III | 100 | Generate NY Community Solar Lessor III | 100 | Non-regulated
County Route 84 Solar | 66214_G_10967 | 66214 | G | 10967 |  | Solar PV |  | NY_Z_C&E | New York | 36 | Steuben | 101 | 36101 | 5 | 0 | 2021 | 9999 |  |  | N | Solar | [11 empty] | 0 |  | 0 | 0 | 0 | 0 | [11 empty] | Generate NY Community Solar Lessor III | 100 | Generate NY Community Solar Lessor III | 100 | Non-regulated
Cafferty Hill Solar | 66215_G_10996 | 66215 | G | 10996 |  | Solar PV |  | NY_Z_C&E | New York | 36 | Broome | 7 | 36007 | 5 | 0 | 2022 | 9999 |  |  | N | Solar | [11 empty] | 0 |  | 0 | 0 | 0 | 0 | [11 empty] | Generate NY Community Solar V | 100 | Generate NY Community Solar V | 100 | Non-regulated
Yaupon Solar Project (Hybrid) | 66216_G_BESS | 66216 | G | BESS |  | Energy Storage |  | ERC_REST | Texas | 48 | Milam | 331 | 48331 | 100 | 0 | 2025 | 9999 |  |  | N | Energy Storage | [11 empty] | 0 |  | 0 | 0 | 0 | 0 | [11 empty] | Yaupon Solar, LLC | 100 | Yaupon Solar, LLC | 100 | Non-regulated
Yaupon Solar Project (Hybrid) | 66216_G_SOL | 66216 | G | SOL |  | Solar PV |  | ERC_REST | Texas | 48 | Milam | 331 | 48331 | 200 | 0 | 2025 | 9999 |  |  | N | Solar | [11 empty] | 0 |  | 0 | 0 | 0 | 0 | [11 empty] | Yaupon Solar, LLC | 100 | Yaupon Solar, LLC | 100 | Non-regulated
Donati Solar | 66217_G_10968 | 66217 | G | 10968 |  | Solar PV |  | NY_Z_C&E | New York | 36 | Seneca | 99 | 36099 | 2 | 0 | 2021 | 9999 |  |  | N | Solar | [11 empty] | 0 |  | 0 | 0 | 0 | 0 | [11 empty] | Generate NY Community Solar Lessor III | 100 | Generate NY Community Solar Lessor III | 100 | Non-regulated
Dubois Solar | 66218_G_10892 | 66218 | G | 10892 |  | Solar PV |  | NY_Z_G-I | New York | 36 | Ulster | 111 | 36111 | 2 | 0 | 2020 | 9999 |  |  | N | Solar | [11 empty] | 0 |  | 0 | 0 | 0 | 0 | [11 empty] | Generate NY Community Solar Lessor III | 100 | Generate NY Community Solar Lessor III | 100 | Non-regulated
Dubois Solar | 66218_G_BAT | 66218 | G | BAT |  | Energy Storage |  | NY_Z_G-I | New York | 36 | Ulster | 111 | 36111 | 2 | 0 | 2020 | 9999 |  |  | N | Energy Storage | [11 empty] | 0 |  | 0 | 0 | 0 | 0 | [11 empty] | Generate NY Community Solar Lessor III | 100 | Generate NY Community Solar Lessor III | 100 | Non-regulated
Dunkleman Solar | 66219_G_11008 | 66219 | G | 11008 |  | Solar PV |  | NY_Z_A | New York | 36 | Cattaraugus | 9 | 36009 | 5 | 0 | 2023 | 9999 |  |  | N | Solar | [11 empty] | 0 |  | 0 | 0 | 0 | 0 | [11 empty] | Generate NY Community Solar V | 100 | Generate NY Community Solar V | 100 | Non-regulated
Finney Solar | 66220_G_10999 | 66220 | G | 10999 |  | Solar PV |  | NY_Z_F | New York | 36 | Montgomery | 57 | 36057 | 5 | 0 | 2021 | 9999 |  |  | N | Solar | [11 empty] | 0 |  | 0 | 0 | 0 | 0 | [11 empty] | Generate NY Community Solar Lessor III | 100 | Generate NY Community Solar Lessor III | 100 | Non-regulated
Henrietta Solar | 66221_G_10972 | 66221 | G | 10972 |  | Solar PV |  | NY_Z_B | New York | 36 | Monroe | 55 | 36055 | 5 | 0 | 2021 | 9999 |  |  | N | Solar | [11 empty] | 0 |  | 0 | 0 | 0 | 0 | [11 empty] | Generate NY Community Solar Lessor III | 100 | Generate NY Community Solar Lessor III | 100 | Non-regulated
Landau II Solar | 66222_G_10895 | 66222 | G | 10895 |  | Solar PV |  | NY_Z_G-I | New York | 36 | Ulster | 111 | 36111 | 4 | 0 | 2021 | 9999 |  |  | N | Solar | [11 empty] | 0 |  | 0 | 0 | 0 | 0 | [11 empty] | Generate NY Community Solar Lessor III | 100 | Generate NY Community Solar Lessor III | 100 | Non-regulated
Landau II Solar | 66222_G_BAT | 66222 | G | BAT |  | Energy Storage |  | NY_Z_G-I | New York | 36 | Ulster | 111 | 36111 | 4 | 0 | 2021 | 9999 |  |  | N | Energy Storage | [11 empty] | 0 |  | 0 | 0 | 0 | 0 | [11 empty] | Generate NY Community Solar Lessor III | 100 | Generate NY Community Solar Lessor III | 100 | Non-regulated
Lockenhurst Pond Solar | 66223_G_11000 | 66223 | G | 11000 |  | Solar PV |  | NY_Z_G-I | New York | 36 | Orange | 71 | 36071 | 2 | 0 | 2022 | 9999 |  |  | N | Solar | [11 empty] | 0 |  | 0 | 0 | 0 | 0 | [11 empty] | Generate NY Community Solar V | 100 | Generate NY Community Solar V | 100 | Non-regulated
New Beginnings Solar | 66224_G_10890 | 66224 | G | 10890 |  | Solar PV |  | NY_Z_G-I | New York | 36 | Ulster | 111 | 36111 | 2 | 0 | 2019 | 9999 |  |  | N | Solar | [11 empty] | 0 |  | 0 | 0 | 0 | 0 | [11 empty] | Generate NY Community Solar Lessor II | 100 | Generate NY Community Solar Lessor II | 100 | Non-regulated
NY70 Solar | 66225_G_10970 | 66225 | G | 10970 |  | Solar PV |  | NY_Z_B | New York | 36 | Livingston | 51 | 36051 | 5 | 0 | 2021 | 9999 |  |  | N | Solar | [11 empty] | 0 |  | 0 | 0 | 0 | 0 | [11 empty] | Generate NY Community Solar Lessor III | 100 | Generate NY Community Solar Lessor III | 100 | Non-regulated
Reid Solar | 66226_G_10991 | 66226 | G | 10991 |  | Solar PV |  | NY_Z_C&E | New York | 36 | Oneida | 65 | 36065 | 4.8 | 0 | 2021 | 9999 |  |  | N | Solar | [11 empty] | 0 |  | 0 | 0 | 0 | 0 | [11 empty] | Generate NY Community Solar Lessor III | 100 | Generate NY Community Solar Lessor III | 100 | Non-regulated
Reisender Solar | 66227_G_10886 | 66227 | G | 10886 |  | Solar PV |  | NY_Z_G-I | New York | 36 | Ulster | 111 | 36111 | 2 | 0 | 2019 | 9999 |  |  | N | Solar | [11 empty] | 0 |  | 0 | 0 | 0 | 0 | [11 empty] | Generate NY Community Solar Lessor II | 100 | Generate NY Community Solar Lessor II | 100 | Non-regulated
Salt Point Solar | 66228_G_10888 | 66228 | G | 10888 |  | Solar PV |  | NY_Z_G-I | New York | 36 | Dutchess | 27 | 36027 | 2 | 0 | 2021 | 9999 |  |  | N | Solar | [11 empty] | 0 |  | 0 | 0 | 0 | 0 | [11 empty] | Generate NY Community Solar Lessor III | 100 | Generate NY Community Solar Lessor III | 100 | Non-regulated
Salt Point Solar | 66228_G_BAT | 66228 | G | BAT |  | Energy Storage |  | NY_Z_G-I | New York | 36 | Dutchess | 27 | 36027 | 2 | 0 | 2021 | 9999 |  |  | N | Energy Storage | [11 empty] | 0 |  | 0 | 0 | 0 | 0 | [11 empty] | Generate NY Community Solar Lessor III | 100 | Generate NY Community Solar Lessor III | 100 | Non-regulated
Sangolqui Solar | 66229_G_10975 | 66229 | G | 10975 |  | Solar PV |  | NY_Z_C&E | New York | 36 | Seneca | 99 | 36099 | 2 | 0 | 2021 | 9999 |  |  | N | Solar | [11 empty] | 0 |  | 0 | 0 | 0 | 0 | [11 empty] | Generate NY Community Solar Lessor III | 100 | Generate NY Community Solar Lessor III | 100 | Non-regulated
Fort Peck | 6623_G_1 | 6623 | G | 1 |  | Hydro |  | SPP_WAUE | Montana | 30 | McCone | 55 | 30055 | 50 | 0 | 1943 | 9999 |  |  | N | Hydro | [13 empty] | 0 | 0 | 0 | 0 | [11 empty] | USACE Omaha District | 100 | U S Army Corps of Engineers | 100 | Regulated
Fort Peck | 6623_G_3 | 6623 | G | 3 |  | Hydro |  | SPP_WAUE | Montana | 30 | McCone | 55 | 30055 | 50 | 0 | 1951 | 9999 |  |  | N | Hydro | [13 empty] | 0 | 0 | 0 | 0 | [11 empty] | USACE Omaha District | 100 | U S Army Corps of Engineers | 100 | Regulated
Fort Peck | 6623_G_4 | 6623 | G | 4 |  | Hydro |  | SPP_WAUE | Montana | 30 | McCone | 55 | 30055 | 49 | 0 | 1961 | 9999 |  |  | N | Hydro | [13 empty] | 0 | 0 | 0 | 0 | [11 empty] | USACE Omaha District | 100 | U S Army Corps of Engineers | 100 | Regulated
Fort Peck | 6623_G_5 | 6623 | G | 5 |  | Hydro |  | SPP_WAUE | Montana | 30 | McCone | 55 | 30055 | 49 | 0 | 1961 | 9999 |  |  | N | Hydro | [13 empty] | 0 | 0 | 0 | 0 | [11 empty] | USACE Omaha District | 100 | U S Army Corps of Engineers | 100 | Regulated
State Route 14A Solar | 66230_G_10997 | 66230 | G | 10997 |  | Solar PV |  | NY_Z_C&E | New York | 36 | Yates | 123 | 36123 | 5 | 0 | 2021 | 9999 |  |  | N | Solar | [11 empty] | 0 |  | 0 | 0 | 0 | 0 | [11 empty] | Generate NY Community Solar Lessor III | 100 | Generate NY Community Solar Lessor III | 100 | Non-regulated
State Highway 17B Solar | 66231_G_10988 | 66231 | G | 10988 |  | Solar PV |  | NY_Z_G-I | New York | 36 | Sullivan | 105 | 36105 | 4.4 | 0 | 2021 | 9999 |  |  | N | Solar | [11 empty] | 0 |  | 0 | 0 | 0 | 0 | [11 empty] | Generate NY Community Solar Lessor III | 100 | Generate NY Community Solar Lessor III | 100 | Non-regulated
Svenski Solar | 66232_G_10894 | 66232 | G | 10894 |  | Solar PV |  | NY_Z_G-I | New York | 36 | Orange | 71 | 36071 | 2 | 0 | 2022 | 9999 |  |  | N | Solar | [11 empty] | 0 |  | 0 | 0 | 0 | 0 | [11 empty] | Generate NY Community Solar Lessor III | 100 | Generate NY Community Solar Lessor III | 100 | Non-regulated
Svenski Solar | 66232_G_BAT | 66232 | G | BAT |  | Energy Storage |  | NY_Z_G-I | New York | 36 | Orange | 71 | 36071 | 2 | 0 | 2022 | 9999 |  |  | N | Energy Storage | [11 empty] | 0 |  | 0 | 0 | 0 | 0 | [11 empty] | Generate NY Community Solar Lessor III | 100 | Generate NY Community Solar Lessor III | 100 | Non-regulated
West Creek Solar | 66233_G_10995 | 66233 | G | 10995 |  | Solar PV |  | NY_Z_C&E | New York | 36 | Tioga | 107 | 36107 | 5 | 0 | 2021 | 9999 |  |  | N | Solar | [11 empty] | 0 |  | 0 | 0 | 0 | 0 | [11 empty] | Generate NY Community Solar Lessor III | 100 | Generate NY Community Solar Lessor III | 100 | Non-regulated
Wheatland 2A Solar | 66234_G_10971 | 66234 | G | 10971 |  | Solar PV |  | NY_Z_B | New York | 36 | Monroe | 55 | 36055 | 4.5 | 0 | 2021 | 9999 |  |  | N | Solar | [11 empty] | 0 |  | 0 | 0 | 0 | 0 | [11 empty] | Generate NY Community Solar IV | 100 | Generate NY Community Solar IV | 100 | Non-regulated
Wheatland 2B Solar | 66235_G_10961 | 66235 | G | 10961 |  | Solar PV |  | NY_Z_B | New York | 36 | Monroe | 55 | 36055 | 4.5 | 0 | 2021 | 9999 |  |  | N | Solar | [11 empty] | 0 |  | 0 | 0 | 0 | 0 | [11 empty] | Generate NY Community Solar IV | 100 | Generate NY Community Solar IV | 100 | Non-regulated
Wildflower Way Solar | 66236_G_10982 | 66236 | G | 10982 |  | Solar PV |  | NY_Z_C&E | New York | 36 | Steuben | 101 | 36101 | 5 | 0 | 2021 | 9999 |  |  | N | Solar | [11 empty] | 0 |  | 0 | 0 | 0 | 0 | [11 empty] | Generate NY Community Solar Lessor III | 100 | Generate NY Community Solar Lessor III | 100 | Non-regulated
Misenheimer Solar LLC | 66237_G_GEN01 | 66237 | G | GEN01 |  | Solar PV |  | S_VACA | North Carolina | 37 | Stanly | 167 | 37167 | 74.4 | 0 | 2023 | 9999 |  |  | N | Solar | [11 empty] | 0 |  | 0 | 0 | 0 | 0 | [11 empty] | Misenheimer Solar LLC | 100 | Misenheimer Solar LLC | 100 | Non-regulated
Sculpin Solar | 66238_G_1SPS | 66238 | G | 1SPS |  | Solar PV |  | MIS_INKY | Indiana | 18 | DeKalb | 33 | 18033 | 180 | 0 | 2025 | 9999 |  |  | N | Solar | [11 empty] | 0 |  | 0 | 0 | 0 | 0 | [11 empty] | Sculpin Solar LLC | 100 | Sculpin Solar LLC | 100 | Non-regulated
Pearl River Solar Park LLC | 66239_G_GEN01 | 66239 | G | GEN01 |  | Solar PV |  | S_C_TVA | Mississippi | 28 | Scott | 123 | 28123 | 175 | 0 | 2023 | 9999 |  |  | N | Solar | [11 empty] | 0 |  | 0 | 0 | 0 | 0 | [11 empty] | Pearl River Solar Park, LLC | 100 | Pearl River Solar Park, LLC | 100 | Non-regulated
Gavins Point | 6624_G_1 | 6624 | G | 1 |  | Hydro |  | SPP_WAUE | Nebraska | 31 | Cedar | 27 | 31027 | 34 | 0 | 1956 | 9999 |  |  | N | Hydro | [13 empty] | 0 | 0 | 0 | 0 | [11 empty] | USACE Omaha District | 100 | U S Army Corps of Engineers | 100 | Regulated
Gavins Point | 6624_G_2 | 6624 | G | 2 |  | Hydro |  | SPP_WAUE | Nebraska | 31 | Cedar | 27 | 31027 | 34 | 0 | 1956 | 9999 |  |  | N | Hydro | [13 empty] | 0 | 0 | 0 | 0 | [11 empty] | USACE Omaha District | 100 | U S Army Corps of Engineers | 100 | Regulated
Gavins Point | 6624_G_3 | 6624 | G | 3 |  | Hydro |  | SPP_WAUE | Nebraska | 31 | Cedar | 27 | 31027 | 34 | 0 | 1957 | 9999 |  |  | N | Hydro | [13 empty] | 0 | 0 | 0 | 0 | [11 empty] | USACE Omaha District | 100 | U S Army Corps of Engineers | 100 | Regulated
Ragsdale Solar LLC | 66240_G_GEN01 | 66240 | G | GEN01 |  | Solar PV |  | MIS_MS | Mississippi | 28 | Madison | 89 | 28089 | 100 | 0 | 2024 | 9999 |  |  | N | Solar | [11 empty] | 0 |  | 0 | 0 | 0 | 0 | [11 empty] | Ragsdale Solar, LLC | 100 | Ragsdale Solar, LLC | 100 | Non-regulated
Lake Elsinore Canopies - Lakeside HS | 66242_G_LSHS | 66242 | G | LSHS |  | Solar PV |  | WECC_SCE | California | 6 | Riverside | 65 | 06065 | 1 | 0 | 2022 | 9999 |  |  | N | Solar | [11 empty] | 0 |  | 0 | 0 | 0 | 0 | [11 empty] | Standard Solar | 100 | Standard Solar | 100 | Non-regulated
Lewiston Junction Road Solar | 66243_G_LWSJN | 66243 | G | LWSJN |  | Solar PV |  | NENG_ME | Maine | 23 | Androscoggin | 1 | 23001 | 4.9 | 0 | 2022 | 9999 |  |  | N | Solar | [11 empty] | 0 |  | 0 | 0 | 0 | 0 | [11 empty] | NextGrid Peppertree, LLC | 100 | NextGrid Peppertree, LLC | 100 | Non-regulated
Webb Road Solar | 66244_G_WEBRD | 66244 | G | WEBRD |  | Solar PV |  | NENG_ME | Maine | 23 | Kennebec | 11 | 23011 | 4.6 | 0 | 2022 | 9999 |  |  | N | Solar | [11 empty] | 0 |  | 0 | 0 | 0 | 0 | [11 empty] | NextGrid Mastic, LLC | 100 | NextGrid Mastic, LLC | 100 | Non-regulated
Merrill Road Solar | 66245_G_MRLRD | 66245 | G | MRLRD |  | Solar PV |  | NENG_ME | Maine | 23 | Androscoggin | 1 | 23001 | 4.6 | 0 | 2022 | 9999 |  |  | N | Solar | [11 empty] | 0 |  | 0 | 0 | 0 | 0 | [11 empty] | NextGrid Mangrove, LLC | 100 | NextGrid Mangrove, LLC | 100 | Non-regulated
Lisbon Street Solar | 66246_G_LSBST | 66246 | G | LSBST |  | Solar PV |  | NENG_ME | Maine | 23 | Androscoggin | 1 | 23001 | 2 | 0 | 2022 | 9999 |  |  | N | Solar | [11 empty] | 0 |  | 0 | 0 | 0 | 0 | [11 empty] | NextGrid Cliffrose, LLC | 100 | NextGrid Cliffrose, LLC | 100 | Non-regulated
Ash Mesa Solar, LLC | 66247_G_21536 | 66247 | G | 21536 |  | Solar PV |  | WECC_CO | Colorado | 8 | Montrose | 85 | 08085 | 7.8 | 0 | 2022 | 9999 |  |  | N | Solar | [11 empty] | 0 |  | 0 | 0 | 0 | 0 | [11 empty] | Aspen Creek Power Holdings, LLC | 100 | Aspen Creek Power Holdings, LLC | 100 | Non-regulated
Blue Harvest Solar Park | 66249_G_GEN01 | 66249 | G | GEN01 |  | Solar PV |  | PJM_West | Ohio | 39 | Putnam | 137 | 39137 | 49.9 | 0 | 2023 | 9999 |  |  | N | Solar | [11 empty] | 0 |  | 0 | 0 | 0 | 0 | [11 empty] | Blue Harvest Solar Park LLC | 100 | Blue Harvest Solar Park LLC | 100 | Non-regulated
Timber Road Solar Park | 66250_G_GEN01 | 66250 | G | GEN01 |  | Solar PV |  | PJM_West | Ohio | 39 | Paulding | 125 | 39125 | 49.9 | 0 | 2023 | 9999 |  |  | N | Solar | [11 empty] | 0 |  | 0 | 0 | 0 | 0 | [11 empty] | Timber Road Solar Park | 100 | Timber Road Solar Park | 100 | Non-regulated
Martin Marietta Wind Project | 66261_G_WTG01 | 66261 | G | WTG01 |  | Onshore Wind |  | PJM_ATSI | Ohio | 39 | Sandusky | 143 | 39143 | 1.5 | 0 | 2023 | 9999 |  |  | N | Wind | [11 empty] | 0 |  | 0 | 0 | 0 | 0 | [11 empty] | OEE XXXIII LLC | 100 | OEE XXXIII LLC | 100 | Non-regulated
Martin Marietta Wind Project | 66261_G_WTG02 | 66261 | G | WTG02 |  | Onshore Wind |  | PJM_ATSI | Ohio | 39 | Sandusky | 143 | 39143 | 1.5 | 0 | 2023 | 9999 |  |  | N | Wind | [11 empty] | 0 |  | 0 | 0 | 0 | 0 | [11 empty] | OEE XXXIII LLC | 100 | OEE XXXIII LLC | 100 | Non-regulated
Martin Marietta Wind Project | 66261_G_WTG03 | 66261 | G | WTG03 |  | Onshore Wind |  | PJM_ATSI | Ohio | 39 | Sandusky | 143 | 39143 | 1.5 | 0 | 2023 | 9999 |  |  | N | Wind | [11 empty] | 0 |  | 0 | 0 | 0 | 0 | [11 empty] | OEE XXXIII LLC | 100 | OEE XXXIII LLC | 100 | Non-regulated
Rowland Solar II | 66262_G_SAREN | 66262 | G | SAREN |  | Solar PV |  | ERC_REST | Texas | 48 | Fort Bend | 157 | 48157 | 200 | 0 | 2024 | 9999 |  |  | N | Solar | [11 empty] | 0 |  | 0 | 0 | 0 | 0 | [11 empty] | CT Cutlass II Solar LLC | 100 | CT Cutlass II Solar LLC | 100 | Non-regulated
Eleven Mile Solar Center | 66263_G_1111 | 66263 | G | 1111 |  | Solar PV |  | WECC_AZ | Arizona | 4 | Pinal | 21 | 04021 | 300 | 0 | 2024 | 9999 |  |  | N | Solar | [11 empty] | 0 |  | 0 | 0 | 0 | 0 | [11 empty] | Eleven Mile Solar Center, LLC | 100 | Eleven Mile Solar Center, LLC | 100 | Non-regulated
Speedway Solar, LLC | 66264_G_SDS | 66264 | G | SDS |  | Solar PV |  | MIS_INKY | Indiana | 18 | Shelby | 145 | 18145 | 199 | 0 | 2024 | 9999 |  |  | N | Solar | [11 empty] | 0 |  | 0 | 0 | 0 | 0 | [11 empty] | Speedway Solar, LLC | 100 | Speedway Solar, LLC | 100 | Non-regulated
Paradise Energy Storage | 66265_G_1 | 66265 | G | 1 |  | Energy Storage |  | WEC_SDGE | California | 6 | San Diego | 73 | 06073 | 10 | 0 | 2023 | 9999 |  |  | N | Energy Storage | [11 empty] | 0 |  | 0 | 0 | 0 | 0 | [11 empty] | San Diego Gas & Electric Co | 100 | San Diego Gas & Electric Co | 100 | Regulated
Clairemont Energy Storage | 66266_G_1 | 66266 | G | 1 |  | Energy Storage |  | WEC_SDGE | California | 6 | San Diego | 73 | 06073 | 10 | 0 | 2023 | 9999 |  |  | N | Energy Storage | [11 empty] | 0 |  | 0 | 0 | 0 | 0 | [11 empty] | San Diego Gas & Electric Co | 100 | San Diego Gas & Electric Co | 100 | Regulated
Deerhaven Generating Station | 663_G_GT3 | 663 | G | GT3 | 488 | Combustion Turbine |  | FRCC | Florida | 12 | Alachua | 1 | 12001 | 71 | 15493 | 1996 | 9999 |  |  | N | Natural Gas, Distillate Fuel Oil |  |  |  | DLNB + H2O | [8 empty] | 0.8 | 0.03274 | 0.03274 | 0.03274 | 0.03274 | [11 empty] | Gainesville Regional Utilities | 100 | Gainesville Regional Utilities | 100 | Regulated
A L Pierce | 6635_G_4 | 6635 | G | 4 | 90114 | Combustion Turbine |  | NENG_CT | Connecticut | 9 | New Haven | 9 | 09009 | 74.1 | 11843 | 2007 | 9999 |  |  | N | Natural Gas, Distillate Fuel Oil |  |  |  | DLNB + H2O | [9 empty] | 0.1076 | 0.1076 | 0.1076 | 0.1076 | [11 empty] | MPH AL Pierce LLC | 100 | Hull Street Energy LLC | 100 | Regulated
Lake Lynn Hydro Station | 6636_G_1 | 6636 | G | 1 |  | Hydro |  | PJM_AP | Pennsylvania | 42 | Fayette | 51 | 42051 | 13 | 0 | 1926 | 9999 |  |  | N | Hydro | [13 empty] | 0 | 0 | 0 | 0 | [11 empty] | Lake Lynn Generation LLC | 100 | Ontario Power Generation Inc | 100 | Non-regulated
Lake Lynn Hydro Station | 6636_G_2 | 6636 | G | 2 |  | Hydro |  | PJM_AP | Pennsylvania | 42 | Fayette | 51 | 42051 | 13 | 0 | 1929 | 9999 |  |  | N | Hydro | [13 empty] | 0 | 0 | 0 | 0 | [11 empty] | Lake Lynn Generation LLC | 100 | Ontario Power Generation Inc | 100 | Non-regulated
Lake Lynn Hydro Station | 6636_G_3 | 6636 | G | 3 |  | Hydro |  | PJM_AP | Pennsylvania | 42 | Fayette | 51 | 42051 | 13 | 0 | 1926 | 9999 |  |  | N | Hydro | [13 empty] | 0 | 0 | 0 | 0 | [11 empty] | Lake Lynn Generation LLC | 100 | Ontario Power Generation Inc | 100 | Non-regulated
Lake Lynn Hydro Station | 6636_G_4 | 6636 | G | 4 |  | Hydro |  | PJM_AP | Pennsylvania | 42 | Fayette | 51 | 42051 | 13 | 0 | 1926 | 9999 |  |  | N | Hydro | [13 empty] | 0 | 0 | 0 | 0 | [11 empty] | Lake Lynn Generation LLC | 100 | Ontario Power Generation Inc | 100 | Non-regulated
John R Kelly | 664_G_8.2 | 664 | G | 8.2 |  | Combined Cycle |  | FRCC | Florida | 12 | Alachua | 1 | 12001 | 41 | 7758 | 2021 | 9999 |  |  | N | Natural Gas, Distillate Fuel Oil | [13 empty] | 0.02275 | 0.02275 | 0.02275 | 0.02275 | [11 empty] | Gainesville Regional Utilities | 100 | Gainesville Regional Utilities | 100 | Regulated
John R Kelly | 664_G_CT04 | 664 | G | CT04 | 489 | Combined Cycle |  | FRCC | Florida | 12 | Alachua | 1 | 12001 | 72 | 7758 | 2001 | 9999 |  |  | N | Natural Gas, Distillate Fuel Oil |  |  |  | DLNB | [9 empty] | 0.02275 | 0.02275 | 0.02275 | 0.02275 | [11 empty] | Gainesville Regional Utilities | 100 | Gainesville Regional Utilities | 100 | Regulated
Lake Mathews | 6644_G_1 | 6644 | G | 1 |  | Hydro |  | WECC_SCE | California | 6 | Riverside | 65 | 06065 | 4.9 | 0 | 1980 | 9999 |  |  | N | Hydro | [13 empty] | 0 | 0 | 0 | 0 | [11 empty] | Metropolitan Water District | 100 | Metropolitan Water District | 100 | Regulated
Foothill Feeder | 6645_G_1 | 6645 | G | 1 |  | Hydro |  | WEC_LADW | California | 6 | Los Angeles | 37 | 06037 | 3.6 | 0 | 1981 | 9999 |  |  | N | Hydro | [13 empty] | 0 | 0 | 0 | 0 | [11 empty] | Metropolitan Water District | 100 | Metropolitan Water District | 100 | Regulated
Foothill Feeder | 6645_G_2 | 6645 | G | 2 |  | Hydro |  | WEC_LADW | California | 6 | Los Angeles | 37 | 06037 | 3.6 | 0 | 1981 | 9999 |  |  | N | Hydro | [13 empty] | 0 | 0 | 0 | 0 | [11 empty] | Metropolitan Water District | 100 | Metropolitan Water District | 100 | Regulated
San Dimas | 6646_G_1 | 6646 | G | 1 |  | Hydro |  | WECC_SCE | California | 6 | Los Angeles | 37 | 06037 | 9.9 | 0 | 1981 | 9999 |  |  | N | Hydro | [13 empty] | 0 | 0 | 0 | 0 | [11 empty] | Metropolitan Water District | 100 | Metropolitan Water District | 100 | Regulated
Yorba Linda | 6647_G_1 | 6647 | G | 1 |  | Hydro |  | WECC_SCE | California | 6 | Orange | 59 | 06059 | 5.1 | 0 | 1981 | 9999 |  |  | N | Hydro | [13 empty] | 0 | 0 | 0 | 0 | [11 empty] | Metropolitan Water District | 100 | Metropolitan Water District | 100 | Regulated
G W Ivey | 665_G_13 | 665 | G | 13 |  | Combustion Turbine | IC Engine | FRCC | Florida | 12 | Miami Dade | 86 | 12086 | 1.8 | 16413 | 1972 | 9999 |  |  | N | Natural Gas, Distillate Fuel Oil | [12 empty] | 0.8 | 4.357 | 4.357 | 4.357 | 4.357 | [11 empty] | Homestead FL (City of) | 100 | Homestead FL (City of) | 100 | Regulated
G W Ivey | 665_G_14 | 665 | G | 14 |  | Combustion Turbine | IC Engine | FRCC | Florida | 12 | Miami Dade | 86 | 12086 | 1.8 | 16413 | 1972 | 9999 |  |  | N | Natural Gas, Distillate Fuel Oil | [12 empty] | 0.8 | 3.7448 | 3.7448 | 3.7448 | 3.7448 | [11 empty] | Homestead FL (City of) | 100 | Homestead FL (City of) | 100 | Regulated
G W Ivey | 665_G_15 | 665 | G | 15 |  | Combustion Turbine | IC Engine | FRCC | Florida | 12 | Miami Dade | 86 | 12086 | 1.8 | 16413 | 1972 | 9999 |  |  | N | Natural Gas, Distillate Fuel Oil | [12 empty] | 0.8 | 4.3062 | 4.3062 | 4.3062 | 4.3062 | [11 empty] | Homestead FL (City of) | 100 | Homestead FL (City of) | 100 | Regulated
G W Ivey | 665_G_16 | 665 | G | 16 |  | Combustion Turbine | IC Engine | FRCC | Florida | 12 | Miami Dade | 86 | 12086 | 1.8 | 16413 | 1972 | 9999 |  |  | N | Natural Gas, Distillate Fuel Oil | [12 empty] | 0.8 | 4.3062 | 4.3062 | 4.3062 | 4.3062 | [11 empty] | Homestead FL (City of) | 100 | Homestead FL (City of) | 100 | Regulated
G W Ivey | 665_G_17 | 665 | G | 17 |  | Combustion Turbine | IC Engine | FRCC | Florida | 12 | Miami Dade | 86 | 12086 | 1.8 | 16413 | 1972 | 9999 |  |  | N | Natural Gas, Distillate Fuel Oil | [12 empty] | 0.8 | 4.3638 | 4.3638 | 4.3638 | 4.3638 | [11 empty] | Homestead FL (City of) | 100 | Homestead FL (City of) | 100 | Regulated
G W Ivey | 665_G_19 | 665 | G | 19 |  | Combustion Turbine | IC Engine | FRCC | Florida | 12 | Miami Dade | 86 | 12086 | 8 | 16415 | 1975 | 9999 |  |  | N | Natural Gas, Distillate Fuel Oil | [12 empty] | 0.8 | 1.9319 | 1.9319 | 1.9319 | 1.9319 | [11 empty] | Homestead FL (City of) | 100 | Homestead FL (City of) | 100 | Regulated
G W Ivey | 665_G_2 | 665 | G | 2 |  | Combustion Turbine | IC Engine | FRCC | Florida | 12 | Miami Dade | 86 | 12086 | 1.8 | 16413 | 1970 | 9999 |  |  | N | Natural Gas, Distillate Fuel Oil | [13 empty] | 4.3062 | 4.3062 | 4.3062 | 4.3062 | [11 empty] | Homestead FL (City of) | 100 | Homestead FL (City of) | 100 | Regulated
G W Ivey | 665_G_20 | 665 | G | 20 |  | Combustion Turbine | IC Engine | FRCC | Florida | 12 | Miami Dade | 86 | 12086 | 6 | 16414 | 1981 | 9999 |  |  | N | Natural Gas, Distillate Fuel Oil | [12 empty] | 0.8 | 4.3226 | 4.3226 | 4.3226 | 4.3226 | [11 empty] | Homestead FL (City of) | 100 | Homestead FL (City of) | 100 | Regulated
G W Ivey | 665_G_21 | 665 | G | 21 |  | Combustion Turbine | IC Engine | FRCC | Florida | 12 | Miami Dade | 86 | 12086 | 6 | 16414 | 1981 | 9999 |  |  | N | Natural Gas, Distillate Fuel Oil | [12 empty] | 0.8 | 4.3599 | 4.3599 | 4.3599 | 4.3599 | [11 empty] | Homestead FL (City of) | 100 | Homestead FL (City of) | 100 | Regulated
G W Ivey | 665_G_22 | 665 | G | 22 |  | Combustion Turbine | IC Engine | FRCC | Florida | 12 | Miami Dade | 86 | 12086 | 0.1 | 25000 | 2013 | 9999 |  |  | N | Distillate Fuel Oil | [13 empty] | 1.6498 | 1.6498 | 1.6498 | 1.6498 | [11 empty] | Homestead FL (City of) | 100 | Homestead FL (City of) | 100 | Regulated
G W Ivey | 665_G_3 | 665 | G | 3 |  | Combustion Turbine | IC Engine | FRCC | Florida | 12 | Miami Dade | 86 | 12086 | 1.8 | 16413 | 1970 | 9999 |  |  | N | Natural Gas, Distillate Fuel Oil | [13 empty] | 4.3062 | 4.3062 | 4.3062 | 4.3062 | [11 empty] | Homestead FL (City of) | 100 | Homestead FL (City of) | 100 | Regulated
Mexico | 6650_G_1 | 6650 | G | 1 | 90098 | Combustion Turbine |  | MIS_MO | Missouri | 29 | Audrain | 7 | 29007 | 54 | 15788 | 1978 | 9999 |  |  | N | Distillate Fuel Oil | [12 empty] | 2.02 | 1.2 | 1.2 | 1.2 | 1.2 | [11 empty] | Ameren Missouri | 100 | Ameren Corp | 100 | Regulated
Moberly | 6651_G_1 | 6651 | G | 1 | 90099 | Combustion Turbine |  | MIS_MO | Missouri | 29 | Randolph | 175 | 29175 | 54 | 24030 | 1978 | 9999 |  |  | N | Distillate Fuel Oil | [12 empty] | 2.02 | 1.2 | 1.2 | 1.2 | 1.2 | [11 empty] | Ameren Missouri | 100 | Ameren Corp | 100 | Regulated
Moreau | 6652_G_1 | 6652 | G | 1 | 90100 | Combustion Turbine |  | MIS_MO | Missouri | 29 | Cole | 51 | 29051 | 54 | 22314 | 1978 | 9999 |  |  | N | Distillate Fuel Oil | [12 empty] | 2.02 | 1.2 | 1.2 | 1.2 | 1.2 | [11 empty] | Ameren Missouri | 100 | Ameren Corp | 100 | Regulated
J D Kennedy | 666_G_GT37 | 666 | G | GT37 | 493 | Combustion Turbine |  | FRCC | Florida | 12 | Duval | 31 | 12031 | 178.6 | 12606 | 2000 | 9999 |  |  | N | Natural Gas, Distillate Fuel Oil |  |  |  | DLNB + H2O | [8 empty] | 0.8 | 0.03636 | 0.03636 | 0.03636 | 0.03636 | [11 empty] | JEA | 100 | JEA | 100 | Regulated
J D Kennedy | 666_G_GT38 | 666 | G | GT38 | 90118 | Combustion Turbine |  | FRCC | Florida | 12 | Duval | 31 | 12031 | 178.6 | 12607 | 2009 | 9999 |  |  | N | Natural Gas, Distillate Fuel Oil |  |  |  | DLNB + H2O | [9 empty] | 0.03682 | 0.03682 | 0.03682 | 0.03682 | [11 empty] | JEA | 100 | JEA | 100 | Regulated
Northside Generating Station | 667_G_4 | 667 | G | 4 |  | Combustion Turbine |  | FRCC | Florida | 12 | Duval | 31 | 12031 | 53 | 18618 | 1975 | 9999 |  |  | N | Distillate Fuel Oil | [12 empty] | 0.8 | 0.35628 | 0.35628 | 0.35628 | 0.35628 | [11 empty] | JEA | 100 | JEA | 100 | Regulated
Northside Generating Station | 667_G_5 | 667 | G | 5 |  | Combustion Turbine |  | FRCC | Florida | 12 | Duval | 31 | 12031 | 53 | 18626 | 1974 | 9999 |  |  | N | Distillate Fuel Oil | [12 empty] | 0.8 | 0.38642 | 0.38642 | 0.38642 | 0.38642 | [11 empty] | JEA | 100 | JEA | 100 | Regulated
Northside Generating Station | 667_G_6 | 667 | G | 6 |  | Combustion Turbine |  | FRCC | Florida | 12 | Duval | 31 | 12031 | 53 | 18626 | 1974 | 9999 |  |  | N | Distillate Fuel Oil | [12 empty] | 0.8 | 0.38755 | 0.38755 | 0.38755 | 0.38755 | [11 empty] | JEA | 100 | JEA | 100 | Regulated
Northside Generating Station | 667_G_GT3 | 667 | G | GT3 |  | Combustion Turbine |  | FRCC | Florida | 12 | Duval | 31 | 12031 | 53 | 18626 | 1975 | 9999 |  |  | N | Distillate Fuel Oil | [12 empty] | 0.8 | 0.36986 | 0.36986 | 0.36986 | 0.36986 | [11 empty] | JEA | 100 | JEA | 100 | Regulated
Northside Generating Station | 667_G_ST3 | 667 | G | ST3 | 500 | O/G Steam |  | FRCC | Florida | 12 | Duval | 31 | 12031 | 524 | 11615 | 1977 | 9999 | wall | dry | N | Natural Gas, Residual Fuel Oil |  |  |  | LNB | SNCR | [8 empty] | 0.19131 | 0.19131 | 0.19131 | 0.19131 | [11 empty] | JEA | 100 | JEA | 100 | Regulated
Pebbly Beach Generating Station Hybrid | 6704_G_10 | 6704 | G | 10 |  | Combustion Turbine | IC Engine | WECC_SCE | California | 6 | Los Angeles | 37 | 06037 | 1.1 | 10745 | 1966 | 9999 |  |  | N | Distillate Fuel Oil | [12 empty] | 0.74 | 0.45155 | 0.45155 | 0.45155 | 0.45155 | [11 empty] | Southern California Edison Co | 100 | Edison International | 100 | Regulated
Pebbly Beach Generating Station Hybrid | 6704_G_12 | 6704 | G | 12 |  | Combustion Turbine | IC Engine | WECC_SCE | California | 6 | Los Angeles | 37 | 06037 | 1.6 | 10745 | 1976 | 9999 |  |  | N | Distillate Fuel Oil | [12 empty] | 0.74 | 0.45155 | 0.45155 | 0.45155 | 0.45155 | [11 empty] | Southern California Edison Co | 100 | Edison International | 100 | Regulated
Pebbly Beach Generating Station Hybrid | 6704_G_14 | 6704 | G | 14 |  | Combustion Turbine | IC Engine | WECC_SCE | California | 6 | Los Angeles | 37 | 06037 | 1.4 | 10745 | 1986 | 9999 |  |  | N | Distillate Fuel Oil | [12 empty] | 0.74 | 0.45155 | 0.45155 | 0.45155 | 0.45155 | [11 empty] | Southern California Edison Co | 100 | Edison International | 100 | Regulated
Pebbly Beach Generating Station Hybrid | 6704_G_15 | 6704 | G | 15 |  | Combustion Turbine | IC Engine | WECC_SCE | California | 6 | Los Angeles | 37 | 06037 | 2.8 | 10745 | 1995 | 9999 |  |  | N | Distillate Fuel Oil | [12 empty] | 0.74 | 0.45155 | 0.45155 | 0.45155 | 0.45155 | [11 empty] | Southern California Edison Co | 100 | Edison International | 100 | Regulated
Pebbly Beach Generating Station Hybrid | 6704_G_7 | 6704 | G | 7 |  | Combustion Turbine | IC Engine | WECC_SCE | California | 6 | Los Angeles | 37 | 06037 | 1 | 10745 | 1958 | 9999 |  |  | N | Distillate Fuel Oil | [12 empty] | 0.74 | 0.45155 | 0.45155 | 0.45155 | 0.45155 | [11 empty] | Southern California Edison Co | 100 | Edison International | 100 | Regulated
Pebbly Beach Generating Station Hybrid | 6704_G_8 | 6704 | G | 8 |  | Combustion Turbine | IC Engine | WECC_SCE | California | 6 | Los Angeles | 37 | 06037 | 1.5 | 10745 | 1963 | 9999 |  |  | N | Distillate Fuel Oil | [12 empty] | 0.74 | 0.45155 | 0.45155 | 0.45155 | 0.45155 | [11 empty] | Southern California Edison Co | 100 | Edison International | 100 | Regulated
Pebbly Beach Generating Station Hybrid | 6704_G_MT01 | 6704 | G | MT01 |  | Combustion Turbine |  | WEC_LADW | California | 6 | Los Angeles | 37 | 06037 | 0.1 | 15276 | 2011 | 9999 |  |  | N | Natural Gas | [13 empty] | 0.79549 | 0.79549 | 0.79549 | 0.79549 | [11 empty] | Southern California Edison Co | 100 | Edison International | 100 | Regulated
Pebbly Beach Generating Station Hybrid | 6704_G_MT02 | 6704 | G | MT02 |  | Combustion Turbine |  | WEC_LADW | California | 6 | Los Angeles | 37 | 06037 | 0.1 | 15294 | 2011 | 9999 |  |  | N | Natural Gas | [13 empty] | 0.79549 | 0.79549 | 0.79549 | 0.79549 | [11 empty] | Southern California Edison Co | 100 | Edison International | 100 | Regulated
Pebbly Beach Generating Station Hybrid | 6704_G_MT03 | 6704 | G | MT03 |  | Combustion Turbine |  | WEC_LADW | California | 6 | Los Angeles | 37 | 06037 | 0.1 | 15294 | 2011 | 9999 |  |  | N | Natural Gas | [13 empty] | 0.79549 | 0.79549 | 0.79549 | 0.79549 | [11 empty] | Southern California Edison Co | 100 | Edison International | 100 | Regulated
Pebbly Beach Generating Station Hybrid | 6704_G_MT04 | 6704 | G | MT04 |  | Combustion Turbine |  | WEC_LADW | California | 6 | Los Angeles | 37 | 06037 | 0.1 | 15294 | 2011 | 9999 |  |  | N | Natural Gas | [13 empty] | 0.79549 | 0.79549 | 0.79549 | 0.79549 | [11 empty] | Southern California Edison Co | 100 | Edison International | 100 | Regulated
Pebbly Beach Generating Station Hybrid | 6704_G_MT05 | 6704 | G | MT05 |  | Combustion Turbine |  | WEC_LADW | California | 6 | Los Angeles | 37 | 06037 | 0.1 | 15294 | 2011 | 9999 |  |  | N | Natural Gas | [13 empty] | 0.79549 | 0.79549 | 0.79549 | 0.79549 | [11 empty] | Southern California Edison Co | 100 | Edison International | 100 | Regulated
Pebbly Beach Generating Station Hybrid | 6704_G_MT06 | 6704 | G | MT06 |  | Combustion Turbine |  | WEC_LADW | California | 6 | Los Angeles | 37 | 06037 | 0.1 | 15294 | 2011 | 9999 |  |  | N | Natural Gas | [13 empty] | 0.79549 | 0.79549 | 0.79549 | 0.79549 | [11 empty] | Southern California Edison Co | 100 | Edison International | 100 | Regulated
Pebbly Beach Generating Station Hybrid | 6704_G_MT07 | 6704 | G | MT07 |  | Combustion Turbine |  | WEC_LADW | California | 6 | Los Angeles | 37 | 06037 | 0.1 | 15294 | 2011 | 9999 |  |  | N | Natural Gas | [13 empty] | 0.79549 | 0.79549 | 0.79549 | 0.79549 | [11 empty] | Southern California Edison Co | 100 | Edison International | 100 | Regulated
Pebbly Beach Generating Station Hybrid | 6704_G_MT08 | 6704 | G | MT08 |  | Combustion Turbine |  | WEC_LADW | California | 6 | Los Angeles | 37 | 06037 | 0.1 | 15294 | 2011 | 9999 |  |  | N | Natural Gas | [13 empty] | 0.79549 | 0.79549 | 0.79549 | 0.79549 | [11 empty] | Southern California Edison Co | 100 | Edison International | 100 | Regulated
Pebbly Beach Generating Station Hybrid | 6704_G_MT09 | 6704 | G | MT09 |  | Combustion Turbine |  | WEC_LADW | California | 6 | Los Angeles | 37 | 06037 | 0.1 | 15294 | 2011 | 9999 |  |  | N | Natural Gas | [13 empty] | 0.79549 | 0.79549 | 0.79549 | 0.79549 | [11 empty] | Southern California Edison Co | 100 | Edison International | 100 | Regulated
Pebbly Beach Generating Station Hybrid | 6704_G_MT10 | 6704 | G | MT10 |  | Combustion Turbine |  | WEC_LADW | California | 6 | Los Angeles | 37 | 06037 | 0.1 | 15294 | 2011 | 9999 |  |  | N | Natural Gas | [13 empty] | 0.79549 | 0.79549 | 0.79549 | 0.79549 | [11 empty] | Southern California Edison Co | 100 | Edison International | 100 | Regulated
Pebbly Beach Generating Station Hybrid | 6704_G_MT11 | 6704 | G | MT11 |  | Combustion Turbine |  | WEC_LADW | California | 6 | Los Angeles | 37 | 06037 | 0.1 | 15294 | 2011 | 9999 |  |  | N | Natural Gas | [13 empty] | 0.79549 | 0.79549 | 0.79549 | 0.79549 | [11 empty] | Southern California Edison Co | 100 | Edison International | 100 | Regulated
Pebbly Beach Generating Station Hybrid | 6704_G_MT14 | 6704 | G | MT14 |  | Combustion Turbine |  | WEC_LADW | California | 6 | Los Angeles | 37 | 06037 | 0.1 | 15294 | 2011 | 9999 |  |  | N | Natural Gas | [13 empty] | 0.79549 | 0.79549 | 0.79549 | 0.79549 | [11 empty] | Southern California Edison Co | 100 | Edison International | 100 | Regulated
Pebbly Beach Generating Station Hybrid | 6704_G_MT15 | 6704 | G | MT15 |  | Combustion Turbine |  | WEC_LADW | California | 6 | Los Angeles | 37 | 06037 | 0.1 | 15294 | 2011 | 9999 |  |  | N | Natural Gas | [13 empty] | 0.79549 | 0.79549 | 0.79549 | 0.79549 | [11 empty] | Southern California Edison Co | 100 | Edison International | 100 | Regulated
Pebbly Beach Generating Station Hybrid | 6704_G_MT16 | 6704 | G | MT16 |  | Combustion Turbine |  | WEC_LADW | California | 6 | Los Angeles | 37 | 06037 | 0.1 | 15294 | 2011 | 9999 |  |  | N | Natural Gas | [13 empty] | 0.79549 | 0.79549 | 0.79549 | 0.79549 | [11 empty] | Southern California Edison Co | 100 | Edison International | 100 | Regulated
Pebbly Beach Generating Station Hybrid | 6704_G_MT17 | 6704 | G | MT17 |  | Combustion Turbine |  | WEC_LADW | California | 6 | Los Angeles | 37 | 06037 | 0.1 | 15294 | 2011 | 9999 |  |  | N | Natural Gas | [13 empty] | 0.79549 | 0.79549 | 0.79549 | 0.79549 | [11 empty] | Southern California Edison Co | 100 | Edison International | 100 | Regulated
Pebbly Beach Generating Station Hybrid | 6704_G_MT18 | 6704 | G | MT18 |  | Combustion Turbine |  | WEC_LADW | California | 6 | Los Angeles | 37 | 06037 | 0.1 | 15294 | 2011 | 9999 |  |  | N | Natural Gas | [13 empty] | 0.79549 | 0.79549 | 0.79549 | 0.79549 | [11 empty] | Southern California Edison Co | 100 | Edison International | 100 | Regulated
Pebbly Beach Generating Station Hybrid | 6704_G_MT19 | 6704 | G | MT19 |  | Combustion Turbine |  | WEC_LADW | California | 6 | Los Angeles | 37 | 06037 | 0.1 | 15294 | 2011 | 9999 |  |  | N | Natural Gas | [13 empty] | 0.79549 | 0.79549 | 0.79549 | 0.79549 | [11 empty] | Southern California Edison Co | 100 | Edison International | 100 | Regulated
Pebbly Beach Generating Station Hybrid | 6704_G_MT20 | 6704 | G | MT20 |  | Combustion Turbine |  | WEC_LADW | California | 6 | Los Angeles | 37 | 06037 | 0.1 | 15294 | 2011 | 9999 |  |  | N | Natural Gas | [13 empty] | 0.79549 | 0.79549 | 0.79549 | 0.79549 | [11 empty] | Southern California Edison Co | 100 | Edison International | 100 | Regulated
Pebbly Beach Generating Station Hybrid | 6704_G_MT21 | 6704 | G | MT21 |  | Combustion Turbine |  | WEC_LADW | California | 6 | Los Angeles | 37 | 06037 | 0.1 | 15294 | 2011 | 9999 |  |  | N | Natural Gas | [13 empty] | 0.79549 | 0.79549 | 0.79549 | 0.79549 | [11 empty] | Southern California Edison Co | 100 | Edison International | 100 | Regulated
Pebbly Beach Generating Station Hybrid | 6704_G_MT22 | 6704 | G | MT22 |  | Combustion Turbine |  | WEC_LADW | California | 6 | Los Angeles | 37 | 06037 | 0.1 | 15294 | 2011 | 9999 |  |  | N | Natural Gas | [13 empty] | 0.79549 | 0.79549 | 0.79549 | 0.79549 | [11 empty] | Southern California Edison Co | 100 | Edison International | 100 | Regulated
Pebbly Beach Generating Station Hybrid | 6704_G_MT23 | 6704 | G | MT23 |  | Combustion Turbine |  | WEC_LADW | California | 6 | Los Angeles | 37 | 06037 | 0.1 | 15294 | 2011 | 9999 |  |  | N | Natural Gas | [13 empty] | 0.79549 | 0.79549 | 0.79549 | 0.79549 | [11 empty] | Southern California Edison Co | 100 | Edison International | 100 | Regulated
Pebbly Beach Generating Station Hybrid | 6704_G_MT24 | 6704 | G | MT24 |  | Combustion Turbine |  | WEC_LADW | California | 6 | Los Angeles | 37 | 06037 | 0.1 | 15294 | 2011 | 9999 |  |  | N | Natural Gas | [13 empty] | 0.79549 | 0.79549 | 0.79549 | 0.79549 | [11 empty] | Southern California Edison Co | 100 | Edison International | 100 | Regulated
Pebbly Beach Generating Station Hybrid | 6704_G_MT25 | 6704 | G | MT25 |  | Combustion Turbine |  | WEC_LADW | California | 6 | Los Angeles | 37 | 06037 | 0.1 | 15294 | 2011 | 9999 |  |  | N | Natural Gas | [13 empty] | 0.79549 | 0.79549 | 0.79549 | 0.79549 | [11 empty] | Southern California Edison Co | 100 | Edison International | 100 | Regulated
Pebbly Beach Generating Station Hybrid | 6704_G_NASB1 | 6704 | G | NASB1 |  | Energy Storage |  | WEC_LADW | California | 6 | Los Angeles | 37 | 06037 | 1 | 0 | 2012 | 9999 |  |  | N | Energy Storage | [13 empty] | 0 | 0 | 0 | 0 | [11 empty] | Southern California Edison Co | 100 | Edison International | 100 | Regulated
Tom G Smith | 673_G_GT1 | 673 | G | GT1 |  | Combustion Turbine |  | FRCC | Florida | 12 | Palm Beach | 99 | 12099 | 26 | 25000 | 1976 | 9999 |  |  | N | Distillate Fuel Oil | [12 empty] | 0.8 | 1.2001 | 1.2001 | 1.2001 | 1.2001 | [11 empty] | Lake Worth Utilities | 100 | Lake Worth Utilities | 100 | Regulated
Tom G Smith | 673_G_GT2 | 673 | G | GT2 |  | Combined Cycle |  | FRCC | Florida | 12 | Palm Beach | 99 | 12099 | 21 | 13992 | 1978 | 9999 |  |  | N | Natural Gas, Distillate Fuel Oil | [13 empty] | 0.06843 | 0.06843 | 0.06843 | 0.06843 | [11 empty] | Lake Worth Utilities | 100 | Lake Worth Utilities | 100 | Regulated
Tom G Smith | 673_G_MU1 | 673 | G | MU1 |  | Combustion Turbine | IC Engine | FRCC | Florida | 12 | Palm Beach | 99 | 12099 | 2 | 18384 | 1965 | 9999 |  |  | N | Distillate Fuel Oil | [13 empty] | 3.2136 | 3.2136 | 3.2136 | 3.2136 | [11 empty] | Lake Worth Utilities | 100 | Lake Worth Utilities | 100 | Regulated
Tom G Smith | 673_G_MU2 | 673 | G | MU2 |  | Combustion Turbine | IC Engine | FRCC | Florida | 12 | Palm Beach | 99 | 12099 | 2 | 25000 | 1965 | 9999 |  |  | N | Distillate Fuel Oil | [13 empty] | 3.2136 | 3.2136 | 3.2136 | 3.2136 | [11 empty] | Lake Worth Utilities | 100 | Lake Worth Utilities | 100 | Regulated
Tom G Smith | 673_G_MU3 | 673 | G | MU3 |  | Combustion Turbine | IC Engine | FRCC | Florida | 12 | Palm Beach | 99 | 12099 | 2 | 17253 | 1965 | 9999 |  |  | N | Distillate Fuel Oil | [13 empty] | 3.2079 | 3.2079 | 3.2079 | 3.2079 | [11 empty] | Lake Worth Utilities | 100 | Lake Worth Utilities | 100 | Regulated
Tom G Smith | 673_G_MU4 | 673 | G | MU4 |  | Combustion Turbine | IC Engine | FRCC | Florida | 12 | Palm Beach | 99 | 12099 | 2 | 17253 | 1965 | 9999 |  |  | N | Distillate Fuel Oil | [13 empty] | 3.2136 | 3.2136 | 3.2136 | 3.2136 | [11 empty] | Lake Worth Utilities | 100 | Lake Worth Utilities | 100 | Regulated
Tom G Smith | 673_G_MU5 | 673 | G | MU5 |  | Combustion Turbine | IC Engine | FRCC | Florida | 12 | Palm Beach | 99 | 12099 | 2 | 17253 | 1965 | 9999 |  |  | N | Distillate Fuel Oil | [13 empty] | 3.2136 | 3.2136 | 3.2136 | 3.2136 | [11 empty] | Lake Worth Utilities | 100 | Lake Worth Utilities | 100 | Regulated
Tom G Smith | 673_G_S5 | 673 | G | S5 |  | Combined Cycle |  | FRCC | Florida | 12 | Palm Beach | 99 | 12099 | 10 | 13992 | 1978 | 9999 |  |  | N | Natural Gas, Distillate Fuel Oil | [13 empty] | 0.06843 | 0.06843 | 0.06843 | 0.06843 | [11 empty] | Lake Worth Utilities | 100 | Lake Worth Utilities | 100 | Regulated
Rock Lake CT | 6741_G_1 | 6741 | G | 1 | 90185 | Combustion Turbine |  | MIS_MNWI | Minnesota | 27 | Pine | 115 | 27115 | 21.6 | 15120 | 1978 | 9999 |  |  | N | Distillate Fuel Oil | [13 empty] | 1.1998 | 1.1998 | 1.1998 | 1.1998 | [11 empty] | Great River Energy | 100 | Great River Energy | 100 | Regulated
Larsen Memorial | 675_G_2 | 675 | G | 2 |  | Combustion Turbine |  | FRCC | Florida | 12 | Polk | 105 | 12105 | 10 | 19923 | 1962 | 9999 |  |  | N | Natural Gas, Distillate Fuel Oil | [13 empty] | 2.3358 | 2.3358 | 2.3358 | 2.3358 | [11 empty] | Lakeland Dept of Electric Water Utilities | 100 | Lakeland Dept of Electric Water Utilities | 100 | Regulated
Larsen Memorial | 675_G_3 | 675 | G | 3 |  | Combustion Turbine |  | FRCC | Florida | 12 | Polk | 105 | 12105 | 9 | 19931 | 1962 | 9999 |  |  | N | Natural Gas, Distillate Fuel Oil | [13 empty] | 0.34159 | 0.34159 | 0.34159 | 0.34159 | [11 empty] | Lakeland Dept of Electric Water Utilities | 100 | Lakeland Dept of Electric Water Utilities | 100 | Regulated
Larsen Memorial | 675_G_5 | 675 | G | 5 | 509 | Combined Cycle |  | FRCC | Florida | 12 | Polk | 105 | 12105 | 28 | 11430 | 1956 | 9999 |  |  | N | Natural Gas, Distillate Fuel Oil |  |  |  | H2O | [9 empty] | 0.04376 | 0.04376 | 0.04376 | 0.04376 | [11 empty] | Lakeland Dept of Electric Water Utilities | 100 | Lakeland Dept of Electric Water Utilities | 100 | Regulated
Larsen Memorial | 675_G_8 | 675 | G | 8 | 509 | Combined Cycle |  | FRCC | Florida | 12 | Polk | 105 | 12105 | 78 | 11430 | 1992 | 9999 |  |  | N | Natural Gas, Distillate Fuel Oil |  |  |  | H2O | [9 empty] | 0.04376 | 0.04376 | 0.04376 | 0.04376 | [11 empty] | Lakeland Dept of Electric Water Utilities | 100 | Lakeland Dept of Electric Water Utilities | 100 | Regulated
C D McIntosh Jr | 676_G_5CT | 676 | G | 5CT | 515 | Combined Cycle |  | FRCC | Florida | 12 | Polk | 105 | 12105 | 234 | 7296 | 2001 | 9999 |  |  | N | Natural Gas |  |  |  |  | SCR | [8 empty] | 0.02486 | 0.02486 | 0.02486 | 0.02486 | [11 empty] | Lakeland Dept of Electric Water Utilities | 100 | Lakeland Dept of Electric Water Utilities | 100 | Regulated
C D McIntosh Jr | 676_G_5ST | 676 | G | 5ST | 515 | Combined Cycle |  | FRCC | Florida | 12 | Polk | 105 | 12105 | 125 | 7296 | 2002 | 9999 | other |  | N | Natural Gas |  |  |  | LNB | SCR | [8 empty] | 0.02486 | 0.02486 | 0.02486 | 0.02486 | [11 empty] | Lakeland Dept of Electric Water Utilities | 100 | Lakeland Dept of Electric Water Utilities | 100 | Regulated
C D McIntosh Jr | 676_G_GT1 | 676 | G | GT1 |  | Combustion Turbine |  | FRCC | Florida | 12 | Polk | 105 | 12105 | 17 | 10745 | 1973 | 9999 |  |  | N | Natural Gas, Distillate Fuel Oil | [12 empty] | 0.8 | 1.2312 | 1.2312 | 1.2312 | 1.2312 | [11 empty] | Lakeland Dept of Electric Water Utilities | 100 | Lakeland Dept of Electric Water Utilities | 100 | Regulated
C D McIntosh Jr | 676_G_GT2 | 676 | G | GT2 |  | Combustion Turbine |  | FRCC | Florida | 12 | Polk | 105 | 12105 | 117 | 10745 | 2020 | 9999 |  |  | N | Natural Gas, Distillate Fuel Oil |  |  |  | H2O | [9 empty] | 0.011 | 0.011 | 0.011 | 0.011 | [11 empty] | Lakeland Dept of Electric Water Utilities | 100 | Lakeland Dept of Electric Water Utilities | 100 | Regulated
C D McIntosh Jr | 676_G_IC1 | 676 | G | IC1 |  | Combustion Turbine | IC Engine | FRCC | Florida | 12 | Polk | 105 | 12105 | 2.5 | 11882 | 1970 | 9999 |  |  | N | Distillate Fuel Oil | [13 empty] | 4.3905 | 4.3905 | 4.3905 | 4.3905 | [11 empty] | Lakeland Dept of Electric Water Utilities | 100 | Lakeland Dept of Electric Water Utilities | 100 | Regulated
C D McIntosh Jr | 676_G_IC2 | 676 | G | IC2 |  | Combustion Turbine | IC Engine | FRCC | Florida | 12 | Polk | 105 | 12105 | 2.5 | 12059 | 1970 | 9999 |  |  | N | Distillate Fuel Oil | [13 empty] | 1.6498 | 1.6498 | 1.6498 | 1.6498 | [11 empty] | Lakeland Dept of Electric Water Utilities | 100 | Lakeland Dept of Electric Water Utilities | 100 | Regulated
C D McIntosh Jr | 676_G_IC3 | 676 | G | IC3 |  | Combustion Turbine | IC Engine | FRCC | Florida | 12 | Polk | 105 | 12105 | 20 | 9905 | 2024 | 9999 |  |  | N | Natural Gas | [11 empty] | 0 |  | 0.011 | 0.011 | 0.011 | 0.011 | [11 empty] | City of Lakeland - (FL) | 100 | City of Lakeland - (FL) | 100 | Regulated
C D McIntosh Jr | 676_G_IC4 | 676 | G | IC4 |  | Combustion Turbine | IC Engine | FRCC | Florida | 12 | Polk | 105 | 12105 | 20 | 9905 | 2024 | 9999 |  |  | N | Natural Gas | [11 empty] | 0 |  | 0.011 | 0.011 | 0.011 | 0.011 | [11 empty] | City of Lakeland - (FL) | 100 | City of Lakeland - (FL) | 100 | Regulated
C D McIntosh Jr | 676_G_IC5 | 676 | G | IC5 |  | Combustion Turbine | IC Engine | FRCC | Florida | 12 | Polk | 105 | 12105 | 20 | 9905 | 2024 | 9999 |  |  | N | Natural Gas | [11 empty] | 0 |  | 0.011 | 0.011 | 0.011 | 0.011 | [11 empty] | City of Lakeland - (FL) | 100 | City of Lakeland - (FL) | 100 | Regulated
C D McIntosh Jr | 676_G_IC6 | 676 | G | IC6 |  | Combustion Turbine | IC Engine | FRCC | Florida | 12 | Polk | 105 | 12105 | 20 | 9905 | 2024 | 9999 |  |  | N | Natural Gas | [11 empty] | 0 |  | 0.011 | 0.011 | 0.011 | 0.011 | [11 empty] | City of Lakeland - (FL) | 100 | City of Lakeland - (FL) | 100 | Regulated
C D McIntosh Jr | 676_G_IC7 | 676 | G | IC7 |  | Combustion Turbine | IC Engine | FRCC | Florida | 12 | Polk | 105 | 12105 | 20 | 9905 | 2024 | 9999 |  |  | N | Natural Gas | [11 empty] | 0 |  | 0.011 | 0.011 | 0.011 | 0.011 | [11 empty] | City of Lakeland - (FL) | 100 | City of Lakeland - (FL) | 100 | Regulated
C D McIntosh Jr | 676_G_IC8 | 676 | G | IC8 |  | Combustion Turbine | IC Engine | FRCC | Florida | 12 | Polk | 105 | 12105 | 20 | 9905 | 2024 | 9999 |  |  | N | Natural Gas | [11 empty] | 0 |  | 0.011 | 0.011 | 0.011 | 0.011 | [11 empty] | City of Lakeland - (FL) | 100 | City of Lakeland - (FL) | 100 | Regulated
Rawhide | 6761_G_A | 6761 | G | A | 8360 | Combustion Turbine |  | WECC_CO | Colorado | 8 | Larimer | 69 | 08069 | 65 | 11879 | 2002 | 9999 |  |  | N | Natural Gas |  |  |  | DLNB | [8 empty] | 1.2 | 0.03514 | 0.03514 | 0.03514 | 0.03514 | [11 empty] | Platte River Power Authority | 100 | Platte River Power Authority | 100 | Regulated
Rawhide | 6761_G_B | 6761 | G | B | 8362 | Combustion Turbine |  | WECC_CO | Colorado | 8 | Larimer | 69 | 08069 | 65 | 11879 | 2002 | 9999 |  |  | N | Natural Gas |  |  |  | DLNB | [8 empty] | 1.2 | 0.03984 | 0.03984 | 0.03984 | 0.03984 | [11 empty] | Platte River Power Authority | 100 | Platte River Power Authority | 100 | Regulated
Rawhide | 6761_G_C | 6761 | G | C | 8364 | Combustion Turbine |  | WECC_CO | Colorado | 8 | Larimer | 69 | 08069 | 65 | 11879 | 2002 | 9999 |  |  | N | Natural Gas |  |  |  | DLNB | [8 empty] | 1.2 | 0.04152 | 0.04152 | 0.04152 | 0.04152 | [11 empty] | Platte River Power Authority | 100 | Platte River Power Authority | 100 | Regulated
Rawhide | 6761_G_D | 6761 | G | D | 89476 | Combustion Turbine |  | WECC_CO | Colorado | 8 | Larimer | 69 | 08069 | 65 | 11879 | 2004 | 9999 |  |  | N | Natural Gas |  |  |  | DLNB | [8 empty] | 1.2 | 0.03088 | 0.03088 | 0.03088 | 0.03088 | [11 empty] | Platte River Power Authority | 100 | Platte River Power Authority | 100 | Regulated
Rawhide | 6761_G_F | 6761 | G | F | 90256 | Combustion Turbine |  | WECC_CO | Colorado | 8 | Larimer | 69 | 08069 | 128 | 11879 | 2008 | 9999 |  |  | N | Natural Gas |  |  |  | DLNB | [9 empty] | 0.03827 | 0.03827 | 0.03827 | 0.03827 | [11 empty] | Platte River Power Authority | 100 | Platte River Power Authority | 100 | Regulated
West Station (NJ) | 6776_G_1 | 6776 | G | 1 | 2909 | Combustion Turbine |  | PJM_EMAC | New Jersey | 34 | Cumberland | 11 | 34011 | 22.9 | 16148 | 1972 | 9999 |  |  | N | Distillate Fuel Oil |  |  |  | H2O | SCR | [7 empty] | 2.1 | 0.51545 | 0.17371 | 0.51545 | 0.17371 | [11 empty] | Vineland NJ (City of) | 100 | Vineland NJ (City of) | 100 | Regulated
W K Sanders | 678_G_1 | 678 | G | 1 |  | Hydro |  | NENGREST | Vermont | 50 | Lamoille | 15 | 50015 | 0.7 | 0 | 1983 | 9999 |  |  | N | Hydro | [13 empty] | 0 | 0 | 0 | 0 | [11 empty] | Morrisville Water & Light Dept VT (Village of) | 100 | Morrisville Water & Light Dept VT (Village of) | 100 | Regulated
W K Sanders | 678_G_2 | 678 | G | 2 |  | Hydro |  | NENGREST | Vermont | 50 | Lamoille | 15 | 50015 | 0.7 | 0 | 1983 | 9999 |  |  | N | Hydro | [13 empty] | 0 | 0 | 0 | 0 | [11 empty] | Morrisville Water & Light Dept VT (Village of) | 100 | Morrisville Water & Light Dept VT (Village of) | 100 | Regulated
St Stephen | 6789_G_1 | 6789 | G | 1 |  | Hydro |  | S_VACA | South Carolina | 45 | Berkeley | 15 | 45015 | 28 | 0 | 1985 | 9999 |  |  | N | Hydro | [13 empty] | 0 | 0 | 0 | 0 | [11 empty] | USACE Buffalo District | 100 | U S Army Corps of Engineers | 100 | Regulated
St Stephen | 6789_G_2 | 6789 | G | 2 |  | Hydro |  | S_VACA | South Carolina | 45 | Berkeley | 15 | 45015 | 28 | 0 | 1985 | 9999 |  |  | N | Hydro | [13 empty] | 0 | 0 | 0 | 0 | [11 empty] | USACE Buffalo District | 100 | U S Army Corps of Engineers | 100 | Regulated
St Stephen | 6789_G_3 | 6789 | G | 3 |  | Hydro |  | S_VACA | South Carolina | 45 | Berkeley | 15 | 45015 | 28 | 0 | 1985 | 9999 |  |  | N | Hydro | [13 empty] | 0 | 0 | 0 | 0 | [11 empty] | USACE Buffalo District | 100 | U S Army Corps of Engineers | 100 | Regulated
Augusta Electric Plant No 2 | 6791_G_1 | 6791 | G | 1 |  | Combustion Turbine | IC Engine | SPP_N | Kansas | 20 | Butler | 15 | 20015 | 4 | 18000 | 1968 | 9999 |  |  | N | Natural Gas, Distillate Fuel Oil | [13 empty] | 2.7 | 2.7 | 2.7 | 2.7 | [11 empty] | Augusta KS (City of) | 100 | Augusta KS (City of) | 100 | Regulated
Augusta Electric Plant No 2 | 6791_G_2 | 6791 | G | 2 |  | Combustion Turbine | IC Engine | SPP_N | Kansas | 20 | Butler | 15 | 20015 | 4 | 18000 | 1968 | 9999 |  |  | N | Natural Gas, Distillate Fuel Oil | [13 empty] | 2.7 | 2.7 | 2.7 | 2.7 | [11 empty] | Augusta KS (City of) | 100 | Augusta KS (City of) | 100 | Regulated
Augusta Electric Plant No 2 | 6791_G_3 | 6791 | G | 3 |  | Combustion Turbine | IC Engine | SPP_N | Kansas | 20 | Butler | 15 | 20015 | 6 | 18000 | 1981 | 9999 |  |  | N | Natural Gas, Distillate Fuel Oil | [13 empty] | 2.7 | 2.7 | 2.7 | 2.7 | [11 empty] | Augusta KS (City of) | 100 | Augusta KS (City of) | 100 | Regulated
Augusta Electric Plant No 2 | 6791_G_4 | 6791 | G | 4 |  | Combustion Turbine | IC Engine | SPP_N | Kansas | 20 | Butler | 15 | 20015 | 6.1 | 18000 | 2005 | 9999 |  |  | N | Natural Gas, Distillate Fuel Oil | [13 empty] | 1.061 | 1.061 | 1.061 | 1.061 | [11 empty] | Augusta KS (City of) | 100 | Augusta KS (City of) | 100 | Regulated
Kerckhoff 2 | 682_G_1 | 682 | G | 1 |  | Hydro |  | WEC_CALN | California | 6 | Fresno | 19 | 06019 | 155 | 0 | 1983 | 9999 |  |  | N | Hydro | [13 empty] | 0 | 0 | 0 | 0 | [11 empty] | Pacific Gas & Electric Co | 100 | PG&E Corp | 100 | Regulated
St Bonifacius | 6824_G_1 | 6824 | G | 1 | 90186 | Combustion Turbine |  | MIS_MNWI | Minnesota | 27 | Carver | 19 | 27019 | 60.8 | 16117 | 1978 | 9999 |  |  | N | Distillate Fuel Oil | [12 empty] | 0.5 | 0.88339 | 0.88339 | 0.88339 | 0.88339 | [11 empty] | Great River Energy | 100 | Great River Energy | 100 | Regulated
Indian River Plant | 683_G_A | 683 | G | A |  | Combustion Turbine |  | FRCC | Florida | 12 | Brevard | 9 | 12009 | 37 | 25000 | 1989 | 9999 |  |  | N | Natural Gas, Distillate Fuel Oil | [12 empty] | 0.8 | 0.69995 | 0.69995 | 0.69995 | 0.69995 | [11 empty] | Orlando Utilities Commission | 48.8 | Orlando Utilities Commission | 48.8 | Regulated
Indian River Plant | 683_G_B | 683 | G | B |  | Combustion Turbine |  | FRCC | Florida | 12 | Brevard | 9 | 12009 | 37 | 25000 | 1989 | 9999 |  |  | N | Natural Gas, Distillate Fuel Oil | [12 empty] | 0.8 | 0.7001 | 0.7001 | 0.7001 | 0.7001 | [11 empty] | Orlando Utilities Commission | 48.8 | Orlando Utilities Commission | 48.8 | Regulated
Indian River Plant | 683_G_C | 683 | G | C | 516 | Combustion Turbine |  | FRCC | Florida | 12 | Brevard | 9 | 12009 | 108 | 18700 | 1992 | 9999 |  |  | N | Natural Gas, Distillate Fuel Oil |  |  |  | H2O | [8 empty] | 0.8 | 0.07319 | 0.07319 | 0.07319 | 0.07319 | [11 empty] | Orlando Utilities Commission | 79 | Orlando Utilities Commission | 79 | Regulated
Indian River Plant | 683_G_D | 683 | G | D | 517 | Combustion Turbine |  | FRCC | Florida | 12 | Brevard | 9 | 12009 | 108 | 18700 | 1992 | 9999 |  |  | N | Natural Gas, Distillate Fuel Oil |  |  |  | H2O | [8 empty] | 0.8 | 0.06485 | 0.06485 | 0.06485 | 0.06485 | [11 empty] | Orlando Utilities Commission | 79 | Orlando Utilities Commission | 79 | Regulated
Arvah B Hopkins | 688_G_2 | 688 | G | 2 | 89683 | Combined Cycle |  | FRCC | Florida | 12 | Leon | 73 | 12073 | 141 | 7905 | 1977 | 9999 | wall | dry | N | Natural Gas, Distillate Fuel Oil |  |  |  | FR | SCR | [7 empty] | 1.4 | 0.01731 | 0.01731 | 0.01731 | 0.01731 | [11 empty] | Tallahassee FL (City of) | 100 | Tallahassee FL (City of) | 100 | Regulated
Arvah B Hopkins | 688_G_CT 2A | 688 | G | CT 2A | 89683 | Combined Cycle |  | FRCC | Florida | 12 | Leon | 73 | 12073 | 159 | 7905 | 2008 | 9999 |  |  | N | Natural Gas, Distillate Fuel Oil |  |  |  | DLNB + H2O | SCR | [8 empty] | 0.01731 | 0.01731 | 0.01731 | 0.01731 | [11 empty] | Tallahassee FL (City of) | 100 | Tallahassee FL (City of) | 100 | Regulated
Arvah B Hopkins | 688_G_GT3 | 688 | G | GT3 | 89526 | Combustion Turbine |  | FRCC | Florida | 12 | Leon | 73 | 12073 | 46 | 10745 | 2005 | 9999 |  |  | N | Natural Gas, Distillate Fuel Oil |  |  |  | H2O | SCR | [7 empty] | 0.8 | 0.01659 | 0.01659 | 0.01659 | 0.01659 | [11 empty] | Tallahassee FL (City of) | 100 | Tallahassee FL (City of) | 100 | Regulated
Arvah B Hopkins | 688_G_GT4 | 688 | G | GT4 | 89527 | Combustion Turbine |  | FRCC | Florida | 12 | Leon | 73 | 12073 | 46 | 10745 | 2005 | 9999 |  |  | N | Natural Gas, Distillate Fuel Oil |  |  |  | H2O | SCR | [7 empty] | 0.8 | 0.01919 | 0.01919 | 0.01919 | 0.01919 | [11 empty] | Tallahassee FL (City of) | 100 | Tallahassee FL (City of) | 100 | Regulated
Arvah B Hopkins | 688_G_IC1 | 688 | G | IC1 |  | Combustion Turbine | IC Engine | FRCC | Florida | 12 | Leon | 73 | 12073 | 18.5 | 10745 | 2019 | 9999 |  |  | N | Natural Gas | [13 empty] | 1.061 | 1.061 | 1.061 | 1.061 | [11 empty] | Tallahassee FL (City of) | 100 | Tallahassee FL (City of) | 100 | Regulated
Arvah B Hopkins | 688_G_IC2 | 688 | G | IC2 |  | Combustion Turbine | IC Engine | FRCC | Florida | 12 | Leon | 73 | 12073 | 18.5 | 10745 | 2019 | 9999 |  |  | N | Natural Gas | [13 empty] | 1.061 | 1.061 | 1.061 | 1.061 | [11 empty] | Tallahassee FL (City of) | 100 | Tallahassee FL (City of) | 100 | Regulated
Arvah B Hopkins | 688_G_IC3 | 688 | G | IC3 |  | Combustion Turbine | IC Engine | FRCC | Florida | 12 | Leon | 73 | 12073 | 18.5 | 10745 | 2019 | 9999 |  |  | N | Natural Gas | [13 empty] | 1.061 | 1.061 | 1.061 | 1.061 | [11 empty] | Tallahassee FL (City of) | 100 | Tallahassee FL (City of) | 100 | Regulated
Arvah B Hopkins | 688_G_IC4 | 688 | G | IC4 |  | Combustion Turbine | IC Engine | FRCC | Florida | 12 | Leon | 73 | 12073 | 18.5 | 10745 | 2019 | 9999 |  |  | N | Natural Gas | [13 empty] | 1.061 | 1.061 | 1.061 | 1.061 | [11 empty] | Tallahassee FL (City of) | 100 | Tallahassee FL (City of) | 100 | Regulated
Arvah B Hopkins | 688_G_IC5 | 688 | G | IC5 |  | Combustion Turbine | IC Engine | FRCC | Florida | 12 | Leon | 73 | 12073 | 18.5 | 9905 | 2020 | 9999 |  |  | N | Natural Gas, Distillate Fuel Oil | [13 empty] | 0.011 | 0.011 | 0.011 | 0.011 | [11 empty] | City of Tallahassee - (FL) | 100 | City of Tallahassee - (FL) | 100 | Regulated
S O Purdom | 689_G_8 | 689 | G | 8 | 521 | Combined Cycle |  | FRCC | Florida | 12 | Wakulla | 129 | 12129 | 154 | 7781 | 2000 | 9999 |  |  | N | Natural Gas, Distillate Fuel Oil |  |  |  | DLNB + H2O | [9 empty] | 0.02933 | 0.02933 | 0.02933 | 0.02933 | [11 empty] | Tallahassee FL (City of) | 100 | Tallahassee FL (City of) | 100 | Regulated
S O Purdom | 689_G_9 | 689 | G | 9 | 521 | Combined Cycle |  | FRCC | Florida | 12 | Wakulla | 129 | 12129 | 72 | 7781 | 2000 | 9999 | other | dry | N | Natural Gas, Distillate Fuel Oil |  |  |  | LNB | [9 empty] | 0.02933 | 0.02933 | 0.02933 | 0.02933 | [11 empty] | Tallahassee FL (City of) | 100 | Tallahassee FL (City of) | 100 | Regulated
J Woodruff | 690_G_1A | 690 | G | 1A |  | Hydro |  | FRCC | Florida | 12 | Gadsden | 39 | 12039 | 14.5 | 0 | 2003 | 9999 |  |  | N | Hydro | [13 empty] | 0 | 0 | 0 | 0 | [11 empty] | USACE Mobile District | 100 | U S Army Corps of Engineers | 100 | Regulated
J Woodruff | 690_G_2A | 690 | G | 2A |  | Hydro |  | FRCC | Florida | 12 | Gadsden | 39 | 12039 | 14.5 | 0 | 2002 | 9999 |  |  | N | Hydro | [13 empty] | 0 | 0 | 0 | 0 | [11 empty] | USACE Mobile District | 100 | U S Army Corps of Engineers | 100 | Regulated
J Woodruff | 690_G_3A | 690 | G | 3A |  | Hydro |  | FRCC | Florida | 12 | Gadsden | 39 | 12039 | 14.5 | 0 | 2001 | 9999 |  |  | N | Hydro | [13 empty] | 0 | 0 | 0 | 0 | [11 empty] | USACE Mobile District | 100 | U S Army Corps of Engineers | 100 | Regulated
Medicine Bow | 692_G_10 | 692 | G | 10 |  | Onshore Wind |  | WECC_WY | Wyoming | 56 | Carbon | 7 | 56007 | 4.9 | 0 | 2000 | 9999 |  |  | N | Wind | [13 empty] | 0 | 0 | 0 | 0 | [11 empty] | Crystal Lake Wind Energy III LLC | 100 | NextEra Energy Inc | 100 | Non-regulated
Medicine Bow | 692_G_11 | 692 | G | 11 |  | Onshore Wind |  | WECC_WY | Wyoming | 56 | Carbon | 7 | 56007 | 1.3 | 0 | 2000 | 9999 |  |  | N | Wind | [13 empty] | 0 | 0 | 0 | 0 | [11 empty] | Medicine Bow Wind LLC | 100 | Gamesa Corporación Tecnológica SA | 100 | Non-regulated
Marathon Generating Plant | 696_G_10 | 696 | G | 10 |  | Combustion Turbine | IC Engine | FRCC | Florida | 12 | Monroe | 87 | 12087 | 3.5 | 12283 | 1998 | 9999 |  |  | N | Distillate Fuel Oil | [12 empty] | 0.8 | 3.1547 | 3.1547 | 3.1547 | 3.1547 | [11 empty] | Florida Keys Electric Coop Association Inc | 100 | Florida Keys Electric Coop Association Inc | 100 | Regulated
Marathon Generating Plant | 696_G_11 | 696 | G | 11 |  | Combustion Turbine | IC Engine | FRCC | Florida | 12 | Monroe | 87 | 12087 | 3.5 | 12283 | 2001 | 9999 |  |  | N | Distillate Fuel Oil | [12 empty] | 0.8 | 3.1675 | 3.1675 | 3.1675 | 3.1675 | [11 empty] | Florida Keys Electric Coop Association Inc | 100 | Florida Keys Electric Coop Association Inc | 100 | Regulated
Marathon Generating Plant | 696_G_8 | 696 | G | 8 |  | Combustion Turbine | IC Engine | FRCC | Florida | 12 | Monroe | 87 | 12087 | 2 | 12283 | 1989 | 9999 |  |  | N | Distillate Fuel Oil | [12 empty] | 0.8 | 0.47736 | 0.47736 | 0.47736 | 0.47736 | [11 empty] | Florida Keys Electric Coop Association Inc | 100 | Florida Keys Electric Coop Association Inc | 100 | Regulated
Marathon Generating Plant | 696_G_9 | 696 | G | 9 |  | Combustion Turbine | IC Engine | FRCC | Florida | 12 | Monroe | 87 | 12087 | 2 | 12283 | 1989 | 9999 |  |  | N | Distillate Fuel Oil | [12 empty] | 0.8 | 0.49004 | 0.49004 | 0.49004 | 0.49004 | [11 empty] | Florida Keys Electric Coop Association Inc | 100 | Florida Keys Electric Coop Association Inc | 100 | Regulated
Trenton North | 698_G_1 | 698 | G | 1 |  | Combustion Turbine | IC Engine | MIS_MO | Missouri | 29 | Grundy | 79 | 29079 | 2.7 | 12307 | 1974 | 9999 |  |  | N | Distillate Fuel Oil | [12 empty] | 2.3 | 3.481 | 3.481 | 3.481 | 3.481 | [11 empty] | Trenton Municipal Utilities | 100 | Trenton Municipal Utilities | 100 | Regulated
Trenton North | 698_G_2 | 698 | G | 2 |  | Combustion Turbine | IC Engine | MIS_MO | Missouri | 29 | Grundy | 79 | 29079 | 2.7 | 12282 | 1974 | 9999 |  |  | N | Distillate Fuel Oil | [12 empty] | 2.3 | 1.6498 | 1.6498 | 1.6498 | 1.6498 | [11 empty] | Trenton Municipal Utilities | 100 | Trenton Municipal Utilities | 100 | Regulated
Trenton North | 698_G_3 | 698 | G | 3 |  | Combustion Turbine | IC Engine | MIS_MO | Missouri | 29 | Grundy | 79 | 29079 | 2.7 | 12282 | 1974 | 9999 |  |  | N | Distillate Fuel Oil | [12 empty] | 2.3 | 1.6498 | 1.6498 | 1.6498 | 1.6498 | [11 empty] | Trenton Municipal Utilities | 100 | Trenton Municipal Utilities | 100 | Regulated
Trenton North | 698_G_4 | 698 | G | 4 |  | Combustion Turbine | IC Engine | MIS_MO | Missouri | 29 | Grundy | 79 | 29079 | 2.7 | 12282 | 1974 | 9999 |  |  | N | Distillate Fuel Oil | [12 empty] | 2.3 | 1.6498 | 1.6498 | 1.6498 | 1.6498 | [11 empty] | Trenton Municipal Utilities | 100 | Trenton Municipal Utilities | 100 | Regulated
Trenton North | 698_G_5 | 698 | G | 5 |  | Combustion Turbine | IC Engine | MIS_MO | Missouri | 29 | Grundy | 79 | 29079 | 2.7 | 12282 | 1975 | 9999 |  |  | N | Distillate Fuel Oil | [12 empty] | 2.3 | 2.7103 | 2.7103 | 2.7103 | 2.7103 | [11 empty] | Trenton Municipal Utilities | 100 | Trenton Municipal Utilities | 100 | Regulated
Hugoton 2 | 7011_G_10 | 7011 | G | 10 |  | Combustion Turbine | IC Engine | SPP_N | Kansas | 20 | Stevens | 189 | 20189 | 4 | 10745 | 1983 | 9999 |  |  | N | Natural Gas, Distillate Fuel Oil | [12 empty] | 3 | 1.6498 | 1.6498 | 1.6498 | 1.6498 | [11 empty] | Hugoton KS (City of) | 100 | Hugoton KS (City of) | 100 | Regulated
Hugoton 2 | 7011_G_11 | 7011 | G | 11 |  | Combustion Turbine | IC Engine | SPP_N | Kansas | 20 | Stevens | 189 | 20189 | 2.2 | 10745 | 1997 | 9999 |  |  | N | Natural Gas, Distillate Fuel Oil | [12 empty] | 3 | 1.6498 | 1.6498 | 1.6498 | 1.6498 | [11 empty] | Hugoton KS (City of) | 100 | Hugoton KS (City of) | 100 | Regulated
Hugoton 2 | 7011_G_12 | 7011 | G | 12 |  | Combustion Turbine | IC Engine | SPP_N | Kansas | 20 | Stevens | 189 | 20189 | 2.8 | 10745 | 1997 | 9999 |  |  | N | Natural Gas, Distillate Fuel Oil | [12 empty] | 3 | 1.6498 | 1.6498 | 1.6498 | 1.6498 | [11 empty] | Hugoton KS (City of) | 100 | Hugoton KS (City of) | 100 | Regulated
Hugoton 2 | 7011_G_13 | 7011 | G | 13 |  | Combustion Turbine | IC Engine | SPP_N | Kansas | 20 | Stevens | 189 | 20189 | 0.5 | 10745 | 1998 | 9999 |  |  | N | Natural Gas | [12 empty] | 3 | 1.061 | 1.061 | 1.061 | 1.061 | [11 empty] | Hugoton KS (City of) | 100 | Hugoton KS (City of) | 100 | Regulated
Hugoton 2 | 7011_G_7 | 7011 | G | 7 |  | Combustion Turbine | IC Engine | SPP_N | Kansas | 20 | Stevens | 189 | 20189 | 2 | 10745 | 1964 | 9999 |  |  | N | Natural Gas, Distillate Fuel Oil | [12 empty] | 3 | 1.6498 | 1.6498 | 1.6498 | 1.6498 | [11 empty] | Hugoton KS (City of) | 100 | Hugoton KS (City of) | 100 | Regulated
Hugoton 2 | 7011_G_8 | 7011 | G | 8 |  | Combustion Turbine | IC Engine | SPP_N | Kansas | 20 | Stevens | 189 | 20189 | 1.8 | 10745 | 1971 | 9999 |  |  | N | Natural Gas, Distillate Fuel Oil | [12 empty] | 3 | 1.6498 | 1.6498 | 1.6498 | 1.6498 | [11 empty] | Hugoton KS (City of) | 100 | Hugoton KS (City of) | 100 | Regulated
Hugoton 2 | 7011_G_9A | 7011 | G | 9A |  | Combustion Turbine | IC Engine | SPP_N | Kansas | 20 | Stevens | 189 | 20189 | 4 | 10745 | 1994 | 9999 |  |  | N | Natural Gas, Distillate Fuel Oil | [12 empty] | 3 | 1.6498 | 1.6498 | 1.6498 | 1.6498 | [11 empty] | Hugoton KS (City of) | 100 | Hugoton KS (City of) | 100 | Regulated
Lower No 1 | 7012_G_2 | 7012 | G | 2 |  | Hydro |  | WECC_ID | Idaho | 16 | Bonneville | 19 | 16019 | 8 | 0 | 1982 | 9999 |  |  | N | Hydro | [13 empty] | 0 | 0 | 0 | 0 | [11 empty] | Idaho Falls ID (City of) | 100 | Idaho Falls ID (City of) | 100 | Regulated
East 12th Street | 7013_G_5 | 7013 | G | 5 |  | Combustion Turbine | IC Engine | SPP_N | Kansas | 20 | Cowley | 35 | 20035 | 1.6 | 16553 | 2002 | 9999 |  |  | N | Distillate Fuel Oil | [13 empty] | 1.6498 | 1.6498 | 1.6498 | 1.6498 | [11 empty] | Winfield KS (City of) | 100 | Winfield KS (City of) | 100 | Regulated
Unit 4 | 7015_G_1 | 7015 | G | 1 |  | Hydro |  | WECC_UT | Utah | 49 | Sanpete | 39 | 49039 | 1.3 | 0 | 1993 | 9999 |  |  | N | Hydro | [13 empty] | 0 | 0 | 0 | 0 | [11 empty] | MT Pleasant UT (City of) | 100 | MT Pleasant UT (City of) | 100 | Regulated
Chanute 3 | 7018_G_10 | 7018 | G | 10 |  | Combustion Turbine | IC Engine | SPP_N | Kansas | 20 | Neosho | 133 | 20133 | 6.9 | 11875 | 1986 | 9999 |  |  | N | Natural Gas, Distillate Fuel Oil | [12 empty] | 3 | 2.7 | 2.7 | 2.7 | 2.7 | [11 empty] | Chanute Municipal Electric Utility | 100 | Chanute Municipal Electric Utility | 100 | Regulated
Chanute 3 | 7018_G_11 | 7018 | G | 11 |  | Combustion Turbine | IC Engine | SPP_N | Kansas | 20 | Neosho | 133 | 20133 | 6.9 | 11876 | 1986 | 9999 |  |  | N | Natural Gas | [12 empty] | 3 | 2.7 | 2.7 | 2.7 | 2.7 | [11 empty] | Chanute Municipal Electric Utility | 100 | Chanute Municipal Electric Utility | 100 | Regulated
Chanute 3 | 7018_G_12 | 7018 | G | 12 |  | Combustion Turbine | IC Engine | SPP_N | Kansas | 20 | Neosho | 133 | 20133 | 5.5 | 11876 | 1991 | 9999 |  |  | N | Distillate Fuel Oil | [12 empty] | 3 | 1.6498 | 1.6498 | 1.6498 | 1.6498 | [11 empty] | Chanute Municipal Electric Utility | 100 | Chanute Municipal Electric Utility | 100 | Regulated
Chanute 3 | 7018_G_13 | 7018 | G | 13 |  | Combustion Turbine | IC Engine | SPP_N | Kansas | 20 | Neosho | 133 | 20133 | 5.9 | 11878 | 1991 | 9999 |  |  | N | Distillate Fuel Oil | [12 empty] | 3 | 3.2 | 3.2 | 3.2 | 3.2 | [11 empty] | Chanute Municipal Electric Utility | 100 | Chanute Municipal Electric Utility | 100 | Regulated
Chanute 3 | 7018_G_9 | 7018 | G | 9 |  | Combustion Turbine | IC Engine | SPP_N | Kansas | 20 | Neosho | 133 | 20133 | 6.9 | 11876 | 1985 | 9999 |  |  | N | Natural Gas, Distillate Fuel Oil | [12 empty] | 3 | 2.7 | 2.7 | 2.7 | 2.7 | [11 empty] | Chanute Municipal Electric Utility | 100 | Chanute Municipal Electric Utility | 100 | Regulated
Bartletts Ferry | 702_G_1 | 702 | G | 1 |  | Hydro |  | S_SOU | Alabama | 1 | Lee | 81 | 01081 | 16.4 | 0 | 1926 | 9999 |  |  | N | Hydro | [13 empty] | 0 | 0 | 0 | 0 | [11 empty] | Georgia Power Co | 100 | Southern Co | 100 | Regulated
Bartletts Ferry | 702_G_2 | 702 | G | 2 |  | Hydro |  | S_SOU | Alabama | 1 | Lee | 81 | 01081 | 16.4 | 0 | 1926 | 9999 |  |  | N | Hydro | [13 empty] | 0 | 0 | 0 | 0 | [11 empty] | Georgia Power Co | 100 | Southern Co | 100 | Regulated
Bartletts Ferry | 702_G_3 | 702 | G | 3 |  | Hydro |  | S_SOU | Alabama | 1 | Lee | 81 | 01081 | 16.4 | 0 | 1928 | 9999 |  |  | N | Hydro | [13 empty] | 0 | 0 | 0 | 0 | [11 empty] | Georgia Power Co | 100 | Southern Co | 100 | Regulated
Bartletts Ferry | 702_G_4 | 702 | G | 4 |  | Hydro |  | S_SOU | Alabama | 1 | Lee | 81 | 01081 | 21.9 | 0 | 1951 | 9999 |  |  | N | Hydro | [13 empty] | 0 | 0 | 0 | 0 | [11 empty] | Georgia Power Co | 100 | Southern Co | 100 | Regulated
Bartletts Ferry | 702_G_5 | 702 | G | 5 |  | Hydro |  | S_SOU | Alabama | 1 | Lee | 81 | 01081 | 59 | 0 | 1985 | 9999 |  |  | N | Hydro | [13 empty] | 0 | 0 | 0 | 0 | [11 empty] | Georgia Power Co | 100 | Southern Co | 100 | Regulated
Bartletts Ferry | 702_G_6 | 702 | G | 6 |  | Hydro |  | S_SOU | Alabama | 1 | Lee | 81 | 01081 | 59 | 0 | 1985 | 9999 |  |  | N | Hydro | [13 empty] | 0 | 0 | 0 | 0 | [11 empty] | Georgia Power Co | 100 | Southern Co | 100 | Regulated
Whitehead | 7028_G_K1 | 7028 | G | K1 |  | Combustion Turbine | IC Engine | WECC_UT | Utah | 49 | Utah | 49 | 49049 | 5.9 | 11420 | 1986 | 9999 |  |  | N | Natural Gas | [12 empty] | 0.85 | 2.4437 | 2.4437 | 2.4437 | 2.4437 | [11 empty] | Springville UT (City of) | 100 | Springville UT (City of) | 100 | Regulated
Whitehead | 7028_G_K2 | 7028 | G | K2 |  | Combustion Turbine | IC Engine | WECC_UT | Utah | 49 | Utah | 49 | 49049 | 6 | 11421 | 1986 | 9999 |  |  | N | Natural Gas | [12 empty] | 0.85 | 1.061 | 1.061 | 1.061 | 1.061 | [11 empty] | Springville UT (City of) | 100 | Springville UT (City of) | 100 | Regulated
Whitehead | 7028_G_K3 | 7028 | G | K3 |  | Combustion Turbine | IC Engine | WECC_UT | Utah | 49 | Utah | 49 | 49049 | 5.9 | 11420 | 2000 | 9999 |  |  | N | Natural Gas | [12 empty] | 0.85 | 2.5907 | 2.5907 | 2.5907 | 2.5907 | [11 empty] | Springville UT (City of) | 100 | Springville UT (City of) | 100 | Regulated
Whitehead | 7028_G_K4 | 7028 | G | K4 |  | Combustion Turbine | IC Engine | WECC_UT | Utah | 49 | Utah | 49 | 49049 | 4 | 11419 | 2002 | 9999 |  |  | N | Natural Gas | [12 empty] | 0.85 | 1.061 | 1.061 | 1.061 | 1.061 | [11 empty] | Springville UT (City of) | 100 | Springville UT (City of) | 100 | Regulated
Whitehead | 7028_G_K6CAT | 7028 | G | K6CAT |  | Combustion Turbine | IC Engine | WECC_UT | Utah | 49 | Utah | 49 | 49049 | 2.5 | 10745 | 2016 | 9999 |  |  | Y | Natural Gas | [13 empty] | 1.061 | 1.061 | 1.061 | 1.061 | [11 empty] | Springville UT (City of) | 100 | Springville UT (City of) | 100 | Regulated
Whitehead | 7028_G_K7CAT | 7028 | G | K7CAT |  | Combustion Turbine | IC Engine | WECC_UT | Utah | 49 | Utah | 49 | 49049 | 2.5 | 10745 | 2016 | 9999 |  |  | Y | Natural Gas | [13 empty] | 1.061 | 1.061 | 1.061 | 1.061 | [11 empty] | Springville UT (City of) | 100 | Springville UT (City of) | 100 | Regulated
Gravel Neck | 7032_G_1 | 7032 | G | 1 |  | Combustion Turbine |  | PJM_Dom | Virginia | 51 | Surry | 181 | 51181 | 12 | 12716 | 1970 | 9999 |  |  | N | Distillate Fuel Oil | [12 empty] | 2.64 | 0.18396 | 0.18396 | 0.18396 | 0.18396 | [11 empty] | Virginia Electric & Power Co | 100 | Dominion Energy Inc | 100 | Regulated
Gravel Neck | 7032_G_2 | 7032 | G | 2 |  | Combustion Turbine |  | PJM_Dom | Virginia | 51 | Surry | 181 | 51181 | 16 | 12717 | 1970 | 9999 |  |  | N | Distillate Fuel Oil | [12 empty] | 2.64 | 0.11655 | 0.11655 | 0.11655 | 0.11655 | [11 empty] | Virginia Electric & Power Co | 100 | Dominion Energy Inc | 100 | Regulated
Gravel Neck | 7032_G_3 | 7032 | G | 3 | 88238 | Combustion Turbine |  | PJM_Dom | Virginia | 51 | Surry | 181 | 51181 | 85 | 12717 | 1989 | 9999 |  |  | N | Natural Gas, Distillate Fuel Oil |  |  |  | H2O | [8 empty] | 2.64 | 0.15199 | 0.15199 | 0.15199 | 0.15199 | [11 empty] | Virginia Electric & Power Co | 100 | Dominion Energy Inc | 100 | Regulated
Gravel Neck | 7032_G_4 | 7032 | G | 4 | 88239 | Combustion Turbine |  | PJM_Dom | Virginia | 51 | Surry | 181 | 51181 | 85 | 12717 | 1989 | 9999 |  |  | N | Natural Gas, Distillate Fuel Oil |  |  |  | H2O | [8 empty] | 2.64 | 0.1631 | 0.1631 | 0.1631 | 0.1631 | [11 empty] | Virginia Electric & Power Co | 100 | Dominion Energy Inc | 100 | Regulated
Gravel Neck | 7032_G_5 | 7032 | G | 5 | 88240 | Combustion Turbine |  | PJM_Dom | Virginia | 51 | Surry | 181 | 51181 | 85 | 12717 | 1989 | 9999 |  |  | N | Natural Gas, Distillate Fuel Oil |  |  |  | H2O | [8 empty] | 2.64 | 0.15261 | 0.15261 | 0.15261 | 0.15261 | [11 empty] | Virginia Electric & Power Co | 100 | Dominion Energy Inc | 100 | Regulated
Gravel Neck | 7032_G_6 | 7032 | G | 6 | 88241 | Combustion Turbine |  | PJM_Dom | Virginia | 51 | Surry | 181 | 51181 | 85 | 12717 | 1989 | 9999 |  |  | N | Natural Gas, Distillate Fuel Oil |  |  |  | H2O | [8 empty] | 2.64 | 0.15619 | 0.15619 | 0.15619 | 0.15619 | [11 empty] | Virginia Electric & Power Co | 100 | Dominion Energy Inc | 100 | Regulated
Hydro II | 7034_G_1 | 7034 | G | 1 |  | Hydro |  | WECC_UT | Utah | 49 | Cache | 5 | 49005 | 3.1 | 0 | 1986 | 9999 |  |  | N | Hydro | [13 empty] | 0 | 0 | 0 | 0 | [11 empty] | Logan City Light & Power | 100 | Logan City Light & Power | 100 | Regulated
Hydro II | 7034_G_2 | 7034 | G | 2 |  | Hydro |  | WECC_UT | Utah | 49 | Cache | 5 | 49005 | 3.1 | 0 | 1986 | 9999 |  |  | N | Hydro | [13 empty] | 0 | 0 | 0 | 0 | [11 empty] | Logan City Light & Power | 100 | Logan City Light & Power | 100 | Regulated
Lake (WY) | 7039_G_1 | 7039 | G | 1 |  | Combustion Turbine | IC Engine | WECC_WY | Wyoming | 56 | Teton | 39 | 56039 | 2.7 | 10745 | 1967 | 9999 |  |  | N | Distillate Fuel Oil | [12 empty] | 0.8 | 1.6498 | 1.6498 | 1.6498 | 1.6498 | [11 empty] | NorthWestern Corp | 100 | NorthWestern Corp | 100 | Regulated
Burton Dam | 704_G_1 | 704 | G | 1 |  | Hydro |  | S_SOU | Georgia | 13 | Rabun | 241 | 13241 | 4.8 | 0 | 1927 | 9999 |  |  | N | Hydro | [13 empty] | 0 | 0 | 0 | 0 | [11 empty] | Georgia Power Co | 100 | Southern Co | 100 | Regulated
Burton Dam | 704_G_2 | 704 | G | 2 |  | Hydro |  | S_SOU | Georgia | 13 | Rabun | 241 | 13241 | 4.8 | 0 | 1927 | 9999 |  |  | N | Hydro | [13 empty] | 0 | 0 | 0 | 0 | [11 empty] | Georgia Power Co | 100 | Southern Co | 100 | Regulated
Ellis Hydro | 7040_G_1 | 7040 | G | 1 |  | Hydro |  | SPP_WEST | Arkansas | 5 | Crawford | 33 | 05033 | 5 | 0 | 1988 | 9999 |  |  | N | Hydro | [13 empty] | 0 | 0 | 0 | 0 | [11 empty] | Arkansas Electric Coop Corp | 100 | Arkansas Electric Coop Corp | 100 | Regulated
Ellis Hydro | 7040_G_2 | 7040 | G | 2 |  | Hydro |  | SPP_WEST | Arkansas | 5 | Crawford | 33 | 05033 | 6 | 0 | 1988 | 9999 |  |  | N | Hydro | [13 empty] | 0 | 0 | 0 | 0 | [11 empty] | Arkansas Electric Coop Corp | 100 | Arkansas Electric Coop Corp | 100 | Regulated
Ellis Hydro | 7040_G_3 | 7040 | G | 3 |  | Hydro |  | SPP_WEST | Arkansas | 5 | Crawford | 33 | 05033 | 6 | 0 | 1988 | 9999 |  |  | N | Hydro | [13 empty] | 0 | 0 | 0 | 0 | [11 empty] | Arkansas Electric Coop Corp | 100 | Arkansas Electric Coop Corp | 100 | Regulated
Wrightsville Hydro Plant | 7051_G_1 | 7051 | G | 1 |  | Hydro |  | NENGREST | Vermont | 50 | Washington | 23 | 50023 | 0.1 | 0 | 1985 | 9999 |  |  | N | Hydro | [13 empty] | 0 | 0 | 0 | 0 | [11 empty] | Washington Electric Coop Inc (VT) | 100 | Washington Electric Coop Inc (VT) | 100 | Regulated
Wrightsville Hydro Plant | 7051_G_2 | 7051 | G | 2 |  | Hydro |  | NENGREST | Vermont | 50 | Washington | 23 | 50023 | 0.2 | 0 | 1985 | 9999 |  |  | N | Hydro | [13 empty] | 0 | 0 | 0 | 0 | [11 empty] | Washington Electric Coop Inc (VT) | 100 | Washington Electric Coop Inc (VT) | 100 | Regulated
Wrightsville Hydro Plant | 7051_G_3 | 7051 | G | 3 |  | Hydro |  | NENGREST | Vermont | 50 | Washington | 23 | 50023 | 0.4 | 0 | 1985 | 9999 |  |  | N | Hydro | [13 empty] | 0 | 0 | 0 | 0 | [11 empty] | Washington Electric Coop Inc (VT) | 100 | Washington Electric Coop Inc (VT) | 100 | Regulated
Bolton Falls | 7056_G_1 | 7056 | G | 1 |  | Hydro |  | NENGREST | Vermont | 50 | Washington | 23 | 50023 | 3.9 | 0 | 1986 | 9999 |  |  | N | Hydro | [13 empty] | 0 | 0 | 0 | 0 | [11 empty] | Green Mountain Power Corp | 100 | Gaz Métropolitain & Co LP | 100 | Regulated
Bolton Falls | 7056_G_2 | 7056 | G | 2 |  | Hydro |  | NENGREST | Vermont | 50 | Washington | 23 | 50023 | 3.9 | 0 | 1986 | 9999 |  |  | N | Hydro | [13 empty] | 0 | 0 | 0 | 0 | [11 empty] | Green Mountain Power Corp | 100 | Gaz Métropolitain & Co LP | 100 | Regulated
Solon Diesel | 7058_G_1 | 7058 | G | 1 |  | Combustion Turbine | IC Engine | MIS_MNWI | Wisconsin | 55 | Douglas | 31 | 55031 | 0.8 | 16822 | 1988 | 9999 |  |  | N | Distillate Fuel Oil | [12 empty] | 3 | 1.6498 | 1.6498 | 1.6498 | 1.6498 | [11 empty] | Dahlberg Light & Power Co | 100 | Dahlberg Light & Power Co | 100 | Regulated
Solon Diesel | 7058_G_2 | 7058 | G | 2 |  | Combustion Turbine | IC Engine | MIS_MNWI | Wisconsin | 55 | Douglas | 31 | 55031 | 0.8 | 17606 | 1988 | 9999 |  |  | N | Distillate Fuel Oil | [12 empty] | 3 | 1.6498 | 1.6498 | 1.6498 | 1.6498 | [11 empty] | Dahlberg Light & Power Co | 100 | Dahlberg Light & Power Co | 100 | Regulated
Solon Diesel | 7058_G_3 | 7058 | G | 3 |  | Combustion Turbine | IC Engine | MIS_MNWI | Wisconsin | 55 | Douglas | 31 | 55031 | 0.8 | 17606 | 1989 | 9999 |  |  | N | Distillate Fuel Oil | [12 empty] | 3 | 1.6498 | 1.6498 | 1.6498 | 1.6498 | [11 empty] | Dahlberg Light & Power Co | 100 | Dahlberg Light & Power Co | 100 | Regulated
Solon Diesel | 7058_G_4 | 7058 | G | 4 |  | Combustion Turbine | IC Engine | MIS_MNWI | Wisconsin | 55 | Douglas | 31 | 55031 | 0.8 | 17606 | 1989 | 9999 |  |  | N | Distillate Fuel Oil | [12 empty] | 3 | 1.6498 | 1.6498 | 1.6498 | 1.6498 | [11 empty] | Dahlberg Light & Power Co | 100 | Dahlberg Light & Power Co | 100 | Regulated
Solon Diesel | 7058_G_5 | 7058 | G | 5 |  | Combustion Turbine | IC Engine | MIS_MNWI | Wisconsin | 55 | Douglas | 31 | 55031 | 0.8 | 17606 | 1989 | 9999 |  |  | N | Distillate Fuel Oil | [12 empty] | 3 | 1.6498 | 1.6498 | 1.6498 | 1.6498 | [11 empty] | Dahlberg Light & Power Co | 100 | Dahlberg Light & Power Co | 100 | Regulated
Solon Diesel | 7058_G_6 | 7058 | G | 6 |  | Combustion Turbine | IC Engine | MIS_MNWI | Wisconsin | 55 | Douglas | 31 | 55031 | 0.8 | 17606 | 1995 | 9999 |  |  | N | Distillate Fuel Oil | [12 empty] | 3 | 1.6498 | 1.6498 | 1.6498 | 1.6498 | [11 empty] | Dahlberg Light & Power Co | 100 | Dahlberg Light & Power Co | 100 | Regulated
Solon Diesel | 7058_G_7 | 7058 | G | 7 |  | Combustion Turbine | IC Engine | MIS_MNWI | Wisconsin | 55 | Douglas | 31 | 55031 | 0.8 | 17606 | 1995 | 9999 |  |  | N | Distillate Fuel Oil | [12 empty] | 3 | 1.6498 | 1.6498 | 1.6498 | 1.6498 | [11 empty] | Dahlberg Light & Power Co | 100 | Dahlberg Light & Power Co | 100 | Regulated
Solon Diesel | 7058_G_8 | 7058 | G | 8 |  | Combustion Turbine | IC Engine | MIS_MNWI | Wisconsin | 55 | Douglas | 31 | 55031 | 0.8 | 17606 | 1995 | 9999 |  |  | N | Distillate Fuel Oil | [12 empty] | 3 | 1.6498 | 1.6498 | 1.6498 | 1.6498 | [11 empty] | Dahlberg Light & Power Co | 100 | Dahlberg Light & Power Co | 100 | Regulated
Flint River | 706_G_1 | 706 | G | 1 |  | Hydro |  | S_SOU | Georgia | 13 | Dougherty | 95 | 13095 | 2.1 | 0 | 1921 | 9999 |  |  | N | Hydro | [13 empty] | 0 | 0 | 0 | 0 | [11 empty] | Georgia Power Co | 100 | Southern Co | 100 | Regulated
Flint River | 706_G_2 | 706 | G | 2 |  | Hydro |  | S_SOU | Georgia | 13 | Dougherty | 95 | 13095 | 2.1 | 0 | 1921 | 9999 |  |  | N | Hydro | [13 empty] | 0 | 0 | 0 | 0 | [11 empty] | Georgia Power Co | 100 | Southern Co | 100 | Regulated
Flint River | 706_G_3 | 706 | G | 3 |  | Hydro |  | S_SOU | Georgia | 13 | Dougherty | 95 | 13095 | 2.1 | 0 | 1925 | 9999 |  |  | N | Hydro | [13 empty] | 0 | 0 | 0 | 0 | [11 empty] | Georgia Power Co | 100 | Southern Co | 100 | Regulated
Sibley No Two | 7060_G_4 | 7060 | G | 4 |  | Combustion Turbine | IC Engine | MIS_IA | Iowa | 19 | Osceola | 143 | 19143 | 1 | 10745 | 1987 | 9999 |  |  | N | Natural Gas | [12 empty] | 2.5 | 1.061 | 1.061 | 1.061 | 1.061 | [11 empty] | Sibley IA (City of) | 100 | Sibley IA (City of) | 100 | Regulated
McIntosh (AL) | 7063_G_1 | 7063 | G | 1 | 2924 | Combustion Turbine |  | S_SOU | Alabama | 1 | Washington | 129 | 01129 | 110 | 8904 | 1991 | 9999 |  |  | N | Natural Gas | [13 empty] | 0.21621 | 0.21621 | 0.21621 | 0.21621 | [11 empty] | PowerSouth Energy Coop | 100 | PowerSouth Energy Coop | 100 | Regulated
McIntosh (AL) | 7063_G_2 | 7063 | G | 2 | 2925 | Combustion Turbine |  | S_SOU | Alabama | 1 | Washington | 129 | 01129 | 114 | 11359 | 1998 | 9999 |  |  | N | Natural Gas, Distillate Fuel Oil |  |  |  | DLNB + H2O | [8 empty] | 0.006 | 0.07097 | 0.07097 | 0.07097 | 0.07097 | [11 empty] | PowerSouth Energy Coop | 100 | PowerSouth Energy Coop | 100 | Regulated
McIntosh (AL) | 7063_G_3 | 7063 | G | 3 | 2926 | Combustion Turbine |  | S_SOU | Alabama | 1 | Washington | 129 | 01129 | 114 | 11359 | 1998 | 9999 |  |  | N | Natural Gas, Distillate Fuel Oil |  |  |  | DLNB + H2O | [8 empty] | 0.006 | 0.05678 | 0.05678 | 0.05678 | 0.05678 | [11 empty] | PowerSouth Energy Coop | 100 | PowerSouth Energy Coop | 100 | Regulated
McIntosh (AL) | 7063_G_4 | 7063 | G | 4 | 90423 | Combustion Turbine |  | S_SOU | Alabama | 1 | Washington | 129 | 01129 | 175 | 11359 | 2010 | 9999 |  |  | N | Natural Gas |  |  |  | DLNB | [9 empty] | 0.03616 | 0.03616 | 0.03616 | 0.03616 | [11 empty] | PowerSouth Energy Coop | 100 | PowerSouth Energy Coop | 100 | Regulated
McIntosh (AL) | 7063_G_5 | 7063 | G | 5 | 90424 | Combustion Turbine |  | S_SOU | Alabama | 1 | Washington | 129 | 01129 | 175 | 11359 | 2010 | 9999 |  |  | N | Natural Gas |  |  |  | DLNB | [9 empty] | 0.03737 | 0.03737 | 0.03737 | 0.03737 | [11 empty] | PowerSouth Energy Coop | 100 | PowerSouth Energy Coop | 100 | Regulated
Stampede | 7066_G_1 | 7066 | G | 1 |  | Hydro |  | WEC_CALN | California | 6 | Sierra | 91 | 06091 | 3 | 0 | 1988 | 9999 |  |  | N | Hydro | [13 empty] | 0 | 0 | 0 | 0 | [11 empty] | U S Bureau of Reclamation | 100 | U S Bureau of Reclamation | 100 | Regulated
Stampede | 7066_G_2 | 7066 | G | 2 |  | Hydro |  | WEC_CALN | California | 6 | Sierra | 91 | 06091 | 0.6 | 0 | 1988 | 9999 |  |  | N | Hydro | [13 empty] | 0 | 0 | 0 | 0 | [11 empty] | U S Bureau of Reclamation | 100 | U S Bureau of Reclamation | 100 | Regulated
Goat Rock | 707_G_3 | 707 | G | 3 |  | Hydro |  | S_SOU | Alabama | 1 | Lee | 81 | 01081 | 5 | 0 | 1915 | 9999 |  |  | N | Hydro | [13 empty] | 0 | 0 | 0 | 0 | [11 empty] | Georgia Power Co | 100 | Southern Co | 100 | Regulated
Goat Rock | 707_G_4 | 707 | G | 4 |  | Hydro |  | S_SOU | Alabama | 1 | Lee | 81 | 01081 | 5 | 0 | 1920 | 9999 |  |  | N | Hydro | [13 empty] | 0 | 0 | 0 | 0 | [11 empty] | Georgia Power Co | 100 | Southern Co | 100 | Regulated
Goat Rock | 707_G_5 | 707 | G | 5 |  | Hydro |  | S_SOU | Alabama | 1 | Lee | 81 | 01081 | 5 | 0 | 1955 | 9999 |  |  | N | Hydro | [13 empty] | 0 | 0 | 0 | 0 | [11 empty] | Georgia Power Co | 100 | Southern Co | 100 | Regulated
Goat Rock | 707_G_6 | 707 | G | 6 |  | Hydro |  | S_SOU | Alabama | 1 | Lee | 81 | 01081 | 5 | 0 | 1956 | 9999 |  |  | N | Hydro | [13 empty] | 0 | 0 | 0 | 0 | [11 empty] | Georgia Power Co | 100 | Southern Co | 100 | Regulated
Goat Rock | 707_G_7 | 707 | G | 7 |  | Hydro |  | S_SOU | Alabama | 1 | Lee | 81 | 01081 | 9.3 | 0 | 2005 | 9999 |  |  | N | Hydro | [13 empty] | 0 | 0 | 0 | 0 | [11 empty] | Georgia Power Co | 100 | Southern Co | 100 | Regulated
Goat Rock | 707_G_8 | 707 | G | 8 |  | Hydro |  | S_SOU | Alabama | 1 | Lee | 81 | 01081 | 9.3 | 0 | 2005 | 9999 |  |  | N | Hydro | [13 empty] | 0 | 0 | 0 | 0 | [11 empty] | Georgia Power Co | 100 | Southern Co | 100 | Regulated
Mojave Siphon | 7072_G_1 | 7072 | G | 1 |  | Hydro |  | WECC_SCE | California | 6 | San Bernardino | 71 | 06071 | 10.8 | 0 | 1996 | 9999 |  |  | N | Hydro | [13 empty] | 0 | 0 | 0 | 0 | [11 empty] | California Dept Water Resources | 100 | California Dept Water Resources | 100 | Regulated
Mojave Siphon | 7072_G_2 | 7072 | G | 2 |  | Hydro |  | WECC_SCE | California | 6 | San Bernardino | 71 | 06071 | 10.8 | 0 | 1996 | 9999 |  |  | N | Hydro | [13 empty] | 0 | 0 | 0 | 0 | [11 empty] | California Dept Water Resources | 100 | California Dept Water Resources | 100 | Regulated
Mojave Siphon | 7072_G_3 | 7072 | G | 3 |  | Hydro |  | WECC_SCE | California | 6 | San Bernardino | 71 | 06071 | 10.8 | 0 | 1996 | 9999 |  |  | N | Hydro | [13 empty] | 0 | 0 | 0 | 0 | [11 empty] | California Dept Water Resources | 100 | California Dept Water Resources | 100 | Regulated
Upper Salmon B | 7079_G_1 | 7079 | G | 1 |  | Hydro |  | WECC_ID | Idaho | 16 | Twin Falls | 83 | 16083 | 8.8 | 0 | 1947 | 9999 |  |  | N | Hydro | [13 empty] | 0 | 0 | 0 | 0 | [11 empty] | Idaho Power Co | 100 | IDACORP Inc | 100 | Regulated
Upper Salmon B | 7079_G_2 | 7079 | G | 2 |  | Hydro |  | WECC_ID | Idaho | 16 | Twin Falls | 83 | 16083 | 8.8 | 0 | 1947 | 9999 |  |  | N | Hydro | [13 empty] | 0 | 0 | 0 | 0 | [11 empty] | Idaho Power Co | 100 | IDACORP Inc | 100 | Regulated
St George Red Rock | 7080_G_1 | 7080 | G | 1 |  | Combustion Turbine | IC Engine | WECC_UT | Utah | 49 | Washington | 53 | 49053 | 7 | 10745 | 1987 | 9999 |  |  | N | Distillate Fuel Oil | [12 empty] | 0.85 | 1.6498 | 1.6498 | 1.6498 | 1.6498 | [11 empty] | St George Dept Water & Power | 100 | St George Dept Water & Power | 100 | Regulated
St George Red Rock | 7080_G_2 | 7080 | G | 2 |  | Combustion Turbine | IC Engine | WECC_UT | Utah | 49 | Washington | 53 | 49053 | 7 | 10745 | 1987 | 9999 |  |  | N | Distillate Fuel Oil | [12 empty] | 0.85 | 2.2801 | 2.2801 | 2.2801 | 2.2801 | [11 empty] | St George Dept Water & Power | 100 | St George Dept Water & Power | 100 | Regulated
Harry Allen | 7082_G_5 | 7082 | G | 5 | 2933 | Combined Cycle |  | WECC_SNV | Nevada | 32 | Clark | 3 | 32003 | 151.6 | 7078 | 2011 | 9999 |  |  | N | Natural Gas |  |  |  | DLNB | SCR | [8 empty] | 0.00568 | 0.00568 | 0.00568 | 0.00568 | [11 empty] | Nevada Power Co | 100 | Berkshire Hathaway Inc | 100 | Regulated
Harry Allen | 7082_G_6 | 7082 | G | 6 | 2934 | Combined Cycle |  | WECC_SNV | Nevada | 32 | Clark | 3 | 32003 | 151.6 | 7078 | 2011 | 9999 |  |  | N | Natural Gas |  |  |  | DLNB | SCR | [8 empty] | 0.00568 | 0.00568 | 0.00568 | 0.00568 | [11 empty] | Nevada Power Co | 100 | Berkshire Hathaway Inc | 100 | Regulated
Harry Allen | 7082_G_7 | 7082 | G | 7 | 2933 | Combined Cycle |  | WECC_SNV | Nevada | 32 | Clark | 3 | 32003 | 206.8 | 7078 | 2011 | 9999 |  |  | N | Natural Gas |  |  |  | DLNB | SCR | [8 empty] | 0.00568 | 0.00568 | 0.00568 | 0.00568 | [11 empty] | Nevada Power Co | 100 | Berkshire Hathaway Inc | 100 | Regulated
Harry Allen | 7082_G_GT1 | 7082 | G | GT1 | 2931 | Combustion Turbine |  | WECC_SNV | Nevada | 32 | Clark | 3 | 32003 | 72 | 11653 | 1995 | 9999 |  |  | N | Natural Gas |  |  |  | DLNB + H2O | [8 empty] | 1.4 | 0.03555 | 0.03555 | 0.03555 | 0.03555 | [11 empty] | Nevada Power Co | 100 | Berkshire Hathaway Inc | 100 | Regulated
Harry Allen | 7082_G_GT4 | 7082 | G | GT4 | 2932 | Combustion Turbine |  | WECC_SNV | Nevada | 32 | Clark | 3 | 32003 | 72 | 11653 | 2006 | 9999 |  |  | N | Natural Gas |  |  |  | DLNB | [8 empty] | 0.8 | 0.0231 | 0.0231 | 0.0231 | 0.0231 | [11 empty] | Nevada Power Co | 100 | Berkshire Hathaway Inc | 100 | Regulated
Jack McDonough | 710_G_3A | 710 | G | 3A | 90360 | Combustion Turbine |  | S_SOU | Georgia | 13 | Cobb | 67 | 13067 | 32 | 25000 | 1971 | 9999 |  |  | N | Natural Gas, Distillate Fuel Oil | [12 empty] | 3.09 | 0.97093 | 0.97093 | 0.97093 | 0.97093 | [11 empty] | Georgia Power Co | 100 | Southern Co | 100 | Regulated
Jack McDonough | 710_G_3B | 710 | G | 3B | 90362 | Combustion Turbine |  | S_SOU | Georgia | 13 | Cobb | 67 | 13067 | 32 | 25000 | 1971 | 9999 |  |  | N | Natural Gas, Distillate Fuel Oil | [12 empty] | 3.09 | 0.8671 | 0.8671 | 0.8671 | 0.8671 | [11 empty] | Georgia Power Co | 100 | Southern Co | 100 | Regulated
Jack McDonough | 710_G_4 | 710 | G | 4 | 90761 | Combined Cycle |  | S_SOU | Georgia | 13 | Cobb | 67 | 13067 | 360 | 7050 | 2011 | 9999 |  |  | N | Natural Gas, Distillate Fuel Oil |  |  |  | LNB | SCR | [8 empty] | 0.00751 | 0.00751 | 0.00751 | 0.00751 | [11 empty] | Georgia Power Co | 100 | Southern Co | 100 | Regulated
Jack McDonough | 710_G_5 | 710 | G | 5 | 90763 | Combined Cycle |  | S_SOU | Georgia | 13 | Cobb | 67 | 13067 | 360 | 7050 | 2012 | 9999 |  |  | N | Natural Gas, Distillate Fuel Oil |  |  |  | LNB | SCR | [8 empty] | 0.00733 | 0.00733 | 0.00733 | 0.00733 | [11 empty] | Georgia Power Co | 100 | Southern Co | 100 | Regulated
Jack McDonough | 710_G_5ACT | 710 | G | 5ACT | 90763 | Combined Cycle |  | S_SOU | Georgia | 13 | Cobb | 67 | 13067 | 232.5 | 7050 | 2012 | 9999 |  |  | N | Natural Gas, Distillate Fuel Oil |  |  |  | DLNB + H2O | SCR | [8 empty] | 0.00733 | 0.00733 | 0.00733 | 0.00733 | [11 empty] | Georgia Power Co | 100 | Southern Co | 100 | Regulated
Jack McDonough | 710_G_5BCT | 710 | G | 5BCT | 90764 | Combined Cycle |  | S_SOU | Georgia | 13 | Cobb | 67 | 13067 | 232.5 | 7050 | 2012 | 9999 |  |  | N | Natural Gas, Distillate Fuel Oil |  |  |  | DLNB | SCR | [8 empty] | 0.00733 | 0.00733 | 0.00733 | 0.00733 | [11 empty] | Georgia Power Co | 100 | Southern Co | 100 | Regulated
Jack McDonough | 710_G_6 | 710 | G | 6 | 90765 | Combined Cycle |  | S_SOU | Georgia | 13 | Cobb | 67 | 13067 | 345 | 7050 | 2012 | 9999 |  |  | N | Natural Gas |  |  |  | LNB | SCR | [8 empty] | 0.00732 | 0.00732 | 0.00732 | 0.00732 | [11 empty] | Georgia Power Co | 100 | Southern Co | 100 | Regulated
Jack McDonough | 710_G_6ACT | 710 | G | 6ACT | 90765 | Combined Cycle |  | S_SOU | Georgia | 13 | Cobb | 67 | 13067 | 233 | 7050 | 2012 | 9999 |  |  | N | Natural Gas |  |  |  | DLNB | SCR | [8 empty] | 0.00732 | 0.00732 | 0.00732 | 0.00732 | [11 empty] | Georgia Power Co | 100 | Southern Co | 100 | Regulated
Jack McDonough | 710_G_6BCT | 710 | G | 6BCT | 90766 | Combined Cycle |  | S_SOU | Georgia | 13 | Cobb | 67 | 13067 | 233 | 7050 | 2012 | 9999 |  |  | N | Natural Gas |  |  |  | DLNB | SCR | [8 empty] | 0.00732 | 0.00732 | 0.00732 | 0.00732 | [11 empty] | Georgia Power Co | 100 | Southern Co | 100 | Regulated
Jack McDonough | 710_G_CT4A | 710 | G | CT4A | 90761 | Combined Cycle |  | S_SOU | Georgia | 13 | Cobb | 67 | 13067 | 237.5 | 7050 | 2011 | 9999 |  |  | N | Natural Gas, Distillate Fuel Oil |  |  |  | DLNB + H2O | SCR | [8 empty] | 0.00751 | 0.00751 | 0.00751 | 0.00751 | [11 empty] | Georgia Power Co | 100 | Southern Co | 100 | Regulated
Jack McDonough | 710_G_CT4B | 710 | G | CT4B | 90762 | Combined Cycle |  | S_SOU | Georgia | 13 | Cobb | 67 | 13067 | 237.5 | 7050 | 2011 | 9999 |  |  | N | Natural Gas, Distillate Fuel Oil |  |  |  | DLNB | SCR | [8 empty] | 0.00751 | 0.00751 | 0.00751 | 0.00751 | [11 empty] | Georgia Power Co | 100 | Southern Co | 100 | Regulated
Heber City | 7111_G_1 | 7111 | G | 1 |  | Combustion Turbine | IC Engine | WECC_UT | Utah | 49 | Wasatch | 51 | 49051 | 1.4 | 10959 | 2004 | 9999 |  |  | N | Natural Gas | [12 empty] | 0.85 | 0.20238 | 0.20238 | 0.20238 | 0.20238 | [11 empty] | Heber Light & Power Co | 100 | Heber Light & Power Co | 100 | Regulated
Heber City | 7111_G_11 | 7111 | G | 11 |  | Combustion Turbine | IC Engine | WECC_UT | Utah | 49 | Wasatch | 51 | 49051 | 1.9 | 10745 | 2015 | 9999 |  |  | N | Natural Gas | [13 empty] | 1.061 | 1.061 | 1.061 | 1.061 | [11 empty] | Heber Light & Power Co | 100 | Heber Light & Power Co | 100 | Regulated
Heber City | 7111_G_12 | 7111 | G | 12 |  | Combustion Turbine | IC Engine | WECC_UT | Utah | 49 | Wasatch | 51 | 49051 | 2.3 | 10745 | 2015 | 9999 |  |  | N | Natural Gas | [13 empty] | 1.061 | 1.061 | 1.061 | 1.061 | [11 empty] | Heber Light & Power Co | 100 | Heber Light & Power Co | 100 | Regulated
Heber City | 7111_G_2 | 7111 | G | 2 |  | Combustion Turbine | IC Engine | WECC_UT | Utah | 49 | Wasatch | 51 | 49051 | 1.4 | 10959 | 2004 | 9999 |  |  | N | Natural Gas | [12 empty] | 0.85 | 0.31682 | 0.31682 | 0.31682 | 0.31682 | [11 empty] | Heber Light & Power Co | 100 | Heber Light & Power Co | 100 | Regulated
Heber City | 7111_G_4 | 7111 | G | 4 |  | Combustion Turbine | IC Engine | WECC_UT | Utah | 49 | Wasatch | 51 | 49051 | 1.9 | 10958 | 2003 | 9999 |  |  | N | Natural Gas | [12 empty] | 0.85 | 0.3003 | 0.3003 | 0.3003 | 0.3003 | [11 empty] | Heber Light & Power Co | 100 | Heber Light & Power Co | 100 | Regulated
Heber City | 7111_G_NA10 | 7111 | G | NA10 |  | Combustion Turbine | IC Engine | WECC_UT | Utah | 49 | Wasatch | 51 | 49051 | 1.9 | 10958 | 2002 | 9999 |  |  | N | Natural Gas | [12 empty] | 0.85 | 0.02071 | 0.02071 | 0.02071 | 0.02071 | [11 empty] | Heber Light & Power Co | 100 | Heber Light & Power Co | 100 | Regulated
Heber City | 7111_G_NA6 | 7111 | G | NA6 |  | Combustion Turbine | IC Engine | WECC_UT | Utah | 49 | Wasatch | 51 | 49051 | 0.7 | 10959 | 2001 | 9999 |  |  | N | Natural Gas | [12 empty] | 0.85 | 0.14942 | 0.14942 | 0.14942 | 0.14942 | [11 empty] | Heber Light & Power Co | 100 | Heber Light & Power Co | 100 | Regulated
Heber City | 7111_G_NA9 | 7111 | G | NA9 |  | Combustion Turbine | IC Engine | WECC_UT | Utah | 49 | Wasatch | 51 | 49051 | 1.9 | 10958 | 2003 | 9999 |  |  | N | Natural Gas | [12 empty] | 0.85 | 0.01118 | 0.01118 | 0.01118 | 0.01118 | [11 empty] | Heber Light & Power Co | 100 | Heber Light & Power Co | 100 | Regulated
PEC Headworks | 7113_G_1 | 7113 | G | 1 |  | Hydro |  | WECC_PNW | Washington | 53 | Grant | 25 | 53025 | 6.6 | 0 | 1990 | 9999 |  |  | N | Hydro | [13 empty] | 0 | 0 | 0 | 0 | [11 empty] | Grand Coulee Project Hydroelectric Authority | 100 | East Columbia Basin Irrigation District | 100 | Regulated
Hoist | 7115_G_2 | 7115 | G | 2 |  | Hydro |  | MIS_WUMS | Michigan | 26 | Marquette | 103 | 26103 | 0.8 | 0 | 1988 | 9999 |  |  | N | Hydro | [13 empty] | 0 | 0 | 0 | 0 | [11 empty] | Upper Peninsula Power Co | 100 | Balfour Beatty Infrastructure Inc | 100 | Regulated
Hoist | 7115_G_3 | 7115 | G | 3 |  | Hydro |  | MIS_WUMS | Michigan | 26 | Marquette | 103 | 26103 | 1.2 | 0 | 1988 | 9999 |  |  | N | Hydro | [13 empty] | 0 | 0 | 0 | 0 | [11 empty] | Upper Peninsula Power Co | 100 | Balfour Beatty Infrastructure Inc | 100 | Regulated
McClure Dam | 7116_G_1 | 7116 | G | 1 |  | Hydro |  | MIS_WUMS | Michigan | 26 | Marquette | 103 | 26103 | 2.9 | 0 | 1988 | 9999 |  |  | N | Hydro | [13 empty] | 0 | 0 | 0 | 0 | [11 empty] | Upper Peninsula Power Co | 100 | Balfour Beatty Infrastructure Inc | 100 | Regulated
McClure Dam | 7116_G_2 | 7116 | G | 2 |  | Hydro |  | MIS_WUMS | Michigan | 26 | Marquette | 103 | 26103 | 2.9 | 0 | 1988 | 9999 |  |  | N | Hydro | [13 empty] | 0 | 0 | 0 | 0 | [11 empty] | Upper Peninsula Power Co | 100 | Balfour Beatty Infrastructure Inc | 100 | Regulated
Cataract (MI) | 7118_G_1 | 7118 | G | 1 |  | Hydro |  | MIS_WUMS | Michigan | 26 | Marquette | 103 | 26103 | 0.6 | 0 | 1988 | 9999 |  |  | N | Hydro | [13 empty] | 0 | 0 | 0 | 0 | [11 empty] | Upper Peninsula Power Co | 100 | Balfour Beatty Infrastructure Inc | 100 | Non-regulated
Gladstone | 7119_G_1 | 7119 | G | 1 |  | Combustion Turbine |  | MIS_WUMS | Michigan | 26 | Delta | 41 | 26041 | 17 | 16213 | 1975 | 9999 |  |  | N | Distillate Fuel Oil | [12 empty] | 1.67 | 1.01 | 1.01 | 1.01 | 1.01 | [11 empty] | Upper Peninsula Power Co | 100 | Balfour Beatty Infrastructure Inc | 100 | Regulated
Lloyd Shoals | 712_G_1 | 712 | G | 1 |  | Hydro |  | S_SOU | Georgia | 13 | Jasper | 159 | 13159 | 3.8 | 0 | 1911 | 9999 |  |  | N | Hydro | [13 empty] | 0 | 0 | 0 | 0 | [11 empty] | Georgia Power Co | 100 | Southern Co | 100 | Regulated
Lloyd Shoals | 712_G_2 | 712 | G | 2 |  | Hydro |  | S_SOU | Georgia | 13 | Jasper | 159 | 13159 | 3.8 | 0 | 1911 | 9999 |  |  | N | Hydro | [13 empty] | 0 | 0 | 0 | 0 | [11 empty] | Georgia Power Co | 100 | Southern Co | 100 | Regulated
Lloyd Shoals | 712_G_3 | 712 | G | 3 |  | Hydro |  | S_SOU | Georgia | 13 | Jasper | 159 | 13159 | 3.8 | 0 | 1911 | 9999 |  |  | N | Hydro | [13 empty] | 0 | 0 | 0 | 0 | [11 empty] | Georgia Power Co | 100 | Southern Co | 100 | Regulated
Lloyd Shoals | 712_G_4 | 712 | G | 4 |  | Hydro |  | S_SOU | Georgia | 13 | Jasper | 159 | 13159 | 3.8 | 0 | 1911 | 9999 |  |  | N | Hydro | [13 empty] | 0 | 0 | 0 | 0 | [11 empty] | Georgia Power Co | 100 | Southern Co | 100 | Regulated
Lloyd Shoals | 712_G_5 | 712 | G | 5 |  | Hydro |  | S_SOU | Georgia | 13 | Jasper | 159 | 13159 | 3.8 | 0 | 1916 | 9999 |  |  | N | Hydro | [13 empty] | 0 | 0 | 0 | 0 | [11 empty] | Georgia Power Co | 100 | Southern Co | 100 | Regulated
Lloyd Shoals | 712_G_6 | 712 | G | 6 |  | Hydro |  | S_SOU | Georgia | 13 | Jasper | 159 | 13159 | 3.8 | 0 | 1917 | 9999 |  |  | N | Hydro | [13 empty] | 0 | 0 | 0 | 0 | [11 empty] | Georgia Power Co | 100 | Southern Co | 100 | Regulated
Bad Creek | 7125_G_1 | 7125 | G | 1 |  | Pumped Storage |  | S_VACA | South Carolina | 45 | Oconee | 73 | 45073 | 485 | 0 | 1991 | 9999 |  |  | N | Pumped Storage | [13 empty] | 0 | 0 | 0 | 0 | [11 empty] | Duke Energy Carolinas | 100 | Duke Energy Corp | 100 | Regulated
Bad Creek | 7125_G_2 | 7125 | G | 2 |  | Pumped Storage |  | S_VACA | South Carolina | 45 | Oconee | 73 | 45073 | 420 | 0 | 1991 | 9999 |  |  | N | Pumped Storage | [13 empty] | 0 | 0 | 0 | 0 | [11 empty] | Duke Energy Carolinas | 100 | Duke Energy Corp | 100 | Regulated
Bad Creek | 7125_G_3 | 7125 | G | 3 |  | Pumped Storage |  | S_VACA | South Carolina | 45 | Oconee | 73 | 45073 | 405 | 0 | 1991 | 9999 |  |  | N | Pumped Storage | [13 empty] | 0 | 0 | 0 | 0 | [11 empty] | Duke Energy Carolinas | 100 | Duke Energy Corp | 100 | Regulated
Bad Creek | 7125_G_4 | 7125 | G | 4 |  | Pumped Storage |  | S_VACA | South Carolina | 45 | Oconee | 73 | 45073 | 405 | 0 | 1991 | 9999 |  |  | N | Pumped Storage | [13 empty] | 0 | 0 | 0 | 0 | [11 empty] | Duke Energy Carolinas | 100 | Duke Energy Corp | 100 | Regulated
Wynoochee | 7127_G_1 | 7127 | G | 1 |  | Hydro |  | WECC_PNW | Washington | 53 | Grays Harbor | 27 | 53027 | 15.5 | 0 | 1994 | 9999 |  |  | N | Hydro | [13 empty] | 0 | 0 | 0 | 0 | [11 empty] | Tacoma Public Utilities | 100 | Tacoma Public Utilities | 100 | Regulated
William F Matson Generating Station | 7128_G_1 | 7128 | G | 1 |  | Hydro |  | PJM_PENE | Pennsylvania | 42 | Huntingdon | 61 | 42061 | 2.4 | 0 | 1988 | 9999 |  |  | N | Hydro | [13 empty] | 0 | 0 | 0 | 0 | [11 empty] | Allegheny Electric Coop Inc | 100 | Allegheny Electric Coop Inc | 100 | Regulated
William F Matson Generating Station | 7128_G_2 | 7128 | G | 2 |  | Hydro |  | PJM_PENE | Pennsylvania | 42 | Huntingdon | 61 | 42061 | 6 | 0 | 1988 | 9999 |  |  | N | Hydro | [13 empty] | 0 | 0 | 0 | 0 | [11 empty] | Allegheny Electric Coop Inc | 100 | Allegheny Electric Coop Inc | 100 | Regulated
Thermalito Diverson Dam | 7129_G_TD1 | 7129 | G | TD1 |  | Hydro |  | WEC_CALN | California | 6 | Butte | 7 | 06007 | 3 | 0 | 1987 | 9999 |  |  | N | Hydro | [13 empty] | 0 | 0 | 0 | 0 | [11 empty] | California Dept Water Resources | 100 | California Dept Water Resources | 100 | Regulated
Brandon Station | 7131_G_1 | 7131 | G | 1 |  | Combustion Turbine |  | SPP_SPS | Texas | 48 | Lubbock | 303 | 48303 | 20 | 10249 | 1990 | 9999 |  |  | Y | Natural Gas | [12 empty] | 3 | 0.09267 | 0.09267 | 0.09267 | 0.09267 | [11 empty] | Lubbock Power & Light Dept | 100 | Lubbock Power & Light Dept | 100 | Regulated
Pine View Dam | 7132_G_NA1 | 7132 | G | NA1 |  | Hydro |  | WECC_UT | Utah | 49 | Weber | 57 | 49057 | 1.8 | 0 | 1991 | 9999 |  |  | N | Hydro | [13 empty] | 0 | 0 | 0 | 0 | [11 empty] | Bountiful City Light & Power | 100 | Bountiful City Light & Power | 100 | Regulated
Whillock | 7135_G_1 | 7135 | G | 1 |  | Hydro |  | MIS_AR | Arkansas | 5 | Conway | 29 | 05029 | 6 | 0 | 1993 | 9999 |  |  | N | Hydro | [13 empty] | 0 | 0 | 0 | 0 | [11 empty] | Arkansas Electric Coop Corp | 100 | Arkansas Electric Coop Corp | 100 | Regulated
Whillock | 7135_G_2 | 7135 | G | 2 |  | Hydro |  | MIS_AR | Arkansas | 5 | Conway | 29 | 05029 | 6 | 0 | 1993 | 9999 |  |  | N | Hydro | [13 empty] | 0 | 0 | 0 | 0 | [11 empty] | Arkansas Electric Coop Corp | 100 | Arkansas Electric Coop Corp | 100 | Regulated
Whillock | 7135_G_3 | 7135 | G | 3 |  | Hydro |  | MIS_AR | Arkansas | 5 | Conway | 29 | 05029 | 5 | 0 | 1993 | 9999 |  |  | N | Hydro | [13 empty] | 0 | 0 | 0 | 0 | [11 empty] | Arkansas Electric Coop Corp | 100 | Arkansas Electric Coop Corp | 100 | Regulated
Forked River | 7138_G_1 | 7138 | G | 1 | 2945 | Combustion Turbine |  | PJM_EMAC | New Jersey | 34 | Ocean | 29 | 34029 | 34 | 14438 | 1989 | 9999 |  |  | N | Natural Gas, Distillate Fuel Oil |  |  |  | H2O | [8 empty] | 0.32 | 0.14101 | 0.14101 | 0.14101 | 0.14101 | [11 empty] | Forked River Power LLC | 100 | Maxim Power Corp | 100 | Non-regulated
Forked River | 7138_G_2 | 7138 | G | 2 | 2946 | Combustion Turbine |  | PJM_EMAC | New Jersey | 34 | Ocean | 29 | 34029 | 31 | 14423 | 1989 | 9999 |  |  | N | Natural Gas, Distillate Fuel Oil |  |  |  | DLNB + H2O | [8 empty] | 0.32 | 0.30436 | 0.30436 | 0.30436 | 0.30436 | [11 empty] | Forked River Power LLC | 100 | Maxim Power Corp | 100 | Non-regulated
Toadtown | 714_G_1 | 714 | G | 1 |  | Hydro |  | WEC_CALN | California | 6 | Butte | 7 | 06007 | 1.5 | 0 | 1986 | 9999 |  |  | N | Hydro | [13 empty] | 0 | 0 | 0 | 0 | [11 empty] | Pacific Gas & Electric Co | 100 | PG&E Corp | 100 | Regulated
Pleasant Hill | 7145_G_1 | 7145 | G | 1 | 90077 | Combustion Turbine |  | MIS_MIDA | Iowa | 19 | Polk | 153 | 19153 | 36.7 | 16482 | 1990 | 9999 |  |  | N | Natural Gas, Distillate Fuel Oil |  |  |  | H2O | [8 empty] | 0.5 | 0.25392 | 0.25392 | 0.25392 | 0.25392 | [11 empty] | MidAmerican Energy Co | 100 | Berkshire Hathaway Inc | 100 | Regulated
Pleasant Hill | 7145_G_2 | 7145 | G | 2 | 90078 | Combustion Turbine |  | MIS_MIDA | Iowa | 19 | Polk | 153 | 19153 | 37.3 | 16482 | 1990 | 9999 |  |  | N | Natural Gas, Distillate Fuel Oil |  |  |  | H2O | [8 empty] | 0.5 | 0.25385 | 0.25385 | 0.25385 | 0.25385 | [11 empty] | MidAmerican Energy Co | 100 | Berkshire Hathaway Inc | 100 | Regulated
Pleasant Hill | 7145_G_3 | 7145 | G | 3 | 2954 | Combustion Turbine |  | MIS_MIDA | Iowa | 19 | Polk | 153 | 19153 | 80.8 | 16463 | 1994 | 9999 |  |  | N | Natural Gas, Distillate Fuel Oil |  |  |  | H2O | [8 empty] | 0.5 | 0.15756 | 0.15756 | 0.15756 | 0.15756 | [11 empty] | MidAmerican Energy Co | 100 | Berkshire Hathaway Inc | 100 | Regulated
Wading River | 7146_G_02 | 7146 | G | 02 | 2956 | Combustion Turbine |  | NY_Z_K | New York | 36 | Suffolk | 103 | 36103 | 76.9 | 14576 | 1989 | 9999 |  |  | N | Distillate Fuel Oil |  |  |  | H2O | [8 empty] | 1.053 | 0.16278 | 0.16278 | 0.16278 | 0.16278 | [11 empty] | National Grid Generation LLC | 100 | National Grid Plc | 100 | Regulated
Wading River | 7146_G_03 | 7146 | G | 03 | 2957 | Combustion Turbine |  | NY_Z_K | New York | 36 | Suffolk | 103 | 36103 | 81.7 | 14643 | 1989 | 9999 |  |  | N | Distillate Fuel Oil |  |  |  | H2O | [8 empty] | 1.053 | 0.16278 | 0.16278 | 0.16278 | 0.16278 | [11 empty] | National Grid Generation LLC | 100 | National Grid Plc | 100 | Regulated
Wading River | 7146_G_1 | 7146 | G | 1 | 2955 | Combustion Turbine |  | NY_Z_K | New York | 36 | Suffolk | 103 | 36103 | 82 | 14599 | 1989 | 9999 |  |  | N | Distillate Fuel Oil |  |  |  | H2O | [8 empty] | 1.053 | 0.16278 | 0.16278 | 0.16278 | 0.16278 | [11 empty] | National Grid Generation LLC | 100 | National Grid Plc | 100 | Regulated
Mill Creek 3 | 7147_G_3 | 7147 | G | 3 |  | Hydro |  | WECC_SCE | California | 6 | San Bernardino | 71 | 06071 | 1 | 0 | 1903 | 9999 |  |  | N | Hydro | [13 empty] | 0 | 0 | 0 | 0 | [11 empty] | Southern California Edison Co | 100 | Edison International | 100 | Regulated
Mill Creek 3 | 7147_G_4 | 7147 | G | 4 |  | Hydro |  | WECC_SCE | California | 6 | San Bernardino | 71 | 06071 | 1 | 0 | 1904 | 9999 |  |  | N | Hydro | [13 empty] | 0 | 0 | 0 | 0 | [11 empty] | Southern California Edison Co | 100 | Edison International | 100 | Regulated
Mill Creek 3 | 7147_G_5 | 7147 | G | 5 |  | Hydro |  | WECC_SCE | California | 6 | San Bernardino | 71 | 06071 | 1 | 0 | 1904 | 9999 |  |  | N | Hydro | [13 empty] | 0 | 0 | 0 | 0 | [11 empty] | Southern California Edison Co | 100 | Edison International | 100 | Regulated
McManus | 715_G_3A | 715 | G | 3A | 90262 | Combustion Turbine |  | S_SOU | Georgia | 13 | Glynn | 127 | 13127 | 46 | 16959 | 1972 | 9999 |  |  | N | Distillate Fuel Oil | [12 empty] | 3.09 | 1.2001 | 1.2001 | 1.2001 | 1.2001 | [11 empty] | Georgia Power Co | 100 | Southern Co | 100 | Regulated
McManus | 715_G_3B | 715 | G | 3B | 90263 | Combustion Turbine |  | S_SOU | Georgia | 13 | Glynn | 127 | 13127 | 46 | 16959 | 1972 | 9999 |  |  | N | Distillate Fuel Oil | [12 empty] | 3.09 | 1.2 | 1.2 | 1.2 | 1.2 | [11 empty] | Georgia Power Co | 100 | Southern Co | 100 | Regulated
McManus | 715_G_3C | 715 | G | 3C | 90264 | Combustion Turbine |  | S_SOU | Georgia | 13 | Glynn | 127 | 13127 | 46 | 16959 | 1972 | 9999 |  |  | N | Distillate Fuel Oil | [12 empty] | 3.09 | 1.2 | 1.2 | 1.2 | 1.2 | [11 empty] | Georgia Power Co | 100 | Southern Co | 100 | Regulated
McManus | 715_G_4A | 715 | G | 4A | 90265 | Combustion Turbine |  | S_SOU | Georgia | 13 | Glynn | 127 | 13127 | 46 | 16959 | 1972 | 9999 |  |  | N | Distillate Fuel Oil | [12 empty] | 0.8 | 1.1999 | 1.1999 | 1.1999 | 1.1999 | [11 empty] | Georgia Power Co | 100 | Southern Co | 100 | Regulated
McManus | 715_G_4B | 715 | G | 4B | 90266 | Combustion Turbine |  | S_SOU | Georgia | 13 | Glynn | 127 | 13127 | 46 | 16959 | 1972 | 9999 |  |  | N | Distillate Fuel Oil | [12 empty] | 0.8 | 1.2003 | 1.2003 | 1.2003 | 1.2003 | [11 empty] | Georgia Power Co | 100 | Southern Co | 100 | Regulated
McManus | 715_G_4C | 715 | G | 4C | 90267 | Combustion Turbine |  | S_SOU | Georgia | 13 | Glynn | 127 | 13127 | 46 | 16959 | 1972 | 9999 |  |  | N | Distillate Fuel Oil | [12 empty] | 0.8 | 1.1999 | 1.1999 | 1.1999 | 1.1999 | [11 empty] | Georgia Power Co | 100 | Southern Co | 100 | Regulated
McManus | 715_G_4D | 715 | G | 4D | 90268 | Combustion Turbine |  | S_SOU | Georgia | 13 | Glynn | 127 | 13127 | 46 | 16959 | 1972 | 9999 |  |  | N | Distillate Fuel Oil | [12 empty] | 0.8 | 1.2 | 1.2 | 1.2 | 1.2 | [11 empty] | Georgia Power Co | 100 | Southern Co | 100 | Regulated
McManus | 715_G_4E | 715 | G | 4E | 90270 | Combustion Turbine |  | S_SOU | Georgia | 13 | Glynn | 127 | 13127 | 46 | 16959 | 1972 | 9999 |  |  | N | Distillate Fuel Oil | [12 empty] | 0.8 | 1.1998 | 1.1998 | 1.1998 | 1.1998 | [11 empty] | Georgia Power Co | 100 | Southern Co | 100 | Regulated
McManus | 715_G_4F | 715 | G | 4F | 90271 | Combustion Turbine |  | S_SOU | Georgia | 13 | Glynn | 127 | 13127 | 46 | 16959 | 1972 | 9999 |  |  | N | Distillate Fuel Oil | [12 empty] | 0.8 | 1.2 | 1.2 | 1.2 | 1.2 | [11 empty] | Georgia Power Co | 100 | Southern Co | 100 | Regulated
McManus | 715_G_IC1 | 715 | G | IC1 |  | Combustion Turbine | IC Engine | S_SOU | Georgia | 13 | Glynn | 127 | 13127 | 2 | 25000 | 1964 | 9999 |  |  | N | Distillate Fuel Oil | [12 empty] | 0.5 | 1.6498 | 1.6498 | 1.6498 | 1.6498 | [11 empty] | Georgia Power Co | 100 | Southern Co | 100 | Regulated
Stony Gorge | 7151_G_1 | 7151 | G | 1 |  | Hydro |  | WEC_CALN | California | 6 | Glenn | 21 | 06021 | 2.5 | 0 | 1986 | 9999 |  |  | N | Hydro | [13 empty] | 0 | 0 | 0 | 0 | [11 empty] | Silicon Valley Power | 100 | Santa Clara CA (City of) | 100 | Regulated
Stony Gorge | 7151_G_2 | 7151 | G | 2 |  | Hydro |  | WEC_CALN | California | 6 | Glenn | 21 | 06021 | 2.5 | 0 | 1986 | 9999 |  |  | N | Hydro | [13 empty] | 0 | 0 | 0 | 0 | [11 empty] | Silicon Valley Power | 100 | Santa Clara CA (City of) | 100 | Regulated
Hay Road | 7153_G_HR1 | 7153 | G | HR1 | 2964 | Combined Cycle |  | PJM_EMAC | Delaware | 10 | New Castle | 3 | 10003 | 126 | 8104 | 1989 | 9999 |  |  | N | Natural Gas, Distillate Fuel Oil |  |  |  | H2O + OFA | [8 empty] | 0.04 | 0.0544 | 0.0544 | 0.0544 | 0.0544 | [11 empty] | Calpine Mid Atlantic Generation LLC | 100 | Energy Capital Partners | 100 | Non-regulated
Hay Road | 7153_G_HR2 | 7153 | G | HR2 | 2965 | Combined Cycle |  | PJM_EMAC | Delaware | 10 | New Castle | 3 | 10003 | 126 | 8104 | 1989 | 9999 |  |  | N | Natural Gas, Distillate Fuel Oil |  |  |  | H2O + OFA | [8 empty] | 0.04 | 0.0544 | 0.0544 | 0.0544 | 0.0544 | [11 empty] | Calpine Mid Atlantic Generation LLC | 100 | Energy Capital Partners | 100 | Non-regulated
Hay Road | 7153_G_HR3 | 7153 | G | HR3 | 2963 | Combined Cycle |  | PJM_EMAC | Delaware | 10 | New Castle | 3 | 10003 | 126 | 8104 | 1991 | 9999 |  |  | N | Natural Gas, Distillate Fuel Oil |  |  |  | H2O + OFA | [8 empty] | 0.04 | 0.0544 | 0.0544 | 0.0544 | 0.0544 | [11 empty] | Calpine Mid Atlantic Generation LLC | 100 | Energy Capital Partners | 100 | Non-regulated
Hay Road | 7153_G_HR4 | 7153 | G | HR4 | 2963 | Combined Cycle |  | PJM_EMAC | Delaware | 10 | New Castle | 3 | 10003 | 187 | 8104 | 1993 | 9999 |  |  | N | Natural Gas, Distillate Fuel Oil |  |  |  | H2O + OFA | [8 empty] | 0.04 | 0.0544 | 0.0544 | 0.0544 | 0.0544 | [11 empty] | Calpine Mid Atlantic Generation LLC | 100 | Energy Capital Partners | 100 | Non-regulated
Hay Road | 7153_G_HR5 | 7153 | G | HR5 | 2966 | Combined Cycle |  | PJM_EMAC | Delaware | 10 | New Castle | 3 | 10003 | 128 | 8104 | 2001 | 9999 |  |  | N | Natural Gas, Distillate Fuel Oil |  |  |  | H2O + OFA | SCR | [7 empty] | 0.04 | 0.02203 | 0.02203 | 0.02203 | 0.02203 | [11 empty] | Calpine Mid Atlantic Generation LLC | 100 | Energy Capital Partners | 100 | Non-regulated
Hay Road | 7153_G_HR6 | 7153 | G | HR6 | 2967 | Combined Cycle |  | PJM_EMAC | Delaware | 10 | New Castle | 3 | 10003 | 128 | 8104 | 2001 | 9999 |  |  | N | Natural Gas, Distillate Fuel Oil |  |  |  | H2O + OFA | SCR | [7 empty] | 0.04 | 0.02203 | 0.02203 | 0.02203 | 0.02203 | [11 empty] | Calpine Mid Atlantic Generation LLC | 100 | Energy Capital Partners | 100 | Non-regulated
Hay Road | 7153_G_HR7 | 7153 | G | HR7 | 2968 | Combined Cycle |  | PJM_EMAC | Delaware | 10 | New Castle | 3 | 10003 | 128 | 8104 | 2001 | 9999 |  |  | N | Natural Gas, Distillate Fuel Oil |  |  |  | H2O + OFA | SCR | [7 empty] | 0.04 | 0.02203 | 0.02203 | 0.02203 | 0.02203 | [11 empty] | Calpine Mid Atlantic Generation LLC | 100 | Energy Capital Partners | 100 | Non-regulated
Hay Road | 7153_G_HR8 | 7153 | G | HR8 | 2966 | Combined Cycle |  | PJM_EMAC | Delaware | 10 | New Castle | 3 | 10003 | 187 | 8104 | 2002 | 9999 |  |  | N | Natural Gas, Distillate Fuel Oil |  |  |  | H2O + OFA | SCR | [7 empty] | 0.04 | 0.02203 | 0.02203 | 0.02203 | 0.02203 | [11 empty] | Calpine Mid Atlantic Generation LLC | 100 | Energy Capital Partners | 100 | Non-regulated
Lime Creek | 7155_G_1 | 7155 | G | 1 | 2969 | Combustion Turbine |  | MIS_IA | Iowa | 19 | Cerro Gordo | 33 | 19033 | 37.8 | 22308 | 1991 | 9999 |  |  | N | Distillate Fuel Oil |  |  |  | H2O | [8 empty] | 2.5 | 0.28736 | 0.28736 | 0.28736 | 0.28736 | [11 empty] | Interstate Power & Light Co | 100 | Alliant Energy Corp | 100 | Regulated
Lime Creek | 7155_G_2 | 7155 | G | 2 | 2970 | Combustion Turbine |  | MIS_IA | Iowa | 19 | Cerro Gordo | 33 | 19033 | 37.8 | 22428 | 1991 | 9999 |  |  | N | Distillate Fuel Oil |  |  |  | H2O | [8 empty] | 2.5 | 0.26676 | 0.26676 | 0.26676 | 0.26676 | [11 empty] | Interstate Power & Light Co | 100 | Alliant Energy Corp | 100 | Regulated
Woodsdale | 7158_G_GT1 | 7158 | G | GT1 | 2973 | Combustion Turbine |  | PJM_West | Ohio | 39 | Butler | 17 | 39017 | 78 | 19620 | 1993 | 9999 |  |  | N | Natural Gas |  |  |  | H2O | [8 empty] | 0.5 | 0.1296 | 0.1296 | 0.1296 | 0.1296 | [11 empty] | Duke Energy Kentucky | 100 | Duke Energy Corp | 100 | Regulated
Woodsdale | 7158_G_GT2 | 7158 | G | GT2 | 2977 | Combustion Turbine |  | PJM_West | Ohio | 39 | Butler | 17 | 39017 | 80 | 18700 | 1992 | 9999 |  |  | N | Natural Gas |  |  |  | H2O | [8 empty] | 0.5 | 0.14308 | 0.14308 | 0.14308 | 0.14308 | [11 empty] | Duke Energy Kentucky | 100 | Duke Energy Corp | 100 | Regulated
Woodsdale | 7158_G_GT3 | 7158 | G | GT3 | 2978 | Combustion Turbine |  | PJM_West | Ohio | 39 | Butler | 17 | 39017 | 80 | 18700 | 1992 | 9999 |  |  | N | Natural Gas |  |  |  | H2O | [8 empty] | 0.5 | 0.13948 | 0.13948 | 0.13948 | 0.13948 | [11 empty] | Duke Energy Kentucky | 100 | Duke Energy Corp | 100 | Regulated
Woodsdale | 7158_G_GT4 | 7158 | G | GT4 | 2979 | Combustion Turbine |  | PJM_West | Ohio | 39 | Butler | 17 | 39017 | 78 | 19621 | 1992 | 9999 |  |  | N | Natural Gas |  |  |  | H2O | [8 empty] | 0.5 | 0.14031 | 0.14031 | 0.14031 | 0.14031 | [11 empty] | Duke Energy Kentucky | 100 | Duke Energy Corp | 100 | Regulated
Woodsdale | 7158_G_GT5 | 7158 | G | GT5 | 2980 | Combustion Turbine |  | PJM_West | Ohio | 39 | Butler | 17 | 39017 | 80 | 18700 | 1992 | 9999 |  |  | N | Natural Gas |  |  |  | H2O | [8 empty] | 0.5 | 0.1338 | 0.1338 | 0.1338 | 0.1338 | [11 empty] | Duke Energy Kentucky | 100 | Duke Energy Corp | 100 | Regulated
Woodsdale | 7158_G_GT6 | 7158 | G | GT6 | 2981 | Combustion Turbine |  | PJM_West | Ohio | 39 | Butler | 17 | 39017 | 80 | 18700 | 1992 | 9999 |  |  | N | Natural Gas |  |  |  | H2O | [8 empty] | 0.5 | 0.12459 | 0.12459 | 0.12459 | 0.12459 | [11 empty] | Duke Energy Kentucky | 100 | Duke Energy Corp | 100 | Regulated
Concord | 7159_G_1 | 7159 | G | 1 | 2985 | Combustion Turbine |  | MIS_WUMS | Wisconsin | 55 | Jefferson | 55 | 55055 | 91.3 | 14358 | 1993 | 9999 |  |  | N | Natural Gas, Distillate Fuel Oil |  |  |  | H2O | [8 empty] | 0.002 | 0.0947 | 0.0947 | 0.0947 | 0.0947 | [11 empty] | Wisconsin Electric Power Co | 100 | WEC Energy Group Inc | 100 | Regulated
Concord | 7159_G_2 | 7159 | G | 2 | 2986 | Combustion Turbine |  | MIS_WUMS | Wisconsin | 55 | Jefferson | 55 | 55055 | 90.8 | 14359 | 1993 | 9999 |  |  | N | Natural Gas, Distillate Fuel Oil |  |  |  | H2O | [8 empty] | 0.002 | 0.0912 | 0.0912 | 0.0912 | 0.0912 | [11 empty] | Wisconsin Electric Power Co | 100 | WEC Energy Group Inc | 100 | Regulated
Concord | 7159_G_3 | 7159 | G | 3 | 2987 | Combustion Turbine |  | MIS_WUMS | Wisconsin | 55 | Jefferson | 55 | 55055 | 90.1 | 14358 | 1994 | 9999 |  |  | N | Natural Gas, Distillate Fuel Oil |  |  |  | H2O | [8 empty] | 0.002 | 0.07831 | 0.07831 | 0.07831 | 0.07831 | [11 empty] | Wisconsin Electric Power Co | 100 | WEC Energy Group Inc | 100 | Regulated
Concord | 7159_G_4 | 7159 | G | 4 | 2988 | Combustion Turbine |  | MIS_WUMS | Wisconsin | 55 | Jefferson | 55 | 55055 | 92.2 | 14358 | 1994 | 9999 |  |  | N | Natural Gas, Distillate Fuel Oil |  |  |  | H2O | [8 empty] | 0.002 | 0.09071 | 0.09071 | 0.09071 | 0.09071 | [11 empty] | Wisconsin Electric Power Co | 100 | WEC Energy Group Inc | 100 | Regulated
Waddell | 7164_G_PG3 | 7164 | G | PG3 |  | Pumped Storage |  | WECC_AZ | Arizona | 4 | Maricopa | 13 | 04013 | 10 | 0 | 1993 | 9999 |  |  | N | Pumped Storage | [13 empty] | 0 | 0 | 0 | 0 | [11 empty] | U S Bureau of Reclamation | 100 | U S Bureau of Reclamation | 100 | Regulated
Waddell | 7164_G_PG6 | 7164 | G | PG6 |  | Pumped Storage |  | WECC_AZ | Arizona | 4 | Maricopa | 13 | 04013 | 10 | 0 | 1993 | 9999 |  |  | N | Pumped Storage | [13 empty] | 0 | 0 | 0 | 0 | [11 empty] | U S Bureau of Reclamation | 100 | U S Bureau of Reclamation | 100 | Regulated
Waddell | 7164_G_PG7 | 7164 | G | PG7 |  | Pumped Storage |  | WECC_AZ | Arizona | 4 | Maricopa | 13 | 04013 | 10 | 0 | 1993 | 9999 |  |  | N | Pumped Storage | [13 empty] | 0 | 0 | 0 | 0 | [11 empty] | U S Bureau of Reclamation | 100 | U S Bureau of Reclamation | 100 | Regulated
Waddell | 7164_G_PS1 | 7164 | G | PS1 |  | Pumped Storage |  | WECC_AZ | Arizona | 4 | Maricopa | 13 | 04013 | 10 | 0 | 1993 | 9999 |  |  | N | Pumped Storage | [13 empty] | 0 | 0 | 0 | 0 | [11 empty] | U S Bureau of Reclamation | 100 | U S Bureau of Reclamation | 100 | Regulated
Murray | 7166_G_1 | 7166 | G | 1 |  | Hydro |  | MIS_AR | Arkansas | 5 | Pulaski | 119 | 05119 | 21.2 | 0 | 1988 | 9999 |  |  | N | Hydro | [13 empty] | 0 | 0 | 0 | 0 | [11 empty] | North Little Rock AR (City of) | 100 | North Little Rock AR (City of) | 100 | Regulated
Murray | 7166_G_2 | 7166 | G | 2 |  | Hydro |  | MIS_AR | Arkansas | 5 | Pulaski | 119 | 05119 | 21.2 | 0 | 1988 | 9999 |  |  | N | Hydro | [13 empty] | 0 | 0 | 0 | 0 | [11 empty] | North Little Rock AR (City of) | 100 | North Little Rock AR (City of) | 100 | Regulated
Morgan Falls | 717_G_1 | 717 | G | 1 |  | Hydro |  | S_SOU | Georgia | 13 | Fulton | 121 | 13121 | 1.5 | 0 | 1903 | 9999 |  |  | N | Hydro | [13 empty] | 0 | 0 | 0 | 0 | [11 empty] | Georgia Power Co | 100 | Southern Co | 100 | Regulated
Morgan Falls | 717_G_2 | 717 | G | 2 |  | Hydro |  | S_SOU | Georgia | 13 | Fulton | 121 | 13121 | 1.5 | 0 | 1903 | 9999 |  |  | N | Hydro | [13 empty] | 0 | 0 | 0 | 0 | [11 empty] | Georgia Power Co | 100 | Southern Co | 100 | Regulated
Morgan Falls | 717_G_3 | 717 | G | 3 |  | Hydro |  | S_SOU | Georgia | 13 | Fulton | 121 | 13121 | 1.5 | 0 | 1903 | 9999 |  |  | N | Hydro | [13 empty] | 0 | 0 | 0 | 0 | [11 empty] | Georgia Power Co | 100 | Southern Co | 100 | Regulated
Morgan Falls | 717_G_4 | 717 | G | 4 |  | Hydro |  | S_SOU | Georgia | 13 | Fulton | 121 | 13121 | 1.5 | 0 | 1903 | 9999 |  |  | N | Hydro | [13 empty] | 0 | 0 | 0 | 0 | [11 empty] | Georgia Power Co | 100 | Southern Co | 100 | Regulated
Morgan Falls | 717_G_5 | 717 | G | 5 |  | Hydro |  | S_SOU | Georgia | 13 | Fulton | 121 | 13121 | 1.5 | 0 | 1903 | 9999 |  |  | N | Hydro | [13 empty] | 0 | 0 | 0 | 0 | [11 empty] | Georgia Power Co | 100 | Southern Co | 100 | Regulated
Morgan Falls | 717_G_6 | 717 | G | 6 |  | Hydro |  | S_SOU | Georgia | 13 | Fulton | 121 | 13121 | 1.5 | 0 | 1903 | 9999 |  |  | N | Hydro | [13 empty] | 0 | 0 | 0 | 0 | [11 empty] | Georgia Power Co | 100 | Southern Co | 100 | Regulated
Morgan Falls | 717_G_7 | 717 | G | 7 |  | Hydro |  | S_SOU | Georgia | 13 | Fulton | 121 | 13121 | 1.5 | 0 | 1903 | 9999 |  |  | N | Hydro | [13 empty] | 0 | 0 | 0 | 0 | [11 empty] | Georgia Power Co | 100 | Southern Co | 100 | Regulated
Headgate Rock | 7179_G_1 | 7179 | G | 1 |  | Hydro |  | WECC_AZ | Arizona | 4 | La Paz | 12 | 04012 | 6.5 | 0 | 1993 | 9999 |  |  | N | Hydro | [13 empty] | 0 | 0 | 0 | 0 | [11 empty] | Colorado River Indian Irrigation Project | 100 | Colorado River Indian Irrigation Project | 100 | Regulated
Headgate Rock | 7179_G_2 | 7179 | G | 2 |  | Hydro |  | WECC_AZ | Arizona | 4 | La Paz | 12 | 04012 | 6.5 | 0 | 1993 | 9999 |  |  | N | Hydro | [13 empty] | 0 | 0 | 0 | 0 | [11 empty] | Colorado River Indian Irrigation Project | 100 | Colorado River Indian Irrigation Project | 100 | Regulated
Headgate Rock | 7179_G_3 | 7179 | G | 3 |  | Hydro |  | WECC_AZ | Arizona | 4 | La Paz | 12 | 04012 | 6.5 | 0 | 1993 | 9999 |  |  | N | Hydro | [13 empty] | 0 | 0 | 0 | 0 | [11 empty] | Colorado River Indian Irrigation Project | 100 | Colorado River Indian Irrigation Project | 100 | Regulated
Nacoochee | 718_G_1 | 718 | G | 1 |  | Hydro |  | S_SOU | Georgia | 13 | Rabun | 241 | 13241 | 3 | 0 | 1926 | 9999 |  |  | N | Hydro | [13 empty] | 0 | 0 | 0 | 0 | [11 empty] | Georgia Power Co | 100 | Southern Co | 100 | Regulated
Nacoochee | 718_G_2 | 718 | G | 2 |  | Hydro |  | S_SOU | Georgia | 13 | Rabun | 241 | 13241 | 3 | 0 | 1926 | 9999 |  |  | N | Hydro | [13 empty] | 0 | 0 | 0 | 0 | [11 empty] | Georgia Power Co | 100 | Southern Co | 100 | Regulated
Whiskeytown | 7189_G_1 | 7189 | G | 1 |  | Hydro |  | WEC_CALN | California | 6 | Shasta | 89 | 06089 | 3.5 | 0 | 1986 | 9999 |  |  | N | Hydro | [13 empty] | 0 | 0 | 0 | 0 | [11 empty] | Redding Electric Utility | 100 | Redding Electric Utility | 100 | Regulated
North Highlands | 719_G_1 | 719 | G | 1 |  | Hydro |  | S_SOU | Georgia | 13 | Muscogee | 215 | 13215 | 10.7 | 0 | 1963 | 9999 |  |  | N | Hydro | [13 empty] | 0 | 0 | 0 | 0 | [11 empty] | Georgia Power Co | 100 | Southern Co | 100 | Regulated
North Highlands | 719_G_2 | 719 | G | 2 |  | Hydro |  | S_SOU | Georgia | 13 | Muscogee | 215 | 13215 | 10.7 | 0 | 1963 | 9999 |  |  | N | Hydro | [13 empty] | 0 | 0 | 0 | 0 | [11 empty] | Georgia Power Co | 100 | Southern Co | 100 | Regulated
North Highlands | 719_G_3 | 719 | G | 3 |  | Hydro |  | S_SOU | Georgia | 13 | Muscogee | 215 | 13215 | 10.7 | 0 | 1963 | 9999 |  |  | N | Hydro | [13 empty] | 0 | 0 | 0 | 0 | [11 empty] | Georgia Power Co | 100 | Southern Co | 100 | Regulated
North Highlands | 719_G_4 | 719 | G | 4 |  | Hydro |  | S_SOU | Georgia | 13 | Muscogee | 215 | 13215 | 2.3 | 0 | 1963 | 9999 |  |  | N | Hydro | [13 empty] | 0 | 0 | 0 | 0 | [11 empty] | Georgia Power Co | 100 | Southern Co | 100 | Regulated
Milner Hydro | 7190_G_1 | 7190 | G | 1 |  | Hydro |  | WECC_ID | Idaho | 16 | Cassia | 31 | 16031 | 34.5 | 0 | 1992 | 9999 |  |  | N | Hydro | [13 empty] | 0 | 0 | 0 | 0 | [11 empty] | Idaho Power Co | 100 | IDACORP Inc | 100 | Regulated
Milner Hydro | 7190_G_2 | 7190 | G | 2 |  | Hydro |  | WECC_ID | Idaho | 16 | Cassia | 31 | 16031 | 10.5 | 0 | 1992 | 9999 |  |  | N | Hydro | [13 empty] | 0 | 0 | 0 | 0 | [11 empty] | Idaho Power Co | 100 | IDACORP Inc | 100 | Regulated
Milner Hydro | 7190_G_3 | 7190 | G | 3 |  | Hydro |  | WECC_ID | Idaho | 16 | Cassia | 31 | 16031 | 0.3 | 0 | 1992 | 9999 |  |  | N | Hydro | [13 empty] | 0 | 0 | 0 | 0 | [11 empty] | Idaho Power Co | 100 | IDACORP Inc | 100 | Regulated
Tallassee Hydro Project | 7191_G_1 | 7191 | G | 1 |  | Hydro |  | S_SOU | Georgia | 13 | Clarke | 59 | 13059 | 2 | 0 | 1986 | 9999 |  |  | N | Hydro | [13 empty] | 0 | 0 | 0 | 0 | [11 empty] | Tallassee Shoals LLC | 100 | Tallassee Shoals LLC | 100 | Non-regulated
Tallassee Hydro Project | 7191_G_2 | 7191 | G | 2 |  | Hydro |  | S_SOU | Georgia | 13 | Clarke | 59 | 13059 | 0.1 | 0 | 1986 | 9999 |  |  | N | Hydro | [13 empty] | 0 | 0 | 0 | 0 | [11 empty] | Tallassee Shoals LLC | 100 | Tallassee Shoals LLC | 100 | Non-regulated
Venice Hydro | 72_G_1 | 72 | G | 1 |  | Hydro |  | WECC_SCE | California | 6 | Los Angeles | 37 | 06037 | 10.1 | 0 | 1982 | 9999 |  |  | N | Hydro | [13 empty] | 0 | 0 | 0 | 0 | [11 empty] | Metropolitan Water District | 100 | Metropolitan Water District | 100 | Regulated
Oliver Dam | 720_G_1 | 720 | G | 1 |  | Hydro |  | S_SOU | Georgia | 13 | Muscogee | 215 | 13215 | 17.7 | 0 | 1959 | 9999 |  |  | N | Hydro | [13 empty] | 0 | 0 | 0 | 0 | [11 empty] | Georgia Power Co | 100 | Southern Co | 100 | Regulated
Oliver Dam | 720_G_2 | 720 | G | 2 |  | Hydro |  | S_SOU | Georgia | 13 | Muscogee | 215 | 13215 | 17.7 | 0 | 1959 | 9999 |  |  | N | Hydro | [13 empty] | 0 | 0 | 0 | 0 | [11 empty] | Georgia Power Co | 100 | Southern Co | 100 | Regulated
Oliver Dam | 720_G_3 | 720 | G | 3 |  | Hydro |  | S_SOU | Georgia | 13 | Muscogee | 215 | 13215 | 17.7 | 0 | 1959 | 9999 |  |  | N | Hydro | [13 empty] | 0 | 0 | 0 | 0 | [11 empty] | Georgia Power Co | 100 | Southern Co | 100 | Regulated
Oliver Dam | 720_G_4 | 720 | G | 4 |  | Hydro |  | S_SOU | Georgia | 13 | Muscogee | 215 | 13215 | 5.9 | 0 | 1959 | 9999 |  |  | N | Hydro | [13 empty] | 0 | 0 | 0 | 0 | [11 empty] | Georgia Power Co | 100 | Southern Co | 100 | Regulated
Robert D Willis | 7200_G_1 | 7200 | G | 1 |  | Hydro |  | MIS_WOTA | Texas | 48 | Jasper | 241 | 48241 | 4 | 0 | 1989 | 9999 |  |  | N | Hydro | [13 empty] | 0 | 0 | 0 | 0 | [11 empty] | USACE Fort Worth District | 100 | U S Army Corps of Engineers | 100 | Regulated
Robert D Willis | 7200_G_2 | 7200 | G | 2 |  | Hydro |  | MIS_WOTA | Texas | 48 | Jasper | 241 | 48241 | 4 | 0 | 1989 | 9999 |  |  | N | Hydro | [13 empty] | 0 | 0 | 0 | 0 | [11 empty] | USACE Fort Worth District | 100 | U S Army Corps of Engineers | 100 | Regulated
South Fond Du Lac | 7203_G_CT1 | 7203 | G | CT1 | 2999 | Combustion Turbine |  | MIS_WUMS | Wisconsin | 55 | Fond Du Lac | 39 | 55039 | 81 | 13955 | 1993 | 9999 |  |  | N | Natural Gas, Distillate Fuel Oil |  |  |  | H2O | [9 empty] | 0.12302 | 0.12302 | 0.12302 | 0.12302 | [11 empty] | Wisconsin Power & Light Co | 100 | Alliant Energy Corp | 100 | Regulated
South Fond Du Lac | 7203_G_CT2 | 7203 | G | CT2 | 3000 | Combustion Turbine |  | MIS_WUMS | Wisconsin | 55 | Fond Du Lac | 39 | 55039 | 82.8 | 13959 | 1994 | 9999 |  |  | N | Natural Gas, Distillate Fuel Oil |  |  |  | H2O | [9 empty] | 0.12597 | 0.12597 | 0.12597 | 0.12597 | [11 empty] | Wisconsin Power & Light Co | 100 | Alliant Energy Corp | 100 | Regulated
South Fond Du Lac | 7203_G_CT3 | 7203 | G | CT3 | 3001 | Combustion Turbine |  | MIS_WUMS | Wisconsin | 55 | Fond Du Lac | 39 | 55039 | 82.3 | 13964 | 1994 | 9999 |  |  | N | Natural Gas, Distillate Fuel Oil |  |  |  | H2O | [9 empty] | 0.08743 | 0.08743 | 0.08743 | 0.08743 | [11 empty] | Wisconsin Power & Light Co | 100 | Alliant Energy Corp | 100 | Regulated
South Fond Du Lac | 7203_G_CT4 | 7203 | G | CT4 | 3002 | Combustion Turbine |  | MIS_WUMS | Wisconsin | 55 | Fond Du Lac | 39 | 55039 | 82.3 | 13949 | 1996 | 9999 |  |  | N | Natural Gas, Distillate Fuel Oil |  |  |  | H2O | [9 empty] | 0.11616 | 0.11616 | 0.11616 | 0.11616 | [11 empty] | Wisconsin Power & Light Co | 100 | Alliant Energy Corp | 100 | Regulated
Darbytown | 7212_G_1 | 7212 | G | 1 | 88242 | Combustion Turbine |  | PJM_Dom | Virginia | 51 | Henrico | 87 | 51087 | 84 | 12340 | 1990 | 9999 |  |  | N | Natural Gas, Distillate Fuel Oil |  |  |  | H2O | [8 empty] | 2.64 | 0.15336 | 0.15336 | 0.15336 | 0.15336 | [11 empty] | Virginia Electric & Power Co | 100 | Dominion Energy Inc | 100 | Regulated
Darbytown | 7212_G_2 | 7212 | G | 2 | 88243 | Combustion Turbine |  | PJM_Dom | Virginia | 51 | Henrico | 87 | 51087 | 84 | 12340 | 1990 | 9999 |  |  | N | Natural Gas, Distillate Fuel Oil |  |  |  | H2O | [8 empty] | 2.64 | 0.15519 | 0.15519 | 0.15519 | 0.15519 | [11 empty] | Virginia Electric & Power Co | 100 | Dominion Energy Inc | 100 | Regulated
Darbytown | 7212_G_3 | 7212 | G | 3 | 88244 | Combustion Turbine |  | PJM_Dom | Virginia | 51 | Henrico | 87 | 51087 | 84 | 12340 | 1990 | 9999 |  |  | N | Natural Gas, Distillate Fuel Oil |  |  |  | H2O | [8 empty] | 2.64 | 0.15558 | 0.15558 | 0.15558 | 0.15558 | [11 empty] | Virginia Electric & Power Co | 100 | Dominion Energy Inc | 100 | Regulated
Darbytown | 7212_G_4 | 7212 | G | 4 | 88245 | Combustion Turbine |  | PJM_Dom | Virginia | 51 | Henrico | 87 | 51087 | 84 | 12340 | 1990 | 9999 |  |  | N | Natural Gas, Distillate Fuel Oil |  |  |  | H2O | [8 empty] | 2.64 | 0.15353 | 0.15353 | 0.15353 | 0.15353 | [11 empty] | Virginia Electric & Power Co | 100 | Dominion Energy Inc | 100 | Regulated
Sinclair Dam | 722_G_1 | 722 | G | 1 |  | Hydro |  | S_SOU | Georgia | 13 | Baldwin | 9 | 13009 | 21.9 | 0 | 1953 | 9999 |  |  | N | Hydro | [13 empty] | 0 | 0 | 0 | 0 | [11 empty] | Georgia Power Co | 100 | Southern Co | 100 | Regulated
Sinclair Dam | 722_G_2 | 722 | G | 2 |  | Hydro |  | S_SOU | Georgia | 13 | Baldwin | 9 | 13009 | 21.9 | 0 | 1953 | 9999 |  |  | N | Hydro | [13 empty] | 0 | 0 | 0 | 0 | [11 empty] | Georgia Power Co | 100 | Southern Co | 100 | Regulated
Black Butte | 7229_G_1 | 7229 | G | 1 |  | Hydro |  | WEC_CALN | California | 6 | Tehama | 103 | 06103 | 6.1 | 0 | 1988 | 9999 |  |  | N | Hydro | [13 empty] | 0 | 0 | 0 | 0 | [11 empty] | Silicon Valley Power | 100 | Santa Clara CA (City of) | 100 | Regulated
Tallulah Falls | 723_G_1 | 723 | G | 1 |  | Hydro |  | S_SOU | Georgia | 13 | Habersham | 137 | 13137 | 12.1 | 0 | 1913 | 9999 |  |  | N | Hydro | [13 empty] | 0 | 0 | 0 | 0 | [11 empty] | Georgia Power Co | 100 | Southern Co | 100 | Regulated
Tallulah Falls | 723_G_2 | 723 | G | 2 |  | Hydro |  | S_SOU | Georgia | 13 | Habersham | 137 | 13137 | 12.1 | 0 | 1913 | 9999 |  |  | N | Hydro | [13 empty] | 0 | 0 | 0 | 0 | [11 empty] | Georgia Power Co | 100 | Southern Co | 100 | Regulated
Tallulah Falls | 723_G_3 | 723 | G | 3 |  | Hydro |  | S_SOU | Georgia | 13 | Habersham | 137 | 13137 | 12.1 | 0 | 1914 | 9999 |  |  | N | Hydro | [13 empty] | 0 | 0 | 0 | 0 | [11 empty] | Georgia Power Co | 100 | Southern Co | 100 | Regulated
Tallulah Falls | 723_G_4 | 723 | G | 4 |  | Hydro |  | S_SOU | Georgia | 13 | Habersham | 137 | 13137 | 12.2 | 0 | 1913 | 9999 |  |  | N | Hydro | [13 empty] | 0 | 0 | 0 | 0 | [11 empty] | Georgia Power Co | 100 | Southern Co | 100 | Regulated
Tallulah Falls | 723_G_5 | 723 | G | 5 |  | Hydro |  | S_SOU | Georgia | 13 | Habersham | 137 | 13137 | 12.2 | 0 | 1913 | 9999 |  |  | N | Hydro | [13 empty] | 0 | 0 | 0 | 0 | [11 empty] | Georgia Power Co | 100 | Southern Co | 100 | Regulated
Tallulah Falls | 723_G_6 | 723 | G | 6 |  | Hydro |  | S_SOU | Georgia | 13 | Habersham | 137 | 13137 | 12.2 | 0 | 1920 | 9999 |  |  | N | Hydro | [13 empty] | 0 | 0 | 0 | 0 | [11 empty] | Georgia Power Co | 100 | Southern Co | 100 | Regulated
Gianera | 7231_G_1 | 7231 | G | 1 |  | Combustion Turbine |  | WEC_CALN | California | 6 | Santa Clara | 85 | 06085 | 24.8 | 15358 | 1987 | 9999 |  |  | N | Natural Gas, Distillate Fuel Oil | [12 empty] | 0.74 | 0.13818 | 0.13818 | 0.13818 | 0.13818 | [11 empty] | Silicon Valley Power | 100 | Santa Clara CA (City of) | 100 | Regulated
Gianera | 7231_G_2 | 7231 | G | 2 |  | Combustion Turbine |  | WEC_CALN | California | 6 | Santa Clara | 85 | 06085 | 24.8 | 15362 | 1986 | 9999 |  |  | N | Natural Gas, Distillate Fuel Oil | [12 empty] | 0.74 | 0.13818 | 0.13818 | 0.13818 | 0.13818 | [11 empty] | Silicon Valley Power | 100 | Santa Clara CA (City of) | 100 | Regulated
Santa Clara Cogen | 7232_G_1 | 7232 | G | 1 |  | Combustion Turbine |  | WEC_CALN | California | 6 | Santa Clara | 85 | 06085 | 3.5 | 11744 | 1982 | 9999 |  |  | Y | Natural Gas | [12 empty] | 0.74 | 0.47388 | 0.47388 | 0.47388 | 0.47388 | [11 empty] | Silicon Valley Power | 100 | Santa Clara CA (City of) | 100 | Regulated
Santa Clara Cogen | 7232_G_2 | 7232 | G | 2 |  | Combustion Turbine |  | WEC_CALN | California | 6 | Santa Clara | 85 | 06085 | 3.5 | 11744 | 1982 | 9999 |  |  | Y | Natural Gas | [12 empty] | 0.74 | 0.47388 | 0.47388 | 0.47388 | 0.47388 | [11 empty] | Silicon Valley Power | 100 | Santa Clara CA (City of) | 100 | Regulated
Tesla | 7233_G_1 | 7233 | G | 1 |  | Hydro |  | WECC_CO | Colorado | 8 | El Paso | 41 | 08041 | 28 | 0 | 1997 | 9999 |  |  | N | Hydro | [13 empty] | 0 | 0 | 0 | 0 | [11 empty] | Colorado Springs Utilities | 100 | Colorado Springs Utilities | 100 | Regulated
Angus Anson | 7237_G_4 | 7237 | G | 4 | 89387 | Combustion Turbine |  | MIS_MNWI | South Dakota | 46 | Minnehaha | 99 | 46099 | 147 | 12119 | 2005 | 9999 |  |  | N | Natural Gas |  |  |  | DLNB | [8 empty] | 3 | 0.0324 | 0.0324 | 0.0324 | 0.0324 | [11 empty] | Northern States Power Co (Minnesota) | 100 | Xcel Energy Inc | 100 | Regulated
Cane Island | 7238_G_1 | 7238 | G | 1 | 3043 | Combustion Turbine |  | FRCC | Florida | 12 | Osceola | 97 | 12097 | 32 | 14064 | 1994 | 9999 |  |  | N | Natural Gas, Distillate Fuel Oil |  |  |  | H2O | [8 empty] | 0.006 | 0.08996 | 0.08996 | 0.08996 | 0.08996 | [11 empty] | Florida Municipal Power Agency | 50 | Florida Municipal Power Agency | 50 | Regulated
Cane Island | 7238_G_2 | 7238 | G | 2 | 3044 | Combined Cycle |  | FRCC | Florida | 12 | Osceola | 97 | 12097 | 76 | 7384 | 1995 | 9999 |  |  | N | Natural Gas, Distillate Fuel Oil |  |  |  | DLNB + H2O | [8 empty] | 0.006 | 0.02588 | 0.02588 | 0.02588 | 0.02588 | [11 empty] | Florida Municipal Power Agency | 50 | Florida Municipal Power Agency | 50 | Regulated
Cane Island | 7238_G_2A | 7238 | G | 2A | 3044 | Combined Cycle |  | FRCC | Florida | 12 | Osceola | 97 | 12097 | 39 | 7384 | 1995 | 9999 | other |  | N | Natural Gas, Distillate Fuel Oil |  |  |  | LNB | [8 empty] | 0.006 | 0.02588 | 0.02588 | 0.02588 | 0.02588 | [11 empty] | Florida Municipal Power Agency | 50 | Florida Municipal Power Agency | 50 | Regulated
Cane Island | 7238_G_3 | 7238 | G | 3 | 3045 | Combined Cycle |  | FRCC | Florida | 12 | Osceola | 97 | 12097 | 152 | 7384 | 2002 | 9999 |  |  | N | Natural Gas, Distillate Fuel Oil |  |  |  | DLNB + H2O | SCR | [7 empty] | 0.006 | 0.0092 | 0.0092 | 0.0092 | 0.0092 | [11 empty] | Florida Municipal Power Agency | 50 | Florida Municipal Power Agency | 50 | Regulated
Cane Island | 7238_G_3A | 7238 | G | 3A | 3045 | Combined Cycle |  | FRCC | Florida | 12 | Osceola | 97 | 12097 | 90 | 7384 | 2002 | 9999 |  |  | N | Natural Gas, Distillate Fuel Oil |  |  |  | DLNB + H2O | SCR | [7 empty] | 0.006 | 0.0092 | 0.0092 | 0.0092 | 0.0092 | [11 empty] | Florida Municipal Power Agency | 50 | Florida Municipal Power Agency | 50 | Regulated
Cane Island | 7238_G_4 | 7238 | G | 4 | 90643 | Combined Cycle |  | FRCC | Florida | 12 | Osceola | 97 | 12097 | 160 | 7384 | 2011 | 9999 |  |  | N | Natural Gas |  |  |  | DLNB | SCR | [7 empty] | 0.001 | 0.00549 | 0.00549 | 0.00549 | 0.00549 | [11 empty] | Florida Municipal Power Agency | 100 | Florida Municipal Power Agency | 100 | Regulated
Cane Island | 7238_G_4A | 7238 | G | 4A | 90643 | Combined Cycle |  | FRCC | Florida | 12 | Osceola | 97 | 12097 | 130 | 7384 | 2011 | 9999 |  |  | N | Natural Gas |  |  |  | LNB | SCR | [7 empty] | 0.001 | 0.00549 | 0.00549 | 0.00549 | 0.00549 | [11 empty] | Florida Municipal Power Agency | 100 | Florida Municipal Power Agency | 100 | Regulated
Terrora | 724_G_1 | 724 | G | 1 |  | Hydro |  | S_SOU | Georgia | 13 | Rabun | 241 | 13241 | 8.3 | 0 | 1925 | 9999 |  |  | N | Hydro | [13 empty] | 0 | 0 | 0 | 0 | [11 empty] | Georgia Power Co | 100 | Southern Co | 100 | Regulated
Terrora | 724_G_2 | 724 | G | 2 |  | Hydro |  | S_SOU | Georgia | 13 | Rabun | 241 | 13241 | 9.3 | 0 | 1925 | 9999 |  |  | N | Hydro | [13 empty] | 0 | 0 | 0 | 0 | [11 empty] | Georgia Power Co | 100 | Southern Co | 100 | Regulated
Polk | 7242_G_1CA | 7242 | G | 1CA | 3047 | IGCC |  | FRCC | Florida | 12 | Polk | 105 | 12105 | 59 | 10105 | 1996 | 9999 |  |  | N | Bituminous |  |  | 0.95 | NDI | [8 empty] | 0.17 | 0.12659 | 0.12659 | 0.12659 | 0.12659 | 0.1 | 0.1 | 0.1 | 0.99 | [7 empty] | Tampa Electric Co | 100 | TECO Energy Inc | 100 | Regulated
Polk | 7242_G_1CT | 7242 | G | 1CT | 3047 | IGCC |  | FRCC | Florida | 12 | Polk | 105 | 12105 | 161 | 10105 | 1996 | 9999 |  |  | N | Bituminous |  |  | 0.95 | NDI | [8 empty] | 0.17 | 0.12659 | 0.12659 | 0.12659 | 0.12659 | 0.1 | 0.1 | 0.1 | 0.99 | [7 empty] | Tampa Electric Co | 100 | TECO Energy Inc | 100 | Regulated
Polk | 7242_G_2 | 7242 | G | 2 | 3048 | Combined Cycle |  | FRCC | Florida | 12 | Polk | 105 | 12105 | 150 | 7482 | 2000 | 9999 |  |  | N | Natural Gas, Distillate Fuel Oil |  |  |  | DLNB + H2O | SCR | [7 empty] | 0.06 | 0.00756 | 0.00756 | 0.00756 | 0.00756 | [11 empty] | Tampa Electric Co | 100 | TECO Energy Inc | 100 | Regulated
Polk | 7242_G_2CC | 7242 | G | 2CC | 3048 | Combined Cycle |  | FRCC | Florida | 12 | Polk | 105 | 12105 | 461 | 7482 | 2017 | 9999 |  |  | N | Natural Gas, Distillate Fuel Oil |  |  |  |  | SCR | [8 empty] | 0.00756 | 0.00756 | 0.00756 | 0.00756 | [11 empty] | Tampa Electric Co | 100 | TECO Energy Inc | 100 | Regulated
Polk | 7242_G_3 | 7242 | G | 3 | 3049 | Combined Cycle |  | FRCC | Florida | 12 | Polk | 105 | 12105 | 150 | 7482 | 2002 | 9999 |  |  | N | Natural Gas, Distillate Fuel Oil |  |  |  | DLNB + H2O | SCR | [7 empty] | 0.06 | 0.00756 | 0.00756 | 0.00756 | 0.00756 | [11 empty] | Tampa Electric Co | 100 | TECO Energy Inc | 100 | Regulated
Polk | 7242_G_4 | 7242 | G | 4 | 3050 | Combined Cycle |  | FRCC | Florida | 12 | Polk | 105 | 12105 | 150 | 7482 | 2007 | 9999 |  |  | N | Natural Gas, Distillate Fuel Oil |  |  |  | DLNB | SCR | [7 empty] | 0.005 | 0.00756 | 0.00756 | 0.00756 | 0.00756 | [11 empty] | Tampa Electric Co | 100 | TECO Energy Inc | 100 | Regulated
Polk | 7242_G_5 | 7242 | G | 5 | 90101 | Combined Cycle |  | FRCC | Florida | 12 | Polk | 105 | 12105 | 150 | 7482 | 2007 | 9999 |  |  | N | Natural Gas, Distillate Fuel Oil |  |  |  | DLNB | SCR | [7 empty] | 0.005 | 0.00756 | 0.00756 | 0.00756 | 0.00756 | [11 empty] | Tampa Electric Co | 100 | TECO Energy Inc | 100 | Regulated
Dam 2 | 7246_G_1 | 7246 | G | 1 |  | Hydro |  | MIS_AR | Arkansas | 5 | Desha | 41 | 05041 | 11 | 0 | 1999 | 9999 |  |  | N | Hydro | [13 empty] | 0 | 0 | 0 | 0 | [11 empty] | Arkansas Electric Coop Corp | 100 | Arkansas Electric Coop Corp | 100 | Regulated
Dam 2 | 7246_G_2 | 7246 | G | 2 |  | Hydro |  | MIS_AR | Arkansas | 5 | Desha | 41 | 05041 | 12 | 0 | 1999 | 9999 |  |  | N | Hydro | [13 empty] | 0 | 0 | 0 | 0 | [11 empty] | Arkansas Electric Coop Corp | 100 | Arkansas Electric Coop Corp | 100 | Regulated
Dam 2 | 7246_G_3 | 7246 | G | 3 |  | Hydro |  | MIS_AR | Arkansas | 5 | Desha | 41 | 05041 | 12 | 0 | 1999 | 9999 |  |  | N | Hydro | [13 empty] | 0 | 0 | 0 | 0 | [11 empty] | Arkansas Electric Coop Corp | 100 | Arkansas Electric Coop Corp | 100 | Regulated
Watertown Power Plant | 7247_G_1 | 7247 | G | 1 |  | Combustion Turbine |  | SPP_WAUE | South Dakota | 46 | Codington | 29 | 46029 | 50 | 24198 | 1978 | 9999 |  |  | N | Distillate Fuel Oil | [12 empty] | 3 | 1.01 | 1.01 | 1.01 | 1.01 | [11 empty] | Missouri River Energy Services | 100 | Missouri River Energy Services | 100 | Regulated
Tugalo | 725_G_1 | 725 | G | 1 |  | Hydro |  | S_SOU | Georgia | 13 | Habersham | 137 | 13137 | 13 | 0 | 1923 | 9999 |  |  | N | Hydro | [13 empty] | 0 | 0 | 0 | 0 | [11 empty] | Georgia Power Co | 100 | Southern Co | 100 | Regulated
Tugalo | 725_G_2 | 725 | G | 2 |  | Hydro |  | S_SOU | Georgia | 13 | Habersham | 137 | 13137 | 13 | 0 | 1923 | 9999 |  |  | N | Hydro | [13 empty] | 0 | 0 | 0 | 0 | [11 empty] | Georgia Power Co | 100 | Southern Co | 100 | Regulated
Tugalo | 725_G_3 | 725 | G | 3 |  | Hydro |  | S_SOU | Georgia | 13 | Habersham | 137 | 13137 | 13 | 0 | 1924 | 9999 |  |  | N | Hydro | [13 empty] | 0 | 0 | 0 | 0 | [11 empty] | Georgia Power Co | 100 | Southern Co | 100 | Regulated
Tugalo | 725_G_4 | 725 | G | 4 |  | Hydro |  | S_SOU | Georgia | 13 | Habersham | 137 | 13137 | 13 | 0 | 1924 | 9999 |  |  | N | Hydro | [13 empty] | 0 | 0 | 0 | 0 | [11 empty] | Georgia Power Co | 100 | Southern Co | 100 | Regulated
Skookumchuck | 7259_G_1 | 7259 | G | 1 |  | Hydro |  | WECC_PNW | Washington | 53 | Thurston | 67 | 53067 | 1 | 0 | 1990 | 9999 |  |  | N | Hydro | [13 empty] | 0 | 0 | 0 | 0 | [11 empty] | TransAlta Utilities Corp | 100 | TransAlta Corp | 100 | Non-regulated
Woodland | 7266_G_2 | 7266 | G | 2 | 9046 | Combined Cycle |  | WEC_BANC | California | 6 | Stanislaus | 99 | 06099 | 33 | 8004 | 2003 | 9999 |  |  | N | Natural Gas |  |  |  | H2O | SCR | [8 empty] | 0.00679 | 0.00679 | 0.00679 | 0.00679 | [11 empty] | Modesto Irrigation District | 100 | Modesto Irrigation District | 100 | Regulated
Woodland | 7266_G_3 | 7266 | G | 3 | 9046 | Combined Cycle |  | WEC_BANC | California | 6 | Stanislaus | 99 | 06099 | 50 | 8004 | 2003 | 9999 |  |  | N | Natural Gas |  |  |  | H2O | SCR | [8 empty] | 0.00679 | 0.00679 | 0.00679 | 0.00679 | [11 empty] | Modesto Irrigation District | 100 | Modesto Irrigation District | 100 | Regulated
Woodland | 7266_G_3A | 7266 | G | 3A |  | Combustion Turbine | IC Engine | WEC_BANC | California | 6 | Stanislaus | 99 | 06099 | 8.2 | 10745 | 2011 | 9999 |  |  | N | Natural Gas | [13 empty] | 0.2046 | 0.2046 | 0.2046 | 0.2046 | [11 empty] | Modesto Irrigation District | 100 | Modesto Irrigation District | 100 | Regulated
Woodland | 7266_G_3B | 7266 | G | 3B |  | Combustion Turbine | IC Engine | WEC_BANC | California | 6 | Stanislaus | 99 | 06099 | 8.2 | 10745 | 2011 | 9999 |  |  | N | Natural Gas | [13 empty] | 0.2046 | 0.2046 | 0.2046 | 0.2046 | [11 empty] | Modesto Irrigation District | 100 | Modesto Irrigation District | 100 | Regulated
Woodland | 7266_G_3C | 7266 | G | 3C |  | Combustion Turbine | IC Engine | WEC_BANC | California | 6 | Stanislaus | 99 | 06099 | 8.2 | 10745 | 2011 | 9999 |  |  | N | Natural Gas | [13 empty] | 0.2046 | 0.2046 | 0.2046 | 0.2046 | [11 empty] | Modesto Irrigation District | 100 | Modesto Irrigation District | 100 | Regulated
Woodland | 7266_G_3D | 7266 | G | 3D |  | Combustion Turbine | IC Engine | WEC_BANC | California | 6 | Stanislaus | 99 | 06099 | 8.2 | 10745 | 2011 | 9999 |  |  | N | Natural Gas | [13 empty] | 0.2046 | 0.2046 | 0.2046 | 0.2046 | [11 empty] | Modesto Irrigation District | 100 | Modesto Irrigation District | 100 | Regulated
Woodland | 7266_G_3E | 7266 | G | 3E |  | Combustion Turbine | IC Engine | WEC_BANC | California | 6 | Stanislaus | 99 | 06099 | 8.2 | 10745 | 2011 | 9999 |  |  | N | Natural Gas | [13 empty] | 0.2046 | 0.2046 | 0.2046 | 0.2046 | [11 empty] | Modesto Irrigation District | 100 | Modesto Irrigation District | 100 | Regulated
Woodland | 7266_G_3F | 7266 | G | 3F |  | Combustion Turbine | IC Engine | WEC_BANC | California | 6 | Stanislaus | 99 | 06099 | 8.2 | 10745 | 2011 | 9999 |  |  | N | Natural Gas | [13 empty] | 0.2046 | 0.2046 | 0.2046 | 0.2046 | [11 empty] | Modesto Irrigation District | 100 | Modesto Irrigation District | 100 | Regulated
Woodland | 7266_G_NA1 | 7266 | G | NA1 | 3065 | Combustion Turbine |  | WEC_BANC | California | 6 | Stanislaus | 99 | 06099 | 45 | 10745 | 1993 | 9999 |  |  | N | Natural Gas, Distillate Fuel Oil |  |  |  | H2O + STM | SCR | [7 empty] | 0.74 | 0.01086 | 0.01086 | 0.01086 | 0.01086 | [11 empty] | Modesto Irrigation District | 100 | Modesto Irrigation District | 100 | Regulated
491 E 48th Street | 7268_G_7 | 7268 | G | 7 | 3062 | Combustion Turbine |  | MIS_LMI | Michigan | 26 | Allegan | 5 | 26005 | 35 | 17570 | 1992 | 9999 |  |  | N | Natural Gas, Distillate Fuel Oil |  |  |  | H2O | [8 empty] | 1.67 | 0.11794 | 0.11794 | 0.11794 | 0.11794 | [11 empty] | Holland Board of Public Works | 100 | Holland Board of Public Works | 100 | Regulated
491 E 48th Street | 7268_G_8 | 7268 | G | 8 | 3063 | Combustion Turbine |  | MIS_LMI | Michigan | 26 | Allegan | 5 | 26005 | 35 | 17570 | 1992 | 9999 |  |  | N | Natural Gas, Distillate Fuel Oil |  |  |  | H2O | [8 empty] | 1.67 | 0.12167 | 0.12167 | 0.12167 | 0.12167 | [11 empty] | Holland Board of Public Works | 100 | Holland Board of Public Works | 100 | Regulated
491 E 48th Street | 7268_G_9 | 7268 | G | 9 | 3064 | Combustion Turbine |  | MIS_LMI | Michigan | 26 | Allegan | 5 | 26005 | 75 | 17570 | 2000 | 9999 |  |  | N | Natural Gas |  |  |  | DLNB | [8 empty] | 1.67 | 0.03324 | 0.03324 | 0.03324 | 0.03324 | [11 empty] | Holland Board of Public Works | 100 | Holland Board of Public Works | 100 | Regulated
Paris (WI) | 7270_G_1 | 7270 | G | 1 | 3066 | Combustion Turbine |  | MIS_WUMS | Wisconsin | 55 | Kenosha | 59 | 55059 | 91.4 | 14302 | 1995 | 9999 |  |  | N | Natural Gas, Distillate Fuel Oil |  |  |  | H2O | [8 empty] | 0.052 | 0.07358 | 0.07358 | 0.07358 | 0.07358 | [11 empty] | Wisconsin Electric Power Co | 100 | WEC Energy Group Inc | 100 | Regulated
Paris (WI) | 7270_G_2 | 7270 | G | 2 | 3067 | Combustion Turbine |  | MIS_WUMS | Wisconsin | 55 | Kenosha | 59 | 55059 | 88.5 | 14304 | 1995 | 9999 |  |  | N | Natural Gas, Distillate Fuel Oil |  |  |  | H2O | [8 empty] | 0.052 | 0.10408 | 0.10408 | 0.10408 | 0.10408 | [11 empty] | Wisconsin Electric Power Co | 100 | WEC Energy Group Inc | 100 | Regulated
Paris (WI) | 7270_G_3 | 7270 | G | 3 | 3068 | Combustion Turbine |  | MIS_WUMS | Wisconsin | 55 | Kenosha | 59 | 55059 | 94.2 | 14301 | 1995 | 9999 |  |  | N | Natural Gas, Distillate Fuel Oil |  |  |  | H2O | [8 empty] | 0.052 | 0.07711 | 0.07711 | 0.07711 | 0.07711 | [11 empty] | Wisconsin Electric Power Co | 100 | WEC Energy Group Inc | 100 | Regulated
Paris (WI) | 7270_G_4 | 7270 | G | 4 | 3069 | Combustion Turbine |  | MIS_WUMS | Wisconsin | 55 | Kenosha | 59 | 55059 | 93.7 | 14302 | 1995 | 9999 |  |  | N | Natural Gas, Distillate Fuel Oil |  |  |  | H2O | [8 empty] | 0.052 | 0.08014 | 0.08014 | 0.08014 | 0.08014 | [11 empty] | Wisconsin Electric Power Co | 100 | WEC Energy Group Inc | 100 | Regulated
Lincoln Combustion | 7277_G_1 | 7277 | G | 1 | 3070 | Combustion Turbine |  | S_VACA | North Carolina | 37 | Lincoln | 109 | 37109 | 73 | 14183 | 1995 | 9999 |  |  | N | Natural Gas, Distillate Fuel Oil |  |  |  | H2O | [8 empty] | 2.3 | 0.0827 | 0.0827 | 0.0827 | 0.0827 | [11 empty] | Duke Energy Carolinas | 100 | Duke Energy Corp | 100 | Regulated
Lincoln Combustion | 7277_G_10 | 7277 | G | 10 | 3071 | Combustion Turbine |  | S_VACA | North Carolina | 37 | Lincoln | 109 | 37109 | 73 | 14178 | 1995 | 9999 |  |  | N | Natural Gas, Distillate Fuel Oil |  |  |  | H2O | [8 empty] | 2.3 | 0.08285 | 0.08285 | 0.08285 | 0.08285 | [11 empty] | Duke Energy Carolinas | 100 | Duke Energy Corp | 100 | Regulated
Lincoln Combustion | 7277_G_11 | 7277 | G | 11 | 3072 | Combustion Turbine |  | S_VACA | North Carolina | 37 | Lincoln | 109 | 37109 | 73 | 14176 | 1995 | 9999 |  |  | N | Natural Gas, Distillate Fuel Oil |  |  |  | H2O | [8 empty] | 2.3 | 0.09486 | 0.09486 | 0.09486 | 0.09486 | [11 empty] | Duke Energy Carolinas | 100 | Duke Energy Corp | 100 | Regulated
Lincoln Combustion | 7277_G_12 | 7277 | G | 12 | 3073 | Combustion Turbine |  | S_VACA | North Carolina | 37 | Lincoln | 109 | 37109 | 73 | 14178 | 1995 | 9999 |  |  | N | Natural Gas, Distillate Fuel Oil |  |  |  | H2O | [8 empty] | 2.3 | 0.09467 | 0.09467 | 0.09467 | 0.09467 | [11 empty] | Duke Energy Carolinas | 100 | Duke Energy Corp | 100 | Regulated
Lincoln Combustion | 7277_G_13 | 7277 | G | 13 | 3074 | Combustion Turbine |  | S_VACA | North Carolina | 37 | Lincoln | 109 | 37109 | 72 | 14176 | 1996 | 9999 |  |  | N | Natural Gas, Distillate Fuel Oil |  |  |  | H2O | [8 empty] | 2.3 | 0.08986 | 0.08986 | 0.08986 | 0.08986 | [11 empty] | Duke Energy Carolinas | 100 | Duke Energy Corp | 100 | Regulated
Lincoln Combustion | 7277_G_14 | 7277 | G | 14 | 3075 | Combustion Turbine |  | S_VACA | North Carolina | 37 | Lincoln | 109 | 37109 | 72 | 14176 | 1996 | 9999 |  |  | N | Natural Gas, Distillate Fuel Oil |  |  |  | H2O | [8 empty] | 2.3 | 0.09273 | 0.09273 | 0.09273 | 0.09273 | [11 empty] | Duke Energy Carolinas | 100 | Duke Energy Corp | 100 | Regulated
Lincoln Combustion | 7277_G_15 | 7277 | G | 15 | 3076 | Combustion Turbine |  | S_VACA | North Carolina | 37 | Lincoln | 109 | 37109 | 73 | 14173 | 1996 | 9999 |  |  | N | Natural Gas, Distillate Fuel Oil |  |  |  | H2O | [8 empty] | 2.3 | 0.08861 | 0.08861 | 0.08861 | 0.08861 | [11 empty] | Duke Energy Carolinas | 100 | Duke Energy Corp | 100 | Regulated
Lincoln Combustion | 7277_G_16 | 7277 | G | 16 | 3077 | Combustion Turbine |  | S_VACA | North Carolina | 37 | Lincoln | 109 | 37109 | 73 | 14173 | 1996 | 9999 |  |  | N | Natural Gas, Distillate Fuel Oil |  |  |  | H2O | [8 empty] | 2.3 | 0.08872 | 0.08872 | 0.08872 | 0.08872 | [11 empty] | Duke Energy Carolinas | 100 | Duke Energy Corp | 100 | Regulated
Lincoln Combustion | 7277_G_17 | 7277 | G | 17 |  | Combustion Turbine |  | S_VACA | North Carolina | 37 | Lincoln | 109 | 37109 | 517 | 9905 | 2024 | 9999 |  |  | N | Natural Gas, Distillate Fuel Oil |  |  |  |  | SCR | 2020 | [7 empty] | 0.011 | 0.011 | 0.011 | 0.011 | [11 empty] | Duke Energy Carolinas, LLC | 100 | Duke Energy Carolinas, LLC | 100 | Regulated
Lincoln Combustion | 7277_G_2 | 7277 | G | 2 | 3078 | Combustion Turbine |  | S_VACA | North Carolina | 37 | Lincoln | 109 | 37109 | 74 | 14181 | 1995 | 9999 |  |  | N | Natural Gas, Distillate Fuel Oil |  |  |  | H2O | [8 empty] | 2.3 | 0.08332 | 0.08332 | 0.08332 | 0.08332 | [11 empty] | Duke Energy Carolinas | 100 | Duke Energy Corp | 100 | Regulated
Lincoln Combustion | 7277_G_3 | 7277 | G | 3 | 3079 | Combustion Turbine |  | S_VACA | North Carolina | 37 | Lincoln | 109 | 37109 | 73 | 14178 | 1995 | 9999 |  |  | N | Natural Gas, Distillate Fuel Oil |  |  |  | H2O | [8 empty] | 2.3 | 0.08409 | 0.08409 | 0.08409 | 0.08409 | [11 empty] | Duke Energy Carolinas | 100 | Duke Energy Corp | 100 | Regulated
Lincoln Combustion | 7277_G_4 | 7277 | G | 4 | 3080 | Combustion Turbine |  | S_VACA | North Carolina | 37 | Lincoln | 109 | 37109 | 73 | 14178 | 1995 | 9999 |  |  | N | Natural Gas, Distillate Fuel Oil |  |  |  | H2O | [8 empty] | 2.3 | 0.08225 | 0.08225 | 0.08225 | 0.08225 | [11 empty] | Duke Energy Carolinas | 100 | Duke Energy Corp | 100 | Regulated
Lincoln Combustion | 7277_G_5 | 7277 | G | 5 | 3081 | Combustion Turbine |  | S_VACA | North Carolina | 37 | Lincoln | 109 | 37109 | 72 | 14176 | 1995 | 9999 |  |  | N | Natural Gas, Distillate Fuel Oil |  |  |  | H2O | [8 empty] | 2.3 | 0.08208 | 0.08208 | 0.08208 | 0.08208 | [11 empty] | Duke Energy Carolinas | 100 | Duke Energy Corp | 100 | Regulated
Lincoln Combustion | 7277_G_6 | 7277 | G | 6 | 3082 | Combustion Turbine |  | S_VACA | North Carolina | 37 | Lincoln | 109 | 37109 | 72 | 14173 | 1995 | 9999 |  |  | N | Natural Gas, Distillate Fuel Oil |  |  |  | H2O | [8 empty] | 2.3 | 0.07994 | 0.07994 | 0.07994 | 0.07994 | [11 empty] | Duke Energy Carolinas | 100 | Duke Energy Corp | 100 | Regulated
Lincoln Combustion | 7277_G_7 | 7277 | G | 7 | 3083 | Combustion Turbine |  | S_VACA | North Carolina | 37 | Lincoln | 109 | 37109 | 72 | 14181 | 1995 | 9999 |  |  | N | Natural Gas, Distillate Fuel Oil |  |  |  | H2O | [8 empty] | 2.3 | 0.08191 | 0.08191 | 0.08191 | 0.08191 | [11 empty] | Duke Energy Carolinas | 100 | Duke Energy Corp | 100 | Regulated
Lincoln Combustion | 7277_G_8 | 7277 | G | 8 | 3084 | Combustion Turbine |  | S_VACA | North Carolina | 37 | Lincoln | 109 | 37109 | 72 | 14178 | 1995 | 9999 |  |  | N | Natural Gas, Distillate Fuel Oil |  |  |  | H2O | [8 empty] | 2.3 | 0.08058 | 0.08058 | 0.08058 | 0.08058 | [11 empty] | Duke Energy Carolinas | 100 | Duke Energy Corp | 100 | Regulated
Lincoln Combustion | 7277_G_9 | 7277 | G | 9 | 3085 | Combustion Turbine |  | S_VACA | North Carolina | 37 | Lincoln | 109 | 37109 | 71 | 14178 | 1995 | 9999 |  |  | N | Natural Gas, Distillate Fuel Oil |  |  |  | H2O | [8 empty] | 2.3 | 0.08815 | 0.08815 | 0.08815 | 0.08815 | [11 empty] | Duke Energy Carolinas | 100 | Duke Energy Corp | 100 | Regulated
Gardner Energy Center | 7281_G_CT1 | 7281 | G | CT1 |  | Combustion Turbine |  | SPP_N | Kansas | 20 | Johnson | 91 | 20091 | 13 | 19511 | 1990 | 9999 |  |  | N | Natural Gas, Distillate Fuel Oil | [13 empty] | 0.23894 | 0.23894 | 0.23894 | 0.23894 | [11 empty] | Gardner KS (City of) | 100 | Gardner KS (City of) | 100 | Regulated
Gardner Energy Center | 7281_G_CT2 | 7281 | G | CT2 |  | Combustion Turbine |  | SPP_N | Kansas | 20 | Johnson | 91 | 20091 | 13 | 19570 | 1990 | 9999 |  |  | N | Natural Gas, Distillate Fuel Oil | [13 empty] | 0.23894 | 0.23894 | 0.23894 | 0.23894 | [11 empty] | Gardner KS (City of) | 100 | Gardner KS (City of) | 100 | Regulated
Paragould Turbine | 7283_G_1 | 7283 | G | 1 |  | Combustion Turbine |  | SPP_WEST | Arkansas | 5 | Greene | 55 | 05055 | 3.4 | 13658 | 1990 | 9999 |  |  | N | Natural Gas | [13 empty] | 0.23894 | 0.23894 | 0.23894 | 0.23894 | [11 empty] | Paragould Light & Water Commission | 100 | Paragould Light & Water Commission | 100 | Regulated
Paragould Turbine | 7283_G_2 | 7283 | G | 2 |  | Combustion Turbine |  | SPP_WEST | Arkansas | 5 | Greene | 55 | 05055 | 3.4 | 14026 | 1990 | 9999 |  |  | N | Natural Gas | [13 empty] | 0.23894 | 0.23894 | 0.23894 | 0.23894 | [11 empty] | Paragould Light & Water Commission | 100 | Paragould Light & Water Commission | 100 | Regulated
Paragould Turbine | 7283_G_3 | 7283 | G | 3 |  | Combustion Turbine |  | SPP_WEST | Arkansas | 5 | Greene | 55 | 05055 | 3.4 | 14026 | 1990 | 9999 |  |  | N | Natural Gas | [13 empty] | 0.23894 | 0.23894 | 0.23894 | 0.23894 | [11 empty] | Paragould Light & Water Commission | 100 | Paragould Light & Water Commission | 100 | Regulated
Paragould Turbine | 7283_G_4 | 7283 | G | 4 |  | Combustion Turbine |  | SPP_WEST | Arkansas | 5 | Greene | 55 | 05055 | 3.4 | 14026 | 1990 | 9999 |  |  | N | Natural Gas | [13 empty] | 0.23894 | 0.23894 | 0.23894 | 0.23894 | [11 empty] | Paragould Light & Water Commission | 100 | Paragould Light & Water Commission | 100 | Regulated
Paragould Turbine | 7283_G_5 | 7283 | G | 5 |  | Combustion Turbine | IC Engine | SPP_WEST | Arkansas | 5 | Greene | 55 | 05055 | 0.2 | 12283 | 1991 | 9999 |  |  | N | Distillate Fuel Oil | [13 empty] | 1.6498 | 1.6498 | 1.6498 | 1.6498 | [11 empty] | Paragould Light & Water Commission | 100 | Paragould Light & Water Commission | 100 | Regulated
Sherman Avenue | 7288_G_SEHR | 7288 | G | SEHR | 3086 | Combustion Turbine |  | PJM_EMAC | New Jersey | 34 | Cumberland | 11 | 34011 | 86.9 | 13167 | 1991 | 9999 |  |  | N | Natural Gas, Distillate Fuel Oil |  |  |  | H2O | [8 empty] | 0.21 | 0.07314 | 0.07314 | 0.07314 | 0.07314 | [11 empty] | Calpine New Jersey Generation LLC | 100 | Energy Capital Partners | 100 | Non-regulated
Yonah | 729_G_1 | 729 | G | 1 |  | Hydro |  | S_SOU | Georgia | 13 | Stephens | 257 | 13257 | 9.5 | 0 | 1925 | 9999 |  |  | N | Hydro | [13 empty] | 0 | 0 | 0 | 0 | [11 empty] | Georgia Power Co | 100 | Southern Co | 100 | Regulated
Yonah | 729_G_2 | 729 | G | 2 |  | Hydro |  | S_SOU | Georgia | 13 | Stephens | 257 | 13257 | 9.5 | 0 | 1925 | 9999 |  |  | N | Hydro | [13 empty] | 0 | 0 | 0 | 0 | [11 empty] | Georgia Power Co | 100 | Southern Co | 100 | Regulated
Yonah | 729_G_3 | 729 | G | 3 |  | Hydro |  | S_SOU | Georgia | 13 | Stephens | 257 | 13257 | 9.5 | 0 | 1925 | 9999 |  |  | N | Hydro | [13 empty] | 0 | 0 | 0 | 0 | [11 empty] | Georgia Power Co | 100 | Southern Co | 100 | Regulated
Central Energy Plant | 7294_G_GTG | 7294 | G | GTG | 3061 | Combined Cycle |  | FRCC | Florida | 12 | Orange | 95 | 12095 | 48 | 8526 | 1989 | 9999 |  |  | N | Natural Gas, Distillate Fuel Oil |  |  |  | H2O | [9 empty] | 0.08339 | 0.08339 | 0.08339 | 0.08339 | [11 empty] | Reedy Creek Improvement District | 100 | Reedy Creek Improvement District | 100 | Regulated
Central Energy Plant | 7294_G_STG | 7294 | G | STG | 3061 | Combined Cycle |  | FRCC | Florida | 12 | Orange | 95 | 12095 | 8 | 8526 | 1989 | 9999 |  |  | N | Natural Gas, Distillate Fuel Oil |  |  |  | H2O | [9 empty] | 0.08339 | 0.08339 | 0.08339 | 0.08339 | [11 empty] | Reedy Creek Improvement District | 100 | Reedy Creek Improvement District | 100 | Regulated
State Line Combined Cycle | 7296_G_1 | 7296 | G | 1 | 3087 | Combustion Turbine |  | SPP_N | Missouri | 29 | Jasper | 97 | 29097 | 94 | 12689 | 1995 | 9999 |  |  | N | Natural Gas, Distillate Fuel Oil |  |  |  | DLNB + H2O | [8 empty] | 2.3 | 0.0815 | 0.0815 | 0.0815 | 0.0815 | [11 empty] | Empire District Electric Co (The) | 100 | Algonquin Power & Utilities Corp | 100 | Regulated
State Line Combined Cycle | 7296_G_2-1 | 7296 | G | 2-1 | 3088 | Combined Cycle |  | SPP_N | Missouri | 29 | Jasper | 97 | 29097 | 175 | 7389 | 2001 | 9999 |  |  | N | Natural Gas |  |  |  |  | SCR | [8 empty] | 0.01395 | 0.01395 | 0.01395 | 0.01395 | [11 empty] | Empire District Electric Co (The) | 60 | Algonquin Power & Utilities Corp | 60 | Regulated
State Line Combined Cycle | 7296_G_2-2 | 7296 | G | 2-2 | 3089 | Combined Cycle |  | SPP_N | Missouri | 29 | Jasper | 97 | 29097 | 175 | 7389 | 1997 | 9999 |  |  | N | Natural Gas |  |  |  |  | SCR | [8 empty] | 0.01395 | 0.01395 | 0.01395 | 0.01395 | [11 empty] | Empire District Electric Co (The) | 60 | Algonquin Power & Utilities Corp | 60 | Regulated
State Line Combined Cycle | 7296_G_2-3 | 7296 | G | 2-3 | 3088 | Combined Cycle |  | SPP_N | Missouri | 29 | Jasper | 97 | 29097 | 186 | 7389 | 2001 | 9999 |  |  | N | Natural Gas |  |  |  |  | SCR | [8 empty] | 0.01395 | 0.01395 | 0.01395 | 0.01395 | [11 empty] | Empire District Electric Co (The) | 60 | Algonquin Power & Utilities Corp | 60 | Regulated
Hines Energy Complex | 7302_G_1GT | 7302 | G | 1GT | 3090 | Combined Cycle |  | FRCC | Florida | 12 | Polk | 105 | 12105 | 161 | 7166 | 1999 | 9999 |  |  | N | Natural Gas, Distillate Fuel Oil |  |  |  | DLNB + H2O | SCR | [7 empty] | 0.05 | 0.03664 | 0.03664 | 0.03664 | 0.03664 | [11 empty] | Duke Energy Florida | 100 | Duke Energy Corp | 100 | Regulated
Hines Energy Complex | 7302_G_1GT2 | 7302 | G | 1GT2 | 3091 | Combined Cycle |  | FRCC | Florida | 12 | Polk | 105 | 12105 | 167 | 7166 | 1999 | 9999 |  |  | N | Natural Gas, Distillate Fuel Oil |  |  |  | DLNB + H2O | SCR | [7 empty] | 0.05 | 0.03664 | 0.03664 | 0.03664 | 0.03664 | [11 empty] | Duke Energy Florida | 100 | Duke Energy Corp | 100 | Regulated
Hines Energy Complex | 7302_G_1ST | 7302 | G | 1ST | 3090 | Combined Cycle |  | FRCC | Florida | 12 | Polk | 105 | 12105 | 162 | 7166 | 1999 | 9999 |  |  | N | Natural Gas, Distillate Fuel Oil |  |  |  | DLNB + H2O | SCR | [7 empty] | 0.05 | 0.03664 | 0.03664 | 0.03664 | 0.03664 | [11 empty] | Duke Energy Florida | 100 | Duke Energy Corp | 100 | Regulated
VMEA 1 Credit Gen | 7440_G_V7 | 7440 | G | V7 |  | Combustion Turbine | IC Engine | PJM_Dom | Virginia | 51 | Prince William | 153 | 51153 | 1.5 | 10745 | 1990 | 9999 |  |  | N | Distillate Fuel Oil | [12 empty] | 1.06 | 1.6498 | 1.6498 | 1.6498 | 1.6498 | [11 empty] | Harrisonburg VA (City of) | 48.58 | Harrisonburg VA (City of) | 48.58 | Regulated
VMEA 1 Credit Gen | 7440_G_V8 | 7440 | G | V8 |  | Combustion Turbine | IC Engine | PJM_Dom | Virginia | 51 | Prince William | 153 | 51153 | 1.5 | 10745 | 1990 | 9999 |  |  | N | Distillate Fuel Oil | [12 empty] | 1.06 | 1.6498 | 1.6498 | 1.6498 | 1.6498 | [11 empty] | Harrisonburg VA (City of) | 48.58 | Harrisonburg VA (City of) | 48.58 | Regulated
VMEA 1 Credit Gen | 7440_G_V9-1 | 7440 | G | V9-1 |  | Combustion Turbine | IC Engine | PJM_Dom | Virginia | 51 | Prince William | 153 | 51153 | 1.8 | 10745 | 2009 | 9999 |  |  | N | Distillate Fuel Oil | [13 empty] | 1.6498 | 1.6498 | 1.6498 | 1.6498 | [11 empty] | Harrisonburg VA (City of) | 48.58 | Harrisonburg VA (City of) | 48.58 | Regulated
VMEA Peaking Gen | 7441_G_V1 | 7441 | G | V1 |  | Combustion Turbine | IC Engine | PJM_Dom | Virginia | 51 | Prince William | 153 | 51153 | 1.5 | 10745 | 1992 | 9999 |  |  | N | Distillate Fuel Oil | [12 empty] | 1.06 | 1.6498 | 1.6498 | 1.6498 | 1.6498 | [11 empty] | Harrisonburg VA (City of) | 47.35 | Harrisonburg VA (City of) | 47.35 | Regulated
VMEA Peaking Gen | 7441_G_V11 | 7441 | G | V11 |  | Combustion Turbine | IC Engine | PJM_Dom | Virginia | 51 | Prince William | 153 | 51153 | 1.5 | 10745 | 1993 | 9999 |  |  | N | Distillate Fuel Oil | [12 empty] | 1.06 | 1.6498 | 1.6498 | 1.6498 | 1.6498 | [11 empty] | Harrisonburg VA (City of) | 47.35 | Harrisonburg VA (City of) | 47.35 | Regulated
VMEA Peaking Gen | 7441_G_V12 | 7441 | G | V12 |  | Combustion Turbine | IC Engine | PJM_Dom | Virginia | 51 | Prince William | 153 | 51153 | 1.5 | 10745 | 1993 | 9999 |  |  | N | Distillate Fuel Oil | [12 empty] | 1.06 | 1.6498 | 1.6498 | 1.6498 | 1.6498 | [11 empty] | Harrisonburg VA (City of) | 47.35 | Harrisonburg VA (City of) | 47.35 | Regulated
VMEA Peaking Gen | 7441_G_V2 | 7441 | G | V2 |  | Combustion Turbine | IC Engine | PJM_Dom | Virginia | 51 | Prince William | 153 | 51153 | 1.5 | 10745 | 1992 | 9999 |  |  | N | Distillate Fuel Oil | [12 empty] | 1.06 | 1.6498 | 1.6498 | 1.6498 | 1.6498 | [11 empty] | Harrisonburg VA (City of) | 47.35 | Harrisonburg VA (City of) | 47.35 | Regulated
Pratt 2 | 7447_G_IC2 | 7447 | G | IC2 |  | Combustion Turbine | IC Engine | SPP_N | Kansas | 20 | Pratt | 151 | 20151 | 7.6 | 16609 | 1994 | 9999 |  |  | N | Natural Gas, Distillate Fuel Oil | [13 empty] | 2.4814 | 2.4814 | 2.4814 | 2.4814 | [11 empty] | Pratt KS (City of) | 100 | Pratt KS (City of) | 100 | Regulated
Pratt 2 | 7447_G_IC3 | 7447 | G | IC3 |  | Combustion Turbine | IC Engine | SPP_N | Kansas | 20 | Pratt | 151 | 20151 | 7.6 | 16624 | 2004 | 9999 |  |  | N | Natural Gas, Distillate Fuel Oil | [13 empty] | 1.061 | 1.061 | 1.061 | 1.061 | [11 empty] | Pratt KS (City of) | 100 | Pratt KS (City of) | 100 | Regulated
Combustion Turbine Project No 2 | 7449_G_NA1 | 7449 | G | NA1 | 3117 | Combustion Turbine |  | WEC_CALN | California | 6 | San Joaquin | 77 | 06077 | 49.3 | 10745 | 1996 | 9999 |  |  | N | Natural Gas |  |  |  |  | SCR | [7 empty] | 0.74 | 0.02041 | 0.02041 | 0.02041 | 0.02041 | [11 empty] | Northern California Power Agency | 100 | Northern California Power Agency | 100 | Regulated
Etiwanda | 745_G_1 | 745 | G | 1 |  | Hydro |  | WECC_SCE | California | 6 | San Bernardino | 71 | 06071 | 23.9 | 0 | 1994 | 9999 |  |  | N | Hydro | [13 empty] | 0 | 0 | 0 | 0 | [11 empty] | Metropolitan Water District | 100 | Metropolitan Water District | 100 | Regulated
Alameda | 7450_G_1 | 7450 | G | 1 |  | Combustion Turbine |  | WEC_CALN | California | 6 | Alameda | 1 | 06001 | 24.9 | 15634 | 1986 | 9999 |  |  | N | Natural Gas, Distillate Fuel Oil | [12 empty] | 0.74 | 0.013 | 0.013 | 0.013 | 0.013 | [11 empty] | Northern California Power Agency | 100 | Northern California Power Agency | 100 | Regulated
Alameda | 7450_G_2 | 7450 | G | 2 |  | Combustion Turbine |  | WEC_CALN | California | 6 | Alameda | 1 | 06001 | 24.9 | 15636 | 1986 | 9999 |  |  | N | Natural Gas, Distillate Fuel Oil | [12 empty] | 0.74 | 0.013 | 0.013 | 0.013 | 0.013 | [11 empty] | Northern California Power Agency | 100 | Northern California Power Agency | 100 | Regulated
Lodi | 7451_G_1 | 7451 | G | 1 |  | Combustion Turbine |  | WEC_CALN | California | 6 | San Joaquin | 77 | 06077 | 25.2 | 16304 | 1986 | 9999 |  |  | N | Natural Gas, Distillate Fuel Oil | [12 empty] | 0.74 | 0.00671 | 0.00671 | 0.00671 | 0.00671 | [11 empty] | Northern California Power Agency | 100 | Northern California Power Agency | 100 | Regulated
Roseville Power Plant #2 | 7452_G_1 | 7452 | G | 1 |  | Combustion Turbine |  | WEC_CALN | California | 6 | Placer | 61 | 06061 | 21.2 | 15844 | 1986 | 9999 |  |  | N | Natural Gas | [12 empty] | 0.74 | 0.05581 | 0.05581 | 0.05581 | 0.05581 | [11 empty] | Roseville Electric | 100 | Roseville Electric | 100 | Regulated
Roseville Power Plant #2 | 7452_G_2 | 7452 | G | 2 |  | Combustion Turbine |  | WEC_CALN | California | 6 | Placer | 61 | 06061 | 21.2 | 15852 | 1986 | 9999 |  |  | N | Natural Gas | [12 empty] | 0.74 | 0.15011 | 0.15011 | 0.15011 | 0.15011 | [11 empty] | Roseville Electric | 100 | Roseville Electric | 100 | Regulated
Rathdrum | 7456_G_1 | 7456 | G | 1 | 3118 | Combustion Turbine |  | WECC_PNW | Idaho | 16 | Kootenai | 55 | 16055 | 66 | 12093 | 1994 | 9999 |  |  | N | Natural Gas |  |  |  | DLNB | [8 empty] | 1.75 | 0.03726 | 0.03726 | 0.03726 | 0.03726 | [11 empty] | Avista Corp | 100 | Avista Corp | 100 | Regulated
Rathdrum | 7456_G_2 | 7456 | G | 2 | 3119 | Combustion Turbine |  | WECC_PNW | Idaho | 16 | Kootenai | 55 | 16055 | 66 | 12093 | 1994 | 9999 |  |  | N | Natural Gas |  |  |  | DLNB | [8 empty] | 1.75 | 0.03643 | 0.03643 | 0.03643 | 0.03643 | [11 empty] | Avista Corp | 100 | Avista Corp | 100 | Regulated
Basalt | 7458_G_1 | 7458 | G | 1 |  | Hydro |  | WECC_CO | Colorado | 8 | Eagle | 37 | 08037 | 4.5 | 0 | 1985 | 9999 |  |  | N | Hydro | [13 empty] | 0 | 0 | 0 | 0 | [11 empty] | Aspen CO (City of) | 100 | Aspen CO (City of) | 100 | Regulated
Madison Utilities | 7469_G_FM1 | 7469 | G | FM1 |  | Combustion Turbine | IC Engine | SPP_NEBR | Nebraska | 31 | Madison | 119 | 31119 | 1.7 | 17700 | 1959 | 9999 |  |  | N | Natural Gas, Distillate Fuel Oil | [12 empty] | 2.5 | 1.6498 | 1.6498 | 1.6498 | 1.6498 | [11 empty] | Madison NE (City of) | 100 | Madison NE (City of) | 100 | Regulated
Madison Utilities | 7469_G_FM2 | 7469 | G | FM2 |  | Combustion Turbine | IC Engine | SPP_NEBR | Nebraska | 31 | Madison | 119 | 31119 | 1 | 18541 | 1959 | 9999 |  |  | N | Natural Gas, Distillate Fuel Oil | [12 empty] | 2.5 | 1.6498 | 1.6498 | 1.6498 | 1.6498 | [11 empty] | Madison NE (City of) | 100 | Madison NE (City of) | 100 | Regulated
Madison Utilities | 7469_G_FM3 | 7469 | G | FM3 |  | Combustion Turbine | IC Engine | SPP_NEBR | Nebraska | 31 | Madison | 119 | 31119 | 0.9 | 17875 | 1953 | 9999 |  |  | N | Natural Gas, Distillate Fuel Oil | [12 empty] | 2.5 | 1.6498 | 1.6498 | 1.6498 | 1.6498 | [11 empty] | Madison NE (City of) | 100 | Madison NE (City of) | 100 | Regulated
Madison Utilities | 7469_G_FM5 | 7469 | G | FM5 |  | Combustion Turbine | IC Engine | SPP_NEBR | Nebraska | 31 | Madison | 119 | 31119 | 1 | 18541 | 2006 | 9999 |  |  | N | Natural Gas, Distillate Fuel Oil | [13 empty] | 1.6498 | 1.6498 | 1.6498 | 1.6498 | [11 empty] | Madison NE (City of) | 100 | Madison NE (City of) | 100 | Regulated
Marceline | 7470_G_1 | 7470 | G | 1 |  | Combustion Turbine | IC Engine | MIS_MO | Missouri | 29 | Linn | 115 | 29115 | 1 | 12937 | 1989 | 9999 |  |  | N | Distillate Fuel Oil | [12 empty] | 2.3 | 1.6498 | 1.6498 | 1.6498 | 1.6498 | [11 empty] | Marceline MO (City of) | 100 | Marceline MO (City of) | 100 | Regulated
Marceline | 7470_G_2 | 7470 | G | 2 |  | Combustion Turbine | IC Engine | MIS_MO | Missouri | 29 | Linn | 115 | 29115 | 3 | 12207 | 2002 | 9999 |  |  | N | Distillate Fuel Oil | [12 empty] | 2.3 | 1.6498 | 1.6498 | 1.6498 | 1.6498 | [11 empty] | Marceline MO (City of) | 100 | Marceline MO (City of) | 100 | Regulated
Marceline | 7470_G_5 | 7470 | G | 5 |  | Combustion Turbine | IC Engine | MIS_MO | Missouri | 29 | Linn | 115 | 29115 | 2 | 12275 | 2004 | 9999 |  |  | N | Distillate Fuel Oil | [12 empty] | 2.3 | 1.6498 | 1.6498 | 1.6498 | 1.6498 | [11 empty] | Marceline MO (City of) | 100 | Marceline MO (City of) | 100 | Regulated
Marceline | 7470_G_6 | 7470 | G | 6 |  | Combustion Turbine | IC Engine | MIS_MO | Missouri | 29 | Linn | 115 | 29115 | 2 | 12275 | 2004 | 9999 |  |  | N | Distillate Fuel Oil | [12 empty] | 2.3 | 1.6498 | 1.6498 | 1.6498 | 1.6498 | [11 empty] | Marceline MO (City of) | 100 | Marceline MO (City of) | 100 | Regulated
Upper Sterling | 7474_G_1 | 7474 | G | 1 |  | Hydro |  | PJM_COMD | Illinois | 17 | Whiteside | 195 | 17195 | 1 | 0 | 1988 | 9999 |  |  | N | Hydro | [13 empty] | 0 | 0 | 0 | 0 | [11 empty] | Rock Falls Electrical Dept | 100 | Rock Falls Electrical Dept | 100 | Regulated
Upper Sterling | 7474_G_2 | 7474 | G | 2 |  | Hydro |  | PJM_COMD | Illinois | 17 | Whiteside | 195 | 17195 | 1 | 0 | 1988 | 9999 |  |  | N | Hydro | [13 empty] | 0 | 0 | 0 | 0 | [11 empty] | Rock Falls Electrical Dept | 100 | Rock Falls Electrical Dept | 100 | Regulated
North Road Peak | 7479_G_EAST | 7479 | G | EAST |  | Combustion Turbine | IC Engine | S_VACA | South Carolina | 45 | Orangeburg | 75 | 45075 | 6.5 | 12283 | 1987 | 9999 |  |  | N | Distillate Fuel Oil | [12 empty] | 3.5 | 1.6498 | 1.6498 | 1.6498 | 1.6498 | [11 empty] | Orangeburg SC (City of) | 100 | Orangeburg SC (City of) | 100 | Regulated
North Road Peak | 7479_G_WEST | 7479 | G | WEST |  | Combustion Turbine | IC Engine | S_VACA | South Carolina | 45 | Orangeburg | 75 | 45075 | 6.5 | 12283 | 1987 | 9999 |  |  | N | Distillate Fuel Oil | [12 empty] | 3.5 | 1.6498 | 1.6498 | 1.6498 | 1.6498 | [11 empty] | Orangeburg SC (City of) | 100 | Orangeburg SC (City of) | 100 | Regulated
Rowesville Rd Plant | 7480_G_GEN3 | 7480 | G | GEN3 |  | Combustion Turbine |  | S_VACA | South Carolina | 45 | Orangeburg | 75 | 45075 | 4.2 | 25000 | 1994 | 9999 |  |  | N | Natural Gas | [12 empty] | 3.5 | 0.23894 | 0.23894 | 0.23894 | 0.23894 | [11 empty] | Orangeburg SC (City of) | 100 | Orangeburg SC (City of) | 100 | Regulated
Rowesville Rd Plant | 7480_G_GEN4 | 7480 | G | GEN4 |  | Combustion Turbine |  | S_VACA | South Carolina | 45 | Orangeburg | 75 | 45075 | 4.2 | 25000 | 1994 | 9999 |  |  | N | Natural Gas | [12 empty] | 3.5 | 0.23894 | 0.23894 | 0.23894 | 0.23894 | [11 empty] | Orangeburg SC (City of) | 100 | Orangeburg SC (City of) | 100 | Regulated
City Light & Water | 7481_G_1 | 7481 | G | 1 |  | Combustion Turbine | IC Engine | SPP_NEBR | Nebraska | 31 | Webster | 181 | 31181 | 0.9 | 16167 | 1987 | 9999 |  |  | N | Distillate Fuel Oil | [12 empty] | 2.5 | 0.27886 | 0.27886 | 0.27886 | 0.27886 | [11 empty] | Blue Hill NE (City of) | 100 | Blue Hill NE (City of) | 100 | Regulated
City Light & Water | 7481_G_2 | 7481 | G | 2 |  | Combustion Turbine | IC Engine | SPP_NEBR | Nebraska | 31 | Webster | 181 | 31181 | 0.4 | 16553 | 1987 | 9999 |  |  | N | Distillate Fuel Oil | [12 empty] | 2.5 | 1.6498 | 1.6498 | 1.6498 | 1.6498 | [11 empty] | Blue Hill NE (City of) | 100 | Blue Hill NE (City of) | 100 | Regulated
Lake Mendocino | 7489_G_G1 | 7489 | G | G1 |  | Hydro |  | WEC_CALN | California | 6 | Mendocino | 45 | 06045 | 1 | 0 | 1987 | 9999 |  |  | N | Hydro | [13 empty] | 0 | 0 | 0 | 0 | [11 empty] | Ukiah CA (City of) | 100 | Ukiah CA (City of) | 100 | Regulated
Lake Mendocino | 7489_G_G2 | 7489 | G | G2 |  | Hydro |  | WEC_CALN | California | 6 | Mendocino | 45 | 06045 | 2.5 | 0 | 1987 | 9999 |  |  | N | Hydro | [13 empty] | 0 | 0 | 0 | 0 | [11 empty] | Ukiah CA (City of) | 100 | Ukiah CA (City of) | 100 | Regulated
Croswell | 7497_G_1 | 7497 | G | 1 |  | Combustion Turbine | IC Engine | MIS_LMI | Michigan | 26 | Sanilac | 151 | 26151 | 0.6 | 12283 | 1982 | 9999 |  |  | N | Distillate Fuel Oil | [12 empty] | 1.67 | 1.6498 | 1.6498 | 1.6498 | 1.6498 | [11 empty] | Croswell MI (City of) | 100 | Croswell MI (City of) | 100 | Regulated
Croswell | 7497_G_2 | 7497 | G | 2 |  | Combustion Turbine | IC Engine | MIS_LMI | Michigan | 26 | Sanilac | 151 | 26151 | 0.7 | 12283 | 1984 | 9999 |  |  | N | Distillate Fuel Oil | [12 empty] | 1.67 | 1.6498 | 1.6498 | 1.6498 | 1.6498 | [11 empty] | Croswell MI (City of) | 100 | Croswell MI (City of) | 100 | Regulated
Croswell | 7497_G_3 | 7497 | G | 3 |  | Combustion Turbine | IC Engine | MIS_LMI | Michigan | 26 | Sanilac | 151 | 26151 | 1.2 | 12283 | 1988 | 9999 |  |  | N | Distillate Fuel Oil | [12 empty] | 1.67 | 1.6498 | 1.6498 | 1.6498 | 1.6498 | [11 empty] | Croswell MI (City of) | 100 | Croswell MI (City of) | 100 | Regulated
Croswell | 7497_G_4 | 7497 | G | 4 |  | Combustion Turbine | IC Engine | MIS_LMI | Michigan | 26 | Sanilac | 151 | 26151 | 1.3 | 12283 | 1990 | 9999 |  |  | N | Distillate Fuel Oil | [12 empty] | 1.67 | 1.6498 | 1.6498 | 1.6498 | 1.6498 | [11 empty] | Croswell MI (City of) | 100 | Croswell MI (City of) | 100 | Regulated
Croswell | 7497_G_5 | 7497 | G | 5 |  | Combustion Turbine | IC Engine | MIS_LMI | Michigan | 26 | Sanilac | 151 | 26151 | 1.3 | 12283 | 1996 | 9999 |  |  | N | Distillate Fuel Oil | [12 empty] | 1.67 | 1.6498 | 1.6498 | 1.6498 | 1.6498 | [11 empty] | Croswell MI (City of) | 100 | Croswell MI (City of) | 100 | Regulated
Princeton Wind Farm | 7501_G_2 | 7501 | G | 2 |  | Onshore Wind |  | NENGREST | Massachusetts | 25 | Worcester | 27 | 25027 | 3 | 0 | 2010 | 9999 |  |  | N | Wind | [13 empty] | 0 | 0 | 0 | 0 | [11 empty] | Princeton Municipal Light Dept | 100 | Princeton Municipal Light Dept | 100 | Regulated
Neil Simpson II | 7504_G_GT1 | 7504 | G | GT1 | 3121 | Combustion Turbine |  | WECC_WY | Wyoming | 56 | Campbell | 5 | 56005 | 34 | 11676 | 2000 | 9999 |  |  | N | Natural Gas |  |  |  | DLNB | [8 empty] | 0.8 | 0.06332 | 0.06332 | 0.06332 | 0.06332 | [11 empty] | Black Hills Power Inc | 100 | Black Hills Corp | 100 | Regulated
Deadwood Creek | 7507_G_1 | 7507 | G | 1 |  | Hydro |  | WEC_CALN | California | 6 | Yuba | 115 | 06115 | 1.9 | 0 | 1993 | 9999 |  |  | N | Hydro | [13 empty] | 0 | 0 | 0 | 0 | [11 empty] | Yuba County Water Agency | 100 | Yuba County Water Agency | 100 | Non-regulated
Stone Creek | 7508_G_1 | 7508 | G | 1 |  | Hydro |  | WECC_PNW | Oregon | 41 | Clackamas | 5 | 41005 | 7 | 0 | 1994 | 9999 |  |  | N | Hydro | [13 empty] | 0 | 0 | 0 | 0 | [11 empty] | Eugene Water & Electric Board | 100 | Eugene Water & Electric Board | 100 | Regulated
Moccasin Low Head Hydro Project | 751_G_1 | 751 | G | 1 |  | Hydro |  | WEC_CALN | California | 6 | Tuolumne | 109 | 06109 | 2.9 | 0 | 1987 | 9999 |  |  | N | Hydro | [13 empty] | 0 | 0 | 0 | 0 | [11 empty] | City & County of San Francisco | 100 | City & County of San Francisco | 100 | Regulated
McNary Dam Fish Attraction Project | 7511_G_1 | 7511 | G | 1 |  | Hydro |  | WECC_PNW | Washington | 53 | Benton | 5 | 53005 | 9 | 0 | 1997 | 9999 |  |  | N | Hydro | [13 empty] | 0 | 0 | 0 | 0 | [11 empty] | Northern Wasco County PUD | 50 | Northern Wasco County PUD | 50 | Regulated
Arthur Von Rosenberg | 7512_G_1 | 7512 | G | 1 | 2484 | Combined Cycle |  | ERC_REST | Texas | 48 | Bexar | 29 | 48029 | 174 | 7162 | 2000 | 9999 |  |  | N | Natural Gas |  |  |  | DLNB | SCR | [7 empty] | 0.5 | 0.02358 | 0.02358 | 0.02358 | 0.02358 | [11 empty] | CPS Energy | 100 | CPS Energy | 100 | Regulated
Arthur Von Rosenberg | 7512_G_2 | 7512 | G | 2 | 2485 | Combined Cycle |  | ERC_REST | Texas | 48 | Bexar | 29 | 48029 | 174 | 7162 | 2000 | 9999 |  |  | N | Natural Gas |  |  |  | DLNB | SCR | [7 empty] | 0.5 | 0.02358 | 0.02358 | 0.02358 | 0.02358 | [11 empty] | CPS Energy | 100 | CPS Energy | 100 | Regulated
Arthur Von Rosenberg | 7512_G_3 | 7512 | G | 3 | 2484 | Combined Cycle |  | ERC_REST | Texas | 48 | Bexar | 29 | 48029 | 190 | 7162 | 2000 | 9999 |  |  | N | Natural Gas |  |  |  | DLNB | SCR | [7 empty] | 0.5 | 0.02358 | 0.02358 | 0.02358 | 0.02358 | [11 empty] | CPS Energy | 100 | CPS Energy | 100 | Regulated
McPherson 3 | 7515_G_NA1 | 7515 | G | NA1 | 3124 | Combustion Turbine |  | SPP_N | Kansas | 20 | McPherson | 113 | 20113 | 80.2 | 15841 | 1998 | 9999 |  |  | N | Natural Gas, Distillate Fuel Oil |  |  |  | H2O | [8 empty] | 3 | 0.18316 | 0.18316 | 0.18316 | 0.18316 | [11 empty] | McPherson Board of Public Utilities | 100 | McPherson Board of Public Utilities | 100 | Regulated
Lake Blackshear Project | 752_G_1 | 752 | G | 1 |  | Hydro |  | S_SOU | Georgia | 13 | Worth | 321 | 13321 | 2.4 | 0 | 1930 | 9999 |  |  | N | Hydro | [13 empty] | 0 | 0 | 0 | 0 | [11 empty] | Crisp County Power Commission | 100 | Crisp County Power Commission | 100 | Regulated
Lake Blackshear Project | 752_G_2 | 752 | G | 2 |  | Hydro |  | S_SOU | Georgia | 13 | Worth | 321 | 13321 | 4 | 0 | 1930 | 9999 |  |  | N | Hydro | [13 empty] | 0 | 0 | 0 | 0 | [11 empty] | Crisp County Power Commission | 100 | Crisp County Power Commission | 100 | Regulated
Lake Blackshear Project | 752_G_3 | 752 | G | 3 |  | Hydro |  | S_SOU | Georgia | 13 | Worth | 321 | 13321 | 4.8 | 0 | 1930 | 9999 |  |  | N | Hydro | [13 empty] | 0 | 0 | 0 | 0 | [11 empty] | Crisp County Power Commission | 100 | Crisp County Power Commission | 100 | Regulated
Lake Blackshear Project | 752_G_4 | 752 | G | 4 |  | Hydro |  | S_SOU | Georgia | 13 | Worth | 321 | 13321 | 4 | 0 | 1930 | 9999 |  |  | N | Hydro | [13 empty] | 0 | 0 | 0 | 0 | [11 empty] | Crisp County Power Commission | 100 | Crisp County Power Commission | 100 | Regulated
Solano Wind | 7526_G_2 | 7526 | G | 2 |  | Onshore Wind |  | WEC_CALN | California | 6 | Solano | 95 | 06095 | 24 | 0 | 2006 | 9999 |  |  | N | Wind | [13 empty] | 0 | 0 | 0 | 0 | [11 empty] | Sacramento Municipal Utility District | 100 | Sacramento Municipal Utility District | 100 | Regulated
Solano Wind | 7526_G_2B | 7526 | G | 2B |  | Onshore Wind |  | WEC_CALN | California | 6 | Solano | 95 | 06095 | 63 | 0 | 2007 | 9999 |  |  | N | Wind | [13 empty] | 0 | 0 | 0 | 0 | [11 empty] | Sacramento Municipal Utility District | 100 | Sacramento Municipal Utility District | 100 | Regulated
Solano Wind | 7526_G_3 | 7526 | G | 3 |  | Onshore Wind |  | WEC_CALN | California | 6 | Solano | 95 | 06095 | 128 | 0 | 2012 | 9999 |  |  | N | Wind | [13 empty] | 0 | 0 | 0 | 0 | [11 empty] | Sacramento Municipal Utility District | 100 | Sacramento Municipal Utility District | 100 | Regulated
Carson Ice-Gen Project | 7527_G_1 | 7527 | G | 1 | 3125 | Combustion Turbine |  | WEC_BANC | California | 6 | Sacramento | 67 | 06067 | 41.2 | 8700 | 1995 | 9999 |  |  | Y | Natural Gas |  |  |  | H2O | SCR | [8 empty] | 0.00668 | 0.00668 | 0.00668 | 0.00668 | [11 empty] | Sacramento Municipal Utility District | 100 | Sacramento Municipal Utility District | 100 | Regulated
Carson Ice-Gen Project | 7527_G_2 | 7527 | G | 2 | 3126 | Combined Cycle |  | WEC_BANC | California | 6 | Sacramento | 67 | 06067 | 16.6 | 7952 | 1995 | 9999 |  |  | Y | Natural Gas |  |  |  | H2O | SCR | [8 empty] | 0.00668 | 0.00668 | 0.00668 | 0.00668 | [11 empty] | Central Valley Financing Authority | 100 | Central Valley Financing Authority | 100 | Regulated
Carson Ice-Gen Project | 7527_G_CCCT | 7527 | G | CCCT | 3125 | Combined Cycle |  | WEC_BANC | California | 6 | Sacramento | 67 | 06067 | 51.2 | 7952 | 1995 | 9999 |  |  | N | Natural Gas |  |  |  | H2O | SCR | [7 empty] | 0.74 | 0.00668 | 0.00668 | 0.00668 | 0.00668 | [11 empty] | Sacramento Municipal Utility District | 100 | Sacramento Municipal Utility District | 100 | Regulated
Crisp Plant | 753_G_GT1 | 753 | G | GT1 |  | Combustion Turbine |  | S_SOU | Georgia | 13 | Worth | 321 | 13321 | 4 | 25000 | 1957 | 9999 |  |  | N | Natural Gas | [12 empty] | 1.03 | 0.00453 | 0.00453 | 0.00453 | 0.00453 | [11 empty] | Crisp County Power Commission | 100 | Crisp County Power Commission | 100 | Regulated
Wayne County | 7538_G_1 | 7538 | G | 1 | 1825 | Combustion Turbine |  | S_VACA | North Carolina | 37 | Wayne | 191 | 37191 | 169 | 11501 | 2000 | 9999 |  |  | N | Natural Gas, Distillate Fuel Oil |  |  |  | H2O | [8 empty] | 2.3 | 0.08198 | 0.08198 | 0.08198 | 0.08198 | [11 empty] | Duke Energy Progress | 100 | Duke Energy Corp | 100 | Regulated
Wayne County | 7538_G_2 | 7538 | G | 2 | 1826 | Combustion Turbine |  | S_VACA | North Carolina | 37 | Wayne | 191 | 37191 | 174 | 11501 | 2000 | 9999 |  |  | N | Natural Gas, Distillate Fuel Oil |  |  |  | H2O | [8 empty] | 2.3 | 0.1093 | 0.1093 | 0.1093 | 0.1093 | [11 empty] | Duke Energy Progress | 100 | Duke Energy Corp | 100 | Regulated
Wayne County | 7538_G_3 | 7538 | G | 3 | 1827 | Combustion Turbine |  | S_VACA | North Carolina | 37 | Wayne | 191 | 37191 | 164 | 11501 | 2000 | 9999 |  |  | N | Natural Gas, Distillate Fuel Oil |  |  |  | DLNB + H2O | [8 empty] | 2.3 | 0.04172 | 0.04172 | 0.04172 | 0.04172 | [11 empty] | Duke Energy Progress | 100 | Duke Energy Corp | 100 | Regulated
Wayne County | 7538_G_4 | 7538 | G | 4 | 1828 | Combustion Turbine |  | S_VACA | North Carolina | 37 | Wayne | 191 | 37191 | 162 | 11501 | 2000 | 9999 |  |  | N | Natural Gas, Distillate Fuel Oil |  |  |  | DLNB + H2O | [8 empty] | 2.3 | 0.04401 | 0.04401 | 0.04401 | 0.04401 | [11 empty] | Duke Energy Progress | 100 | Duke Energy Corp | 100 | Regulated
Wayne County | 7538_G_5 | 7538 | G | 5 | 89702 | Combustion Turbine |  | S_VACA | North Carolina | 37 | Wayne | 191 | 37191 | 153 | 11506 | 2009 | 9999 |  |  | N | Natural Gas, Distillate Fuel Oil |  |  |  | DLNB + H2O | [8 empty] | 2.3 | 0.02923 | 0.02923 | 0.02923 | 0.02923 | [11 empty] | Duke Energy Progress | 100 | Duke Energy Corp | 100 | Regulated
Hartwell Lake | 754_G_1 | 754 | G | 1 |  | Hydro |  | S_SOU | Georgia | 13 | Hart | 147 | 13147 | 85 | 0 | 1962 | 9999 |  |  | N | Hydro | [13 empty] | 0 | 0 | 0 | 0 | [11 empty] | USACE Savannah District | 100 | U S Army Corps of Engineers | 100 | Regulated
Hartwell Lake | 754_G_2 | 754 | G | 2 |  | Hydro |  | S_SOU | Georgia | 13 | Hart | 147 | 13147 | 85 | 0 | 1962 | 9999 |  |  | N | Hydro | [13 empty] | 0 | 0 | 0 | 0 | [11 empty] | USACE Savannah District | 100 | U S Army Corps of Engineers | 100 | Regulated
Hartwell Lake | 754_G_4 | 754 | G | 4 |  | Hydro |  | S_SOU | Georgia | 13 | Hart | 147 | 13147 | 70 | 0 | 1962 | 9999 |  |  | N | Hydro | [13 empty] | 0 | 0 | 0 | 0 | [11 empty] | USACE Savannah District | 100 | U S Army Corps of Engineers | 100 | Regulated
Hartwell Lake | 754_G_5 | 754 | G | 5 |  | Hydro |  | S_SOU | Georgia | 13 | Hart | 147 | 13147 | 80 | 0 | 1983 | 9999 |  |  | N | Hydro | [13 empty] | 0 | 0 | 0 | 0 | [11 empty] | USACE Savannah District | 100 | U S Army Corps of Engineers | 100 | Regulated
Spirit Mountain | 7541_G_1 | 7541 | G | 1 |  | Hydro |  | WECC_WY | Wyoming | 56 | Park | 29 | 56029 | 4.5 | 0 | 1994 | 9999 |  |  | N | Hydro | [13 empty] | 0 | 0 | 0 | 0 | [11 empty] | U S Bureau of Reclamation | 100 | U S Bureau of Reclamation | 100 | Regulated
Kaw Hydro | 7545_G_1 | 7545 | G | 1 |  | Hydro |  | SPP_WEST | Oklahoma | 40 | Kay | 71 | 40071 | 29.6 | 0 | 1989 | 9999 |  |  | N | Hydro | [13 empty] | 0 | 0 | 0 | 0 | [11 empty] | Oklahoma Municipal Power Authority | 100 | Oklahoma Municipal Power Authority | 100 | Regulated
Ponca City | 7546_G_1 | 7546 | G | 1 | 566 | Combined Cycle |  | SPP_WEST | Oklahoma | 40 | Kay | 71 | 40071 | 18.8 | 9589 | 1966 | 9999 |  |  | N | Natural Gas, Distillate Fuel Oil |  |  |  | H2O | [9 empty] | 0.07956 | 0.07956 | 0.07956 | 0.07956 | [11 empty] | Ponca City OK (City of) | 100 | Ponca City OK (City of) | 100 | Regulated
Ponca City | 7546_G_3 | 7546 | G | 3 | 566 | Combined Cycle |  | SPP_WEST | Oklahoma | 40 | Kay | 71 | 40071 | 44.1 | 9589 | 1995 | 9999 |  |  | N | Natural Gas, Distillate Fuel Oil |  |  |  | H2O | [9 empty] | 0.07956 | 0.07956 | 0.07956 | 0.07956 | [11 empty] | Ponca City OK (City of) | 100 | Ponca City OK (City of) | 100 | Regulated
Ponca City | 7546_G_4 | 7546 | G | 4 | 89334 | Combustion Turbine |  | SPP_WEST | Oklahoma | 40 | Kay | 71 | 40071 | 43.9 | 11122 | 2003 | 9999 |  |  | N | Natural Gas |  |  |  | H2O | [8 empty] | 0.8 | 0.06863 | 0.06863 | 0.06863 | 0.06863 | [11 empty] | Ponca City OK (City of) | 100 | Ponca City OK (City of) | 100 | Regulated
Causey | 7548_G_1 | 7548 | G | 1 |  | Hydro |  | WECC_UT | Utah | 49 | Weber | 57 | 49057 | 1.5 | 0 | 1998 | 9999 |  |  | N | Hydro | [13 empty] | 0 | 0 | 0 | 0 | [11 empty] | U S Bureau of Reclamation | 100 | U S Bureau of Reclamation | 100 | Regulated
Causey | 7548_G_2 | 7548 | G | 2 |  | Hydro |  | WECC_UT | Utah | 49 | Weber | 57 | 49057 | 0.6 | 0 | 1998 | 9999 |  |  | N | Hydro | [13 empty] | 0 | 0 | 0 | 0 | [11 empty] | U S Bureau of Reclamation | 100 | U S Bureau of Reclamation | 100 | Regulated
Causey | 7548_G_MINI | 7548 | G | MINI |  | Hydro |  | WECC_UT | Utah | 49 | Weber | 57 | 49057 | 0.1 | 0 | 2021 | 9999 |  |  | N | Hydro | [11 empty] | 0 |  | 0 | 0 | 0 | 0 | [11 empty] | U S Bureau of Reclamation | 100 | U S Bureau of Reclamation | 100 | Regulated
SCA Cogen 2 | 7551_G_CCST | 7551 | G | CCST | 3129 | Combined Cycle |  | WEC_BANC | California | 6 | Sacramento | 67 | 06067 | 37.6 | 7216 | 1997 | 9999 |  |  | Y | Natural Gas |  |  |  |  | SCR | [8 empty] | 0.00753 | 0.00753 | 0.00753 | 0.00753 | [11 empty] | Sacramento Cogeneration Authority | 100 | Sacramento Municipal Utility District | 100 | Regulated
SCA Cogen 2 | 7551_G_CT1A | 7551 | G | CT1A | 3129 | Combined Cycle |  | WEC_BANC | California | 6 | Sacramento | 67 | 06067 | 47.6 | 7216 | 1997 | 9999 |  |  | Y | Natural Gas |  |  |  |  | SCR | [8 empty] | 0.00753 | 0.00753 | 0.00753 | 0.00753 | [11 empty] | Sacramento Cogeneration Authority | 100 | Sacramento Municipal Utility District | 100 | Regulated
SCA Cogen 2 | 7551_G_CT1B | 7551 | G | CT1B | 3130 | Combined Cycle |  | WEC_BANC | California | 6 | Sacramento | 67 | 06067 | 47.6 | 7216 | 1997 | 9999 |  |  | Y | Natural Gas |  |  |  |  | SCR | [8 empty] | 0.00753 | 0.00753 | 0.00753 | 0.00753 | [11 empty] | Sacramento Cogeneration Authority | 100 | Sacramento Municipal Utility District | 100 | Regulated
SCA Cogen 2 | 7551_G_CT1C | 7551 | G | CT1C | 3131 | Combustion Turbine |  | WEC_BANC | California | 6 | Sacramento | 67 | 06067 | 43.8 | 10745 | 2001 | 9999 |  |  | N | Natural Gas |  |  |  |  | SCR | [7 empty] | 0.74 | 0.01032 | 0.01032 | 0.01032 | 0.01032 | [11 empty] | Sacramento Cogeneration Authority | 100 | Sacramento Municipal Utility District | 100 | Regulated
SPA Cogen 3 | 7552_G_CCCT | 7552 | G | CCCT | 3132 | Combined Cycle |  | WEC_BANC | California | 6 | Sacramento | 67 | 06067 | 119 | 7957 | 1997 | 9999 |  |  | Y | Natural Gas |  |  |  |  | SCR | [8 empty] | 0.0096 | 0.0096 | 0.0096 | 0.0096 | [11 empty] | Sacramento Power Authority | 100 | Sacramento Power Authority | 100 | Regulated
SPA Cogen 3 | 7552_G_CCST | 7552 | G | CCST | 3132 | Combined Cycle |  | WEC_BANC | California | 6 | Sacramento | 67 | 06067 | 59 | 7957 | 1997 | 9999 |  |  | Y | Natural Gas |  |  |  |  | SCR | [8 empty] | 0.0096 | 0.0096 | 0.0096 | 0.0096 | [11 empty] | Sacramento Power Authority | 100 | Sacramento Power Authority | 100 | Regulated
Nebraska City # 2 | 7555_G_11 | 7555 | G | 11 |  | Combustion Turbine | IC Engine | SPP_N | Nebraska | 31 | Otoe | 131 | 31131 | 4 | 12283 | 1998 | 9999 |  |  | N | Natural Gas | [12 empty] | 2.5 | 1.061 | 1.061 | 1.061 | 1.061 | [11 empty] | Nebraska City Utilities | 100 | Nebraska City Utilities | 100 | Regulated
Nebraska City # 2 | 7555_G_12 | 7555 | G | 12 |  | Combustion Turbine | IC Engine | SPP_N | Nebraska | 31 | Otoe | 131 | 31131 | 4 | 12283 | 1998 | 9999 |  |  | N | Natural Gas | [12 empty] | 2.5 | 1.061 | 1.061 | 1.061 | 1.061 | [11 empty] | Nebraska City Utilities | 100 | Nebraska City Utilities | 100 | Regulated
Nebraska City # 2 | 7555_G_13 | 7555 | G | 13 |  | Combustion Turbine | IC Engine | SPP_N | Nebraska | 31 | Otoe | 131 | 31131 | 4.2 | 12283 | 1998 | 9999 |  |  | N | Distillate Fuel Oil | [12 empty] | 2.5 | 1.6498 | 1.6498 | 1.6498 | 1.6498 | [11 empty] | Nebraska City Utilities | 100 | Nebraska City Utilities | 100 | Regulated
State Farm | 7556_G_1 | 7556 | G | 1 |  | Combustion Turbine | IC Engine | MIS_IL | Illinois | 17 | McLean | 113 | 17113 | 1.7 | 13469 | 1996 | 2030 |  |  | N | Distillate Fuel Oil | [12 empty] | 1 | 1.6498 | 1.6498 | 1.6498 | 1.6498 | [11 empty] | AmerenIP | 50 | Ameren Corp | 50 | Non-regulated
State Farm | 7556_G_2 | 7556 | G | 2 |  | Combustion Turbine | IC Engine | MIS_IL | Illinois | 17 | McLean | 113 | 17113 | 1.7 | 13469 | 1996 | 2030 |  |  | N | Distillate Fuel Oil | [12 empty] | 1 | 1.6498 | 1.6498 | 1.6498 | 1.6498 | [11 empty] | AmerenIP | 50 | Ameren Corp | 50 | Non-regulated
State Farm | 7556_G_3 | 7556 | G | 3 |  | Combustion Turbine | IC Engine | MIS_IL | Illinois | 17 | McLean | 113 | 17113 | 1.7 | 13469 | 1996 | 2030 |  |  | N | Distillate Fuel Oil | [12 empty] | 1 | 1.6498 | 1.6498 | 1.6498 | 1.6498 | [11 empty] | AmerenIP | 50 | Ameren Corp | 50 | Non-regulated
Blue Ridge | 757_G_1 | 757 | G | 1 |  | Hydro |  | S_C_TVA | Georgia | 13 | Fannin | 111 | 13111 | 16 | 0 | 1931 | 9999 |  |  | N | Hydro | [13 empty] | 0 | 0 | 0 | 0 | [11 empty] | Tennessee Valley Authority | 100 | Tennessee Valley Authority | 100 | Regulated
Blue Ridge | 757_G_2 | 757 | G | 2 |  | Hydro |  | S_C_TVA | Georgia | 13 | Fannin | 111 | 13111 | 1.3 | 0 | 1994 | 9999 |  |  | N | Hydro | [13 empty] | 0 | 0 | 0 | 0 | [11 empty] | Tennessee Valley Authority | 100 | Tennessee Valley Authority | 100 | Regulated
Nottely | 758_G_1 | 758 | G | 1 |  | Hydro |  | S_C_TVA | Georgia | 13 | Union | 291 | 13291 | 19.2 | 0 | 1956 | 9999 |  |  | N | Hydro | [13 empty] | 0 | 0 | 0 | 0 | [11 empty] | Tennessee Valley Authority | 100 | Tennessee Valley Authority | 100 | Regulated
Nottely | 758_G_2 | 758 | G | 2 |  | Hydro |  | S_C_TVA | Georgia | 13 | Union | 291 | 13291 | 0.9 | 0 | 1993 | 9999 |  |  | N | Hydro | [13 empty] | 0 | 0 | 0 | 0 | [11 empty] | Tennessee Valley Authority | 100 | Tennessee Valley Authority | 100 | Regulated
Talcville | 7583_G_1 | 7583 | G | 1 |  | Hydro |  | NY_Z_C&E | New York | 36 | St Lawrence | 89 | 36089 | 0.7 | 0 | 1986 | 9999 |  |  | N | Hydro | [13 empty] | 0 | 0 | 0 | 0 | [11 empty] | Brookfield Renewable Energy Partners LP | 100 | Brookfield Asset Management Inc | 100 | Non-regulated
Talcville | 7583_G_2 | 7583 | G | 2 |  | Hydro |  | NY_Z_C&E | New York | 36 | St Lawrence | 89 | 36089 | 0.1 | 0 | 1986 | 9999 |  |  | N | Hydro | [13 empty] | 0 | 0 | 0 | 0 | [11 empty] | Brookfield Renewable Energy Partners LP | 100 | Brookfield Asset Management Inc | 100 | Non-regulated
Panora | 7584_G_1 | 7584 | G | 1 |  | Combustion Turbine | IC Engine | MIS_IA | Iowa | 19 | GUTHRIE | 77 | 19077 | 1.5 | 10745 | 1988 | 9999 |  |  | N | Distillate Fuel Oil | [12 empty] | 0.153 | 1.6498 | 1.6498 | 1.6498 | 1.6498 | [11 empty] | Central Iowa Power Coop | 100 | Central Iowa Power Coop | 100 | Regulated
Panora | 7584_G_2 | 7584 | G | 2 |  | Combustion Turbine | IC Engine | MIS_IA | Iowa | 19 | GUTHRIE | 77 | 19077 | 1 | 10745 | 1988 | 9999 |  |  | N | Distillate Fuel Oil | [12 empty] | 0.15 | 1.6498 | 1.6498 | 1.6498 | 1.6498 | [11 empty] | Central Iowa Power Coop | 100 | Central Iowa Power Coop | 100 | Regulated
Panora | 7584_G_3 | 7584 | G | 3 |  | Combustion Turbine | IC Engine | MIS_IA | Iowa | 19 | GUTHRIE | 77 | 19077 | 2 | 10745 | 1993 | 9999 |  |  | N | Distillate Fuel Oil | [12 empty] | 0.143 | 1.6498 | 1.6498 | 1.6498 | 1.6498 | [11 empty] | Central Iowa Power Coop | 100 | Central Iowa Power Coop | 100 | Regulated
H M Jackson | 7588_G_1 | 7588 | G | 1 |  | Hydro |  | WECC_PNW | Washington | 53 | Snohomish | 61 | 53061 | 41 | 0 | 1984 | 9999 |  |  | N | Hydro | [13 empty] | 0 | 0 | 0 | 0 | [11 empty] | PUD No 1 of Snohomish County | 100 | PUD No 1 of Snohomish County | 100 | Regulated
H M Jackson | 7588_G_2 | 7588 | G | 2 |  | Hydro |  | WECC_PNW | Washington | 53 | Snohomish | 61 | 53061 | 41 | 0 | 1984 | 9999 |  |  | N | Hydro | [13 empty] | 0 | 0 | 0 | 0 | [11 empty] | PUD No 1 of Snohomish County | 100 | PUD No 1 of Snohomish County | 100 | Regulated
H M Jackson | 7588_G_3 | 7588 | G | 3 |  | Hydro |  | WECC_PNW | Washington | 53 | Snohomish | 61 | 53061 | 7 | 0 | 1984 | 9999 |  |  | N | Hydro | [13 empty] | 0 | 0 | 0 | 0 | [11 empty] | PUD No 1 of Snohomish County | 100 | PUD No 1 of Snohomish County | 100 | Regulated
Allatoona | 760_G_1 | 760 | G | 1 |  | Hydro |  | S_SOU | Georgia | 13 | Bartow | 15 | 13015 | 35 | 0 | 1950 | 9999 |  |  | N | Hydro | [13 empty] | 0 | 0 | 0 | 0 | [11 empty] | USACE Mobile District | 100 | U S Army Corps of Engineers | 100 | Regulated
Allatoona | 760_G_2 | 760 | G | 2 |  | Hydro |  | S_SOU | Georgia | 13 | Bartow | 15 | 13015 | 35 | 0 | 1950 | 9999 |  |  | N | Hydro | [13 empty] | 0 | 0 | 0 | 0 | [11 empty] | USACE Mobile District | 100 | U S Army Corps of Engineers | 100 | Regulated
Allatoona | 760_G_A | 760 | G | A |  | Hydro |  | S_SOU | Georgia | 13 | Bartow | 15 | 13015 | 2 | 0 | 1950 | 9999 |  |  | N | Hydro | [13 empty] | 0 | 0 | 0 | 0 | [11 empty] | USACE Mobile District | 100 | U S Army Corps of Engineers | 100 | Regulated
Prospect Municipal | 7603_G_1 | 7603 | G | 1 |  | Combustion Turbine | IC Engine | PJM_ATSI | Ohio | 39 | Marion | 101 | 39101 | 1.8 | 12283 | 1998 | 9999 |  |  | N | Distillate Fuel Oil | [12 empty] | 0.5 | 1.6498 | 1.6498 | 1.6498 | 1.6498 | [11 empty] | American Municipal Power Inc | 100 | American Municipal Power Inc | 100 | Regulated
St Francis Energy Facility | 7604_G_1 | 7604 | G | 1 | 3135 | Combined Cycle |  | S_D_AECI | Missouri | 29 | Dunklin | 69 | 29069 | 244 | 7516 | 1999 | 9999 |  |  | N | Natural Gas |  |  |  | DLNB | SCR | [8 empty] | 0.01165 | 0.01165 | 0.01165 | 0.01165 | [11 empty] | Associated Electric Coop Inc | 50 | Associated Electric Coop Inc | 50 | Regulated
St Francis Energy Facility | 7604_G_2 | 7604 | G | 2 | 3136 | Combined Cycle |  | S_D_AECI | Missouri | 29 | Dunklin | 69 | 29069 | 216 | 7516 | 2001 | 9999 |  |  | N | Natural Gas |  |  |  | DLNB | SCR | [8 empty] | 0.01165 | 0.01165 | 0.01165 | 0.01165 | [11 empty] | Associated Electric Coop Inc | 50 | Associated Electric Coop Inc | 50 | Regulated
River Road Gen Plant | 7605_G_1 | 7605 | G | 1 | 3137 | Combined Cycle |  | WECC_PNW | Washington | 53 | Clark | 11 | 53011 | 230 | 7287 | 1997 | 9999 |  |  | N | Natural Gas |  |  |  |  | SCR | [8 empty] | 0.01393 | 0.01393 | 0.01393 | 0.01393 | [11 empty] | PUD No 1 of Clark County | 100 | PUD No 1 of Clark County | 100 | Regulated
Walter F George | 761_G_1 | 761 | G | 1 |  | Hydro |  | S_SOU | Georgia | 13 | Clay | 61 | 13061 | 42 | 0 | 1963 | 9999 |  |  | N | Hydro | [13 empty] | 0 | 0 | 0 | 0 | [11 empty] | USACE Mobile District | 100 | U S Army Corps of Engineers | 100 | Regulated
Walter F George | 761_G_2 | 761 | G | 2 |  | Hydro |  | S_SOU | Georgia | 13 | Clay | 61 | 13061 | 42 | 0 | 1963 | 9999 |  |  | N | Hydro | [13 empty] | 0 | 0 | 0 | 0 | [11 empty] | USACE Mobile District | 100 | U S Army Corps of Engineers | 100 | Regulated
Walter F George | 761_G_3 | 761 | G | 3 |  | Hydro |  | S_SOU | Georgia | 13 | Clay | 61 | 13061 | 42 | 0 | 1963 | 9999 |  |  | N | Hydro | [13 empty] | 0 | 0 | 0 | 0 | [11 empty] | USACE Mobile District | 100 | U S Army Corps of Engineers | 100 | Regulated
Walter F George | 761_G_4 | 761 | G | 4 |  | Hydro |  | S_SOU | Georgia | 13 | Clay | 61 | 13061 | 42 | 0 | 1963 | 9999 |  |  | N | Hydro | [13 empty] | 0 | 0 | 0 | 0 | [11 empty] | USACE Mobile District | 100 | U S Army Corps of Engineers | 100 | Regulated
Monticello Dam | 7646_G_1 | 7646 | G | 1 |  | Hydro |  | WEC_CALN | California | 6 | Solano | 95 | 06095 | 5 | 0 | 1983 | 9999 |  |  | N | Hydro | [13 empty] | 0 | 0 | 0 | 0 | [11 empty] | Solano Irrigation District | 100 | Solano Irrigation District | 100 | Regulated
Monticello Dam | 7646_G_2 | 7646 | G | 2 |  | Hydro |  | WEC_CALN | California | 6 | Solano | 95 | 06095 | 5 | 0 | 1983 | 9999 |  |  | N | Hydro | [13 empty] | 0 | 0 | 0 | 0 | [11 empty] | Solano Irrigation District | 100 | Solano Irrigation District | 100 | Regulated
Monticello Dam | 7646_G_3 | 7646 | G | 3 |  | Hydro |  | WEC_CALN | California | 6 | Solano | 95 | 06095 | 1.5 | 0 | 1983 | 9999 |  |  | N | Hydro | [13 empty] | 0 | 0 | 0 | 0 | [11 empty] | Solano Irrigation District | 100 | Solano Irrigation District | 100 | Regulated
Auglaize Hydro | 7657_G_1 | 7657 | G | 1 |  | Hydro |  | PJM_ATSI | Ohio | 39 | Defiance | 39 | 39039 | 0.8 | 0 | 1986 | 9999 |  |  | N | Hydro | [13 empty] | 0 | 0 | 0 | 0 | [11 empty] | Bryan Municipal Utilities | 100 | Bryan OH (City of) | 100 | Regulated
Auglaize Hydro | 7657_G_2A | 7657 | G | 2A |  | Hydro |  | PJM_ATSI | Ohio | 39 | Defiance | 39 | 39039 | 1 | 0 | 2004 | 9999 |  |  | N | Hydro | [13 empty] | 0 | 0 | 0 | 0 | [11 empty] | Bryan Municipal Utilities | 100 | Bryan OH (City of) | 100 | Regulated
Auglaize Hydro | 7657_G_3A | 7657 | G | 3A |  | Hydro |  | PJM_ATSI | Ohio | 39 | Defiance | 39 | 39039 | 1 | 0 | 2004 | 9999 |  |  | N | Hydro | [13 empty] | 0 | 0 | 0 | 0 | [11 empty] | Bryan Municipal Utilities | 100 | Bryan OH (City of) | 100 | Regulated
Auglaize Hydro | 7657_G_4 | 7657 | G | 4 |  | Hydro |  | PJM_ATSI | Ohio | 39 | Defiance | 39 | 39039 | 0.8 | 0 | 1987 | 9999 |  |  | N | Hydro | [13 empty] | 0 | 0 | 0 | 0 | [11 empty] | Bryan Municipal Utilities | 100 | Bryan OH (City of) | 100 | Regulated
Auglaize Hydro | 7657_G_5 | 7657 | G | 5 |  | Hydro |  | PJM_ATSI | Ohio | 39 | Defiance | 39 | 39039 | 0.8 | 0 | 1988 | 9999 |  |  | N | Hydro | [13 empty] | 0 | 0 | 0 | 0 | [11 empty] | Bryan Municipal Utilities | 100 | Bryan OH (City of) | 100 | Regulated
Auglaize Hydro | 7657_G_6 | 7657 | G | 6 |  | Hydro |  | PJM_ATSI | Ohio | 39 | Defiance | 39 | 39039 | 0.1 | 0 | 2004 | 9999 |  |  | N | Hydro | [13 empty] | 0 | 0 | 0 | 0 | [11 empty] | Bryan Municipal Utilities | 100 | Bryan OH (City of) | 100 | Regulated
Pennsbury | 7690_G_1 | 7690 | G | 1 |  | Landfill Gas |  | PJM_EMAC | Pennsylvania | 42 | Bucks | 17 | 42017 | 2 | 13500 | 1996 | 9999 |  |  | N | Landfill Gas | [13 empty] | 0.23222 | 0.23222 | 0.23222 | 0.23222 | [11 empty] | Exelon Power | 100 | Exelon Power | 100 | Non-regulated
Washington County Cogeneration Facility | 7697_G_1 | 7697 | G | 1 | 3139 | Combined Cycle |  | S_SOU | Alabama | 1 | Washington | 129 | 01129 | 75 | 5500 | 1999 | 9999 |  |  | Y | Natural Gas |  |  |  | DLNB | [8 empty] | 0.001 | 0.04183 | 0.04183 | 0.04183 | 0.04183 | [11 empty] | Alabama Power Co | 100 | Southern Co | 100 | Regulated
Washington County Cogeneration Facility | 7697_G_2 | 7697 | G | 2 | 3139 | Combined Cycle |  | S_SOU | Alabama | 1 | Washington | 129 | 01129 | 25 | 5500 | 1999 | 9999 |  |  | Y | Natural Gas |  |  |  | DLNB | [8 empty] | 0.001 | 0.04183 | 0.04183 | 0.04183 | 0.04183 | [11 empty] | Alabama Power Co | 100 | Southern Co | 100 | Regulated
General Electric Plastic | 7698_G_1 | 7698 | G | 1 | 3140 | Combined Cycle |  | S_SOU | Alabama | 1 | Lowndes | 85 | 01085 | 74 | 5500 | 1999 | 9999 |  |  | Y | Natural Gas |  |  |  | DLNB | [8 empty] | 0.001 | 0.0287 | 0.0287 | 0.0287 | 0.0287 | [11 empty] | Alabama Power Co | 100 | Southern Co | 100 | Regulated
General Electric Plastic | 7698_G_2 | 7698 | G | 2 | 3140 | Combined Cycle |  | S_SOU | Alabama | 1 | Lowndes | 85 | 01085 | 10.5 | 5500 | 1999 | 9999 |  |  | Y | Natural Gas |  |  |  | DLNB | [8 empty] | 0.001 | 0.0287 | 0.0287 | 0.0287 | 0.0287 | [11 empty] | Alabama Power Co | 100 | Southern Co | 100 | Regulated
Tiger Bay | 7699_G_CT1 | 7699 | G | CT1 | 3141 | Combined Cycle |  | FRCC | Florida | 12 | Polk | 105 | 12105 | 130 | 7777 | 1997 | 9999 |  |  | N | Natural Gas |  |  |  | DLNB | [8 empty] | 0.05 | 0.02664 | 0.02664 | 0.02664 | 0.02664 | [11 empty] | Duke Energy Florida | 100 | Duke Energy Corp | 100 | Regulated
Tiger Bay | 7699_G_CW1 | 7699 | G | CW1 | 3141 | Combined Cycle |  | FRCC | Florida | 12 | Polk | 105 | 12105 | 69 | 7777 | 1997 | 9999 |  |  | N | Natural Gas |  |  |  | DLNB | [8 empty] | 0.05 | 0.02664 | 0.02664 | 0.02664 | 0.02664 | [11 empty] | Duke Energy Florida | 100 | Duke Energy Corp | 100 | Regulated
Dahlberg | 7709_G_1 | 7709 | G | 1 | 3178 | Combustion Turbine |  | S_SOU | Georgia | 13 | Jackson | 157 | 13157 | 74.8 | 12129 | 2000 | 9999 |  |  | N | Natural Gas, Distillate Fuel Oil |  |  |  | DLNB + H2O | [9 empty] | 0.02572 | 0.02572 | 0.02572 | 0.02572 | [11 empty] | Southern Power Co | 100 | Southern Co | 100 | Non-regulated
Dahlberg | 7709_G_10 | 7709 | G | 10 | 3179 | Combustion Turbine |  | S_SOU | Georgia | 13 | Jackson | 157 | 13157 | 75.2 | 12129 | 2001 | 9999 |  |  | N | Natural Gas, Distillate Fuel Oil |  |  |  | DLNB + H2O | [9 empty] | 0.02693 | 0.02693 | 0.02693 | 0.02693 | [11 empty] | Southern Power Co | 100 | Southern Co | 100 | Non-regulated
Dahlberg | 7709_G_2 | 7709 | G | 2 | 3186 | Combustion Turbine |  | S_SOU | Georgia | 13 | Jackson | 157 | 13157 | 74 | 12129 | 2000 | 9999 |  |  | N | Natural Gas, Distillate Fuel Oil |  |  |  | DLNB + H2O | [9 empty] | 0.0268 | 0.0268 | 0.0268 | 0.0268 | [11 empty] | Southern Power Co | 100 | Southern Co | 100 | Non-regulated
Dahlberg | 7709_G_3 | 7709 | G | 3 | 3187 | Combustion Turbine |  | S_SOU | Georgia | 13 | Jackson | 157 | 13157 | 74.7 | 12129 | 2000 | 9999 |  |  | N | Natural Gas, Distillate Fuel Oil |  |  |  | DLNB + H2O | [9 empty] | 0.02627 | 0.02627 | 0.02627 | 0.02627 | [11 empty] | Southern Power Co | 100 | Southern Co | 100 | Non-regulated
Dahlberg | 7709_G_4 | 7709 | G | 4 | 3188 | Combustion Turbine |  | S_SOU | Georgia | 13 | Jackson | 157 | 13157 | 73.5 | 12129 | 2000 | 9999 |  |  | N | Natural Gas, Distillate Fuel Oil |  |  |  | DLNB + H2O | [9 empty] | 0.02581 | 0.02581 | 0.02581 | 0.02581 | [11 empty] | Southern Power Co | 100 | Southern Co | 100 | Non-regulated
Dahlberg | 7709_G_5 | 7709 | G | 5 | 3189 | Combustion Turbine |  | S_SOU | Georgia | 13 | Jackson | 157 | 13157 | 74.7 | 12129 | 2000 | 9999 |  |  | N | Natural Gas, Distillate Fuel Oil |  |  |  | DLNB + H2O | [9 empty] | 0.02757 | 0.02757 | 0.02757 | 0.02757 | [11 empty] | Southern Power Co | 100 | Southern Co | 100 | Non-regulated
Dahlberg | 7709_G_6 | 7709 | G | 6 | 3190 | Combustion Turbine |  | S_SOU | Georgia | 13 | Jackson | 157 | 13157 | 74.9 | 12129 | 2000 | 9999 |  |  | N | Natural Gas, Distillate Fuel Oil |  |  |  | DLNB + H2O | [9 empty] | 0.02863 | 0.02863 | 0.02863 | 0.02863 | [11 empty] | Southern Power Co | 100 | Southern Co | 100 | Non-regulated
Dahlberg | 7709_G_7 | 7709 | G | 7 | 3191 | Combustion Turbine |  | S_SOU | Georgia | 13 | Jackson | 157 | 13157 | 75 | 12129 | 2000 | 9999 |  |  | N | Natural Gas, Distillate Fuel Oil |  |  |  | DLNB + H2O | [9 empty] | 0.02908 | 0.02908 | 0.02908 | 0.02908 | [11 empty] | Southern Power Co | 100 | Southern Co | 100 | Non-regulated
Dahlberg | 7709_G_8 | 7709 | G | 8 | 3192 | Combustion Turbine |  | S_SOU | Georgia | 13 | Jackson | 157 | 13157 | 74 | 12129 | 2000 | 9999 |  |  | N | Natural Gas, Distillate Fuel Oil |  |  |  | DLNB + H2O | [9 empty] | 0.02849 | 0.02849 | 0.02849 | 0.02849 | [11 empty] | Southern Power Co | 100 | Southern Co | 100 | Non-regulated
Dahlberg | 7709_G_9 | 7709 | G | 9 | 3193 | Combustion Turbine |  | S_SOU | Georgia | 13 | Jackson | 157 | 13157 | 74.8 | 12130 | 2001 | 9999 |  |  | N | Natural Gas, Distillate Fuel Oil |  |  |  | DLNB + H2O | [9 empty] | 0.02771 | 0.02771 | 0.02771 | 0.02771 | [11 empty] | Southern Power Co | 100 | Southern Co | 100 | Non-regulated
H Allen Franklin Combined Cycle | 7710_G_CT1A | 7710 | G | CT1A | 3285 | Combined Cycle |  | S_SOU | Alabama | 1 | Lee | 81 | 01081 | 177.5 | 7068 | 2002 | 9999 |  |  | N | Natural Gas |  |  |  | DLNB | SCR | 2002 | [6 empty] | 0.001 | 0.00849 | 0.00849 | 0.00849 | 0.00849 | [11 empty] | Southern Power Co | 100 | Southern Co | 100 | Non-regulated
H Allen Franklin Combined Cycle | 7710_G_CT1B | 7710 | G | CT1B | 3286 | Combined Cycle |  | S_SOU | Alabama | 1 | Lee | 81 | 01081 | 177.5 | 7068 | 2002 | 9999 |  |  | N | Natural Gas |  |  |  | DLNB | SCR | 2002 | [6 empty] | 0.001 | 0.00849 | 0.00849 | 0.00849 | 0.00849 | [11 empty] | Southern Power Co | 100 | Southern Co | 100 | Non-regulated
H Allen Franklin Combined Cycle | 7710_G_CT2A | 7710 | G | CT2A | 3287 | Combined Cycle |  | S_SOU | Alabama | 1 | Lee | 81 | 01081 | 177.8 | 7068 | 2002 | 9999 |  |  | N | Natural Gas |  |  |  | DLNB | SCR | 2002 | [6 empty] | 0.001 | 0.00854 | 0.00854 | 0.00854 | 0.00854 | [11 empty] | Southern Power Co | 100 | Southern Co | 100 | Non-regulated
H Allen Franklin Combined Cycle | 7710_G_CT2B | 7710 | G | CT2B | 3288 | Combined Cycle |  | S_SOU | Alabama | 1 | Lee | 81 | 01081 | 177.8 | 7068 | 2002 | 9999 |  |  | N | Natural Gas |  |  |  | DLNB | SCR | 2002 | [6 empty] | 0.001 | 0.00854 | 0.00854 | 0.00854 | 0.00854 | [11 empty] | Southern Power Co | 100 | Southern Co | 100 | Non-regulated
H Allen Franklin Combined Cycle | 7710_G_CT3A | 7710 | G | CT3A | 3289 | Combined Cycle |  | S_SOU | Alabama | 1 | Lee | 81 | 01081 | 182.6 | 7068 | 2008 | 9999 |  |  | N | Natural Gas |  |  |  | DLNB | SCR | 2008 | [6 empty] | 0.001 | 0.00852 | 0.00852 | 0.00852 | 0.00852 | [11 empty] | Southern Power Co | 100 | Southern Co | 100 | Non-regulated
H M Jackson | 7588_G_4 | 7588 | G | 4 |  | Hydro |  | WECC_PNW | Washington | 53 | Snohomish | 61 | 53061 | 7 | 0 | 1984 | 9999 |  |  | N | Hydro | [13 empty] | 0 | 0 | 0 | 0 | [11 empty] | PUD No 1 of Snohomish County | 100 | PUD No 1 of Snohomish County | 100 | Regulated
Buford | 759_G_1A | 759 | G | 1A |  | Hydro |  | S_SOU | Georgia | 13 | Forsyth | 117 | 13117 | 60 | 0 | 2003 | 9999 |  |  | N | Hydro | [13 empty] | 0 | 0 | 0 | 0 | [11 empty] | USACE Mobile District | 100 | U S Army Corps of Engineers | 100 | Regulated
Buford | 759_G_2A | 759 | G | 2A |  | Hydro |  | S_SOU | Georgia | 13 | Forsyth | 117 | 13117 | 60 | 0 | 2004 | 9999 |  |  | N | Hydro | [13 empty] | 0 | 0 | 0 | 0 | [11 empty] | USACE Mobile District | 100 | U S Army Corps of Engineers | 100 | Regulated
Buford | 759_G_3A | 759 | G | 3A |  | Hydro |  | S_SOU | Georgia | 13 | Forsyth | 117 | 13117 | 6.8 | 0 | 2005 | 9999 |  |  | N | Hydro | [13 empty] | 0 | 0 | 0 | 0 | [11 empty] | USACE Mobile District | 100 | U S Army Corps of Engineers | 100 | Regulated
El Vado Dam | 7593_G_1 | 7593 | G | 1 |  | Hydro |  | WECC_NM | New Mexico | 35 | Rio Arriba | 39 | 35039 | 8 | 0 | 1988 | 9999 |  |  | N | Hydro | [13 empty] | 0 | 0 | 0 | 0 | [11 empty] | Los Alamos County | 100 | Los Alamos County | 100 | Regulated
Belleville Dam | 7594_G_1 | 7594 | G | 1 |  | Hydro |  | PJM_West | West Virginia | 54 | Wood | 107 | 54107 | 21 | 0 | 1999 | 9999 |  |  | N | Hydro | [13 empty] | 0 | 0 | 0 | 0 | [11 empty] | Ohio Municipal Electric Generation Agency Joint Venture 5 | 100 | Cuyahoga Falls OH (City of) | 100 | Regulated
Belleville Dam | 7594_G_2 | 7594 | G | 2 |  | Hydro |  | PJM_West | West Virginia | 54 | Wood | 107 | 54107 | 21 | 0 | 1999 | 9999 |  |  | N | Hydro | [13 empty] | 0 | 0 | 0 | 0 | [11 empty] | Ohio Municipal Electric Generation Agency Joint Venture 5 | 100 | Cuyahoga Falls OH (City of) | 100 | Regulated
Dominion/Lo Mar | 7797_G_LOM3 | 7797 | G | LOM3 |  | Combustion Turbine | IC Engine | PJM_Dom | Virginia | 51 | Prince William | 153 | 51153 | 1.7 | 10745 | 1997 | 9999 |  |  | N | Distillate Fuel Oil | [12 empty] | 1.06 | 1.6498 | 1.6498 | 1.6498 | 1.6498 | [11 empty] | Manassas VA (City of) | 100 | Manassas VA (City of) | 100 | Regulated
Gateway Gen | 7798_G_1 | 7798 | G | 1 |  | Combustion Turbine | IC Engine | PJM_Dom | Virginia | 51 | Prince William | 153 | 51153 | 1.7 | 12479 | 1996 | 9999 |  |  | N | Distillate Fuel Oil | [12 empty] | 1.06 | 1.2901 | 1.2901 | 1.2901 | 1.2901 | [11 empty] | Manassas VA (City of) | 100 | Manassas VA (City of) | 100 | Regulated
Gateway Gen | 7798_G_2 | 7798 | G | 2 |  | Combustion Turbine | IC Engine | PJM_Dom | Virginia | 51 | Prince William | 153 | 51153 | 1.7 | 12759 | 2009 | 9999 |  |  | N | Distillate Fuel Oil | [13 empty] | 1.2901 | 1.2901 | 1.2901 | 1.2901 | [11 empty] | Manassas VA (City of) | 100 | Manassas VA (City of) | 100 | Regulated
West Marinette 34 | 7799_G_34 | 7799 | G | 34 | 2612 | Combustion Turbine |  | MIS_WUMS | Wisconsin | 55 | Marinette | 75 | 55075 | 68.7 | 12565 | 2000 | 9999 |  |  | N | Natural Gas |  |  |  | DLNB + H2O | [8 empty] | 3 | 0.03189 | 0.03189 | 0.03189 | 0.03189 | [11 empty] | Madison Gas & Electric Co | 100 | MGE Energy Inc | 100 | Regulated
Sherwood H Smith Jr Energy Complex | 7805_G_001 | 7805 | G | 001 | 3235 | Combustion Turbine |  | S_VACA | North Carolina | 37 | Richmond | 153 | 37153 | 157 | 11239 | 2001 | 9999 |  |  | N | Natural Gas, Distillate Fuel Oil |  |  |  | DLNB + H2O | [8 empty] | 2.3 | 0.03682 | 0.03682 | 0.03682 | 0.03682 | [11 empty] | Duke Energy Progress | 100 | Duke Energy Corp | 100 | Regulated
Sherwood H Smith Jr Energy Complex | 7805_G_002 | 7805 | G | 002 | 3236 | Combustion Turbine |  | S_VACA | North Carolina | 37 | Richmond | 153 | 37153 | 156 | 11239 | 2001 | 9999 |  |  | N | Natural Gas, Distillate Fuel Oil |  |  |  | DLNB + H2O | [8 empty] | 2.3 | 0.03163 | 0.03163 | 0.03163 | 0.03163 | [11 empty] | Duke Energy Progress | 100 | Duke Energy Corp | 100 | Regulated
Sherwood H Smith Jr Energy Complex | 7805_G_003 | 7805 | G | 003 | 3237 | Combustion Turbine |  | S_VACA | North Carolina | 37 | Richmond | 153 | 37153 | 155 | 11239 | 2001 | 9999 |  |  | N | Natural Gas, Distillate Fuel Oil |  |  |  | DLNB + H2O | [8 empty] | 2.3 | 0.03756 | 0.03756 | 0.03756 | 0.03756 | [11 empty] | Duke Energy Progress | 100 | Duke Energy Corp | 100 | Regulated
Sherwood H Smith Jr Energy Complex | 7805_G_004 | 7805 | G | 004 | 3238 | Combustion Turbine |  | S_VACA | North Carolina | 37 | Richmond | 153 | 37153 | 159 | 11239 | 2001 | 9999 |  |  | N | Natural Gas, Distillate Fuel Oil |  |  |  | DLNB + H2O | [8 empty] | 2.3 | 0.03279 | 0.03279 | 0.03279 | 0.03279 | [11 empty] | Duke Energy Progress | 100 | Duke Energy Corp | 100 | Regulated
Sherwood H Smith Jr Energy Complex | 7805_G_10 | 7805 | G | 10 | 90495 | Combined Cycle |  | S_VACA | North Carolina | 37 | Richmond | 153 | 37153 | 178 | 7050 | 2011 | 9999 |  |  | N | Natural Gas, Distillate Fuel Oil |  |  |  | DLNB + H2O | SCR | [8 empty] | 0.00644 | 0.00644 | 0.00644 | 0.00644 | [11 empty] | Duke Energy Progress | 100 | Duke Energy Corp | 100 | Regulated
Sherwood H Smith Jr Energy Complex | 7805_G_6 | 7805 | G | 6 | 3240 | Combustion Turbine |  | S_VACA | North Carolina | 37 | Richmond | 153 | 37153 | 145 | 11238 | 2002 | 9999 |  |  | N | Natural Gas, Distillate Fuel Oil |  |  |  | DLNB + H2O | [8 empty] | 2.3 | 0.03579 | 0.03579 | 0.03579 | 0.03579 | [11 empty] | Duke Energy Progress | 100 | Duke Energy Corp | 100 | Regulated
Sherwood H Smith Jr Energy Complex | 7805_G_7 | 7805 | G | 7 | 3241 | Combined Cycle |  | S_VACA | North Carolina | 37 | Richmond | 153 | 37153 | 152 | 7050 | 2002 | 9999 |  |  | N | Natural Gas, Distillate Fuel Oil |  |  |  | DLNB + H2O | SCR | [7 empty] | 2.3 | 0.00768 | 0.00768 | 0.00768 | 0.00768 | [11 empty] | Duke Energy Progress | 100 | Duke Energy Corp | 100 | Regulated
Sherwood H Smith Jr Energy Complex | 7805_G_8 | 7805 | G | 8 | 3242 | Combined Cycle |  | S_VACA | North Carolina | 37 | Richmond | 153 | 37153 | 152 | 7050 | 2002 | 9999 |  |  | N | Natural Gas, Distillate Fuel Oil |  |  |  | DLNB + H2O | SCR | [7 empty] | 2.3 | 0.00768 | 0.00768 | 0.00768 | 0.00768 | [11 empty] | Duke Energy Progress | 100 | Duke Energy Corp | 100 | Regulated
Sherwood H Smith Jr Energy Complex | 7805_G_9 | 7805 | G | 9 | 90494 | Combined Cycle |  | S_VACA | North Carolina | 37 | Richmond | 153 | 37153 | 178 | 7050 | 2011 | 9999 |  |  | N | Natural Gas, Distillate Fuel Oil |  |  |  | DLNB + H2O | SCR | [8 empty] | 0.00644 | 0.00644 | 0.00644 | 0.00644 | [11 empty] | Duke Energy Progress | 100 | Duke Energy Corp | 100 | Regulated
Sherwood H Smith Jr Energy Complex | 7805_G_ST4 | 7805 | G | ST4 | 3241 | Combined Cycle |  | S_VACA | North Carolina | 37 | Richmond | 153 | 37153 | 171 | 7050 | 2002 | 9999 |  |  | N | Natural Gas, Distillate Fuel Oil |  |  |  | DLNB + H2O | SCR | [7 empty] | 2.3 | 0.00768 | 0.00768 | 0.00768 | 0.00768 | [11 empty] | Duke Energy Progress | 100 | Duke Energy Corp | 100 | Regulated
Sherwood H Smith Jr Energy Complex | 7805_G_ST5 | 7805 | G | ST5 | 90494 | Combined Cycle |  | S_VACA | North Carolina | 37 | Richmond | 153 | 37153 | 252 | 7050 | 2011 | 9999 |  |  | N | Natural Gas, Distillate Fuel Oil |  |  |  | DLNB + H2O | SCR | [8 empty] | 0.00644 | 0.00644 | 0.00644 | 0.00644 | [11 empty] | Duke Energy Progress | 100 | Duke Energy Corp | 100 | Regulated
Pine Street | 7806_G_7 | 7806 | G | 7 |  | Combustion Turbine | IC Engine | MIS_LMI | Michigan | 26 | Huron | 63 | 26063 | 4.4 | 10745 | 2020 | 9999 |  |  | N | Natural Gas | [13 empty] | 1.061 | 1.061 | 1.061 | 1.061 | [11 empty] | Sebewaing Light & Water Dept | 100 | Sebewaing Light & Water Dept | 100 | Regulated
Pine Street | 7806_G_8 | 7806 | G | 8 |  | Combustion Turbine | IC Engine | MIS_LMI | Michigan | 26 | Huron | 63 | 26063 | 3.3 | 10745 | 2020 | 9999 |  |  | N | Natural Gas | [13 empty] | 1.061 | 1.061 | 1.061 | 1.061 | [11 empty] | Sebewaing Light & Water Dept | 100 | Sebewaing Light & Water Dept | 100 | Regulated
Hamilton Hydro | 7807_G_3 | 7807 | G | 3 |  | Hydro |  | PJM_West | Ohio | 39 | Butler | 17 | 39017 | 1 | 0 | 1994 | 9999 |  |  | N | Hydro | [13 empty] | 0 | 0 | 0 | 0 | [11 empty] | Hamilton Dept of Public Utilities | 100 | Hamilton Dept of Public Utilities | 100 | Regulated
Hamilton Hydro | 7807_G_4 | 7807 | G | 4 |  | Hydro |  | PJM_West | Ohio | 39 | Butler | 17 | 39017 | 1 | 0 | 1994 | 9999 |  |  | N | Hydro | [13 empty] | 0 | 0 | 0 | 0 | [11 empty] | Hamilton Dept of Public Utilities | 100 | Hamilton Dept of Public Utilities | 100 | Regulated
Argyle | 7810_G_5 | 7810 | G | 5 |  | Combustion Turbine | IC Engine | MIS_MNWI | Wisconsin | 55 | Lafayette | 65 | 55065 | 2 | 10745 | 2004 | 9999 |  |  | N | Distillate Fuel Oil | [12 empty] | 3 | 1.6498 | 1.6498 | 1.6498 | 1.6498 | [11 empty] | Argyle WI (City of) | 100 | Argyle WI (City of) | 100 | Regulated
Sewell Creek Energy | 7813_G_1 | 7813 | G | 1 | 3243 | Combustion Turbine |  | S_SOU | Georgia | 13 | Polk | 233 | 13233 | 97.2 | 11096 | 2000 | 9999 |  |  | N | Natural Gas |  |  |  | DLNB | [8 empty] | 0.006 | 0.03378 | 0.03378 | 0.03378 | 0.03378 | [11 empty] | Smarr EMC | 100 | Smarr EMC | 100 | Regulated
Sewell Creek Energy | 7813_G_2 | 7813 | G | 2 | 3244 | Combustion Turbine |  | S_SOU | Georgia | 13 | Polk | 233 | 13233 | 98.6 | 11088 | 2000 | 9999 |  |  | N | Natural Gas |  |  |  | DLNB | [8 empty] | 0.006 | 0.03609 | 0.03609 | 0.03609 | 0.03609 | [11 empty] | Smarr EMC | 100 | Smarr EMC | 100 | Regulated
Sewell Creek Energy | 7813_G_3 | 7813 | G | 3 | 3245 | Combustion Turbine |  | S_SOU | Georgia | 13 | Polk | 233 | 13233 | 129.8 | 11087 | 2000 | 9999 |  |  | N | Natural Gas |  |  |  | DLNB | [8 empty] | 0.006 | 0.07472 | 0.07472 | 0.07472 | 0.07472 | [11 empty] | Smarr EMC | 100 | Smarr EMC | 100 | Regulated
Sewell Creek Energy | 7813_G_4 | 7813 | G | 4 | 3246 | Combustion Turbine |  | S_SOU | Georgia | 13 | Polk | 233 | 13233 | 126.7 | 11091 | 2000 | 9999 |  |  | N | Natural Gas |  |  |  | DLNB | [8 empty] | 0.006 | 0.0809 | 0.0809 | 0.0809 | 0.0809 | [11 empty] | Smarr EMC | 100 | Smarr EMC | 100 | Regulated
Webb Forging | 7814_G_1 | 7814 | G | 1 |  | Combustion Turbine | IC Engine | S_VACA | South Carolina | 45 | Union | 87 | 45087 | 2.4 | 11525 | 2003 | 9999 |  |  | N | Distillate Fuel Oil | [12 empty] | 3.5 | 1.6498 | 1.6498 | 1.6498 | 1.6498 | [11 empty] | Santee Cooper | 100 | Santee Cooper | 100 | Regulated
Webb Forging | 7814_G_2 | 7814 | G | 2 |  | Combustion Turbine | IC Engine | S_VACA | South Carolina | 45 | Union | 87 | 45087 | 2.4 | 11623 | 2003 | 9999 |  |  | N | Distillate Fuel Oil | [12 empty] | 3.5 | 1.6498 | 1.6498 | 1.6498 | 1.6498 | [11 empty] | Santee Cooper | 100 | Santee Cooper | 100 | Regulated
Alsey | 7818_G_1 | 7818 | G | 1 | 89336 | Combustion Turbine |  | MIS_IL | Illinois | 17 | Scott | 171 | 17171 | 30 | 13410 | 1999 | 2045 |  |  | N | Natural Gas |  |  |  | H2O | [8 empty] | 1 | 0.23028 | 0.23028 | 0.23028 | 0.23028 | [11 empty] | Prairie Power Inc | 100 | Prairie Power Inc | 100 | Regulated
Alsey | 7818_G_2 | 7818 | G | 2 | 89337 | Combustion Turbine |  | MIS_IL | Illinois | 17 | Scott | 171 | 17171 | 30 | 13411 | 1999 | 2045 |  |  | N | Natural Gas |  |  |  | H2O | [8 empty] | 1 | 0.22606 | 0.22606 | 0.22606 | 0.22606 | [11 empty] | Prairie Power Inc | 100 | Prairie Power Inc | 100 | Regulated
Alsey | 7818_G_3 | 7818 | G | 3 |  | Combustion Turbine |  | MIS_IL | Illinois | 17 | Scott | 171 | 17171 | 19.3 | 13411 | 1999 | 2045 |  |  | N | Natural Gas, Distillate Fuel Oil | [12 empty] | 1 | 0.16383 | 0.16383 | 0.16383 | 0.16383 | [11 empty] | Prairie Power Inc | 100 | Prairie Power Inc | 100 | Regulated
Alsey | 7818_G_4 | 7818 | G | 4 |  | Combustion Turbine |  | MIS_IL | Illinois | 17 | Scott | 171 | 17171 | 18 | 13411 | 1999 | 2045 |  |  | N | Natural Gas, Distillate Fuel Oil | [12 empty] | 1 | 0.16383 | 0.16383 | 0.16383 | 0.16383 | [11 empty] | Prairie Power Inc | 100 | Prairie Power Inc | 100 | Regulated
Alsey | 7818_G_5 | 7818 | G | 5 | 89338 | Combustion Turbine |  | MIS_IL | Illinois | 17 | Scott | 171 | 17171 | 25 | 13411 | 1999 | 2045 |  |  | N | Natural Gas | [12 empty] | 1 | 0.3128 | 0.3128 | 0.3128 | 0.3128 | [11 empty] | Prairie Power Inc | 100 | Prairie Power Inc | 100 | Regulated
Alsey | 7818_G_6 | 7818 | G | 6 | 91126 | Combustion Turbine |  | MIS_IL | Illinois | 17 | Scott | 171 | 17171 | 42 | 10973 | 2016 | 2045 |  |  | N | Natural Gas, Distillate Fuel Oil | [13 empty] | 0.07516 | 0.07516 | 0.07516 | 0.07516 | [11 empty] | Prairie Power Inc | 100 | Prairie Power Inc | 100 | Regulated
Big Quinnesec 92 | 7820_G_1 | 7820 | G | 1 |  | Hydro |  | MIS_WUMS | Michigan | 26 | Dickinson | 43 | 26043 | 8 | 0 | 1949 | 9999 |  |  | N | Hydro | [13 empty] | 0 | 0 | 0 | 0 | [11 empty] | Wisconsin Electric Power Co | 100 | WEC Energy Group Inc | 100 | Regulated
Big Quinnesec 92 | 7820_G_2 | 7820 | G | 2 |  | Hydro |  | MIS_WUMS | Michigan | 26 | Dickinson | 43 | 26043 | 8 | 0 | 1949 | 9999 |  |  | N | Hydro | [13 empty] | 0 | 0 | 0 | 0 | [11 empty] | Wisconsin Electric Power Co | 100 | WEC Energy Group Inc | 100 | Regulated
Big Quinnesec 61 | 7821_G_4 | 7821 | G | 4 |  | Hydro |  | MIS_WUMS | Michigan | 26 | Dickinson | 43 | 26043 | 2.2 | 0 | 1914 | 9999 |  |  | N | Hydro | [13 empty] | 0 | 0 | 0 | 0 | [11 empty] | Wisconsin Electric Power Co | 100 | WEC Energy Group Inc | 100 | Regulated
Big Quinnesec 61 | 7821_G_5 | 7821 | G | 5 |  | Hydro |  | MIS_WUMS | Michigan | 26 | Dickinson | 43 | 26043 | 2.2 | 0 | 1914 | 9999 |  |  | N | Hydro | [13 empty] | 0 | 0 | 0 | 0 | [11 empty] | Wisconsin Electric Power Co | 100 | WEC Energy Group Inc | 100 | Regulated
Kaukauna City Hydro | 7822_G_1 | 7822 | G | 1 |  | Hydro |  | MIS_WUMS | Wisconsin | 55 | Outagamie | 87 | 55087 | 2.4 | 0 | 1940 | 9999 |  |  | N | Hydro | [13 empty] | 0 | 0 | 0 | 0 | [11 empty] | Kaukauna WI (City of) | 100 | Kaukauna WI (City of) | 100 | Regulated
Kaukauna City Hydro | 7822_G_2 | 7822 | G | 2 |  | Hydro |  | MIS_WUMS | Wisconsin | 55 | Outagamie | 87 | 55087 | 2.4 | 0 | 1942 | 9999 |  |  | N | Hydro | [13 empty] | 0 | 0 | 0 | 0 | [11 empty] | Kaukauna WI (City of) | 100 | Kaukauna WI (City of) | 100 | Regulated
Rockwood | 7824_G_1 | 7824 | G | 1 |  | Combustion Turbine |  | WECC_IID | California | 6 | Imperial | 25 | 06025 | 21.2 | 18223 | 1979 | 9999 |  |  | N | Natural Gas, Distillate Fuel Oil | [12 empty] | 0.74 | 0.24601 | 0.24601 | 0.24601 | 0.24601 | [11 empty] | Imperial Irrigation District | 100 | Imperial Irrigation District | 100 | Regulated
Rockwood | 7824_G_2 | 7824 | G | 2 |  | Combustion Turbine |  | WECC_IID | California | 6 | Imperial | 25 | 06025 | 21.1 | 18222 | 1980 | 9999 |  |  | N | Distillate Fuel Oil | [12 empty] | 1.23 | 0.24601 | 0.24601 | 0.24601 | 0.24601 | [11 empty] | Imperial Irrigation District | 100 | Imperial Irrigation District | 100 | Regulated
Fulton (AR) | 7825_G_1 | 7825 | G | 1 | 3247 | Combustion Turbine |  | SPP_WEST | Arkansas | 5 | Hempstead | 57 | 05057 | 153 | 10853 | 2001 | 9999 |  |  | N | Natural Gas |  |  |  | DLNB | [9 empty] | 0.06143 | 0.06143 | 0.06143 | 0.06143 | [11 empty] | Arkansas Electric Coop Corp | 100 | Arkansas Electric Coop Corp | 100 | Regulated
Rowan | 7826_G_001 | 7826 | G | 001 | 3248 | Combustion Turbine |  | S_VACA | North Carolina | 37 | Rowan | 159 | 37159 | 156.4 | 10883 | 2001 | 9999 |  |  | N | Natural Gas, Distillate Fuel Oil |  |  |  | DLNB + H2O | [8 empty] | 0.006 | 0.03287 | 0.03287 | 0.03287 | 0.03287 | [11 empty] | Southern Power Co | 100 | Southern Co | 100 | Non-regulated
Rowan | 7826_G_002 | 7826 | G | 002 | 3249 | Combustion Turbine |  | S_VACA | North Carolina | 37 | Rowan | 159 | 37159 | 162.9 | 10883 | 2001 | 9999 |  |  | N | Natural Gas, Distillate Fuel Oil |  |  |  | DLNB + H2O | [8 empty] | 0.006 | 0.03514 | 0.03514 | 0.03514 | 0.03514 | [11 empty] | Southern Power Co | 100 | Southern Co | 100 | Non-regulated
Rowan | 7826_G_003 | 7826 | G | 003 | 3250 | Combustion Turbine |  | S_VACA | North Carolina | 37 | Rowan | 159 | 37159 | 156.1 | 10883 | 2001 | 9999 |  |  | N | Natural Gas, Distillate Fuel Oil |  |  |  | DLNB + H2O | [8 empty] | 0.006 | 0.0327 | 0.0327 | 0.0327 | 0.0327 | [11 empty] | Southern Power Co | 100 | Southern Co | 100 | Non-regulated
Rowan | 7826_G_4 | 7826 | G | 4 | 3251 | Combined Cycle |  | S_VACA | North Carolina | 37 | Rowan | 159 | 37159 | 155.5 | 7050 | 2003 | 9999 |  |  | N | Natural Gas |  |  |  | DLNB | SCR | 2003 | [6 empty] | 0.006 | 0.01025 | 0.01025 | 0.01025 | 0.01025 | [11 empty] | Southern Power Co | 100 | Southern Co | 100 | Non-regulated
Rowan | 7826_G_5 | 7826 | G | 5 | 3252 | Combined Cycle |  | S_VACA | North Carolina | 37 | Rowan | 159 | 37159 | 155.5 | 7050 | 2003 | 9999 |  |  | N | Natural Gas |  |  |  | DLNB | SCR | 2003 | [6 empty] | 0.006 | 0.01025 | 0.01025 | 0.01025 | 0.01025 | [11 empty] | Southern Power Co | 100 | Southern Co | 100 | Non-regulated
Rowan | 7826_G_STG | 7826 | G | STG | 3251 | Combined Cycle |  | S_VACA | North Carolina | 37 | Rowan | 159 | 37159 | 188 | 7050 | 2003 | 9999 |  |  | N | Natural Gas |  |  |  | DLNB | SCR | 2003 | [6 empty] | 0.006 | 0.01025 | 0.01025 | 0.01025 | 0.01025 | [11 empty] | Southern Power Co | 100 | Southern Co | 100 | Non-regulated
Shelby North | 7827_G_1 | 7827 | G | 1 |  | Combustion Turbine | IC Engine | PJM_West | Ohio | 39 | Richland | 139 | 39139 | 1.8 | 10745 | 2000 | 9999 |  |  | N | Distillate Fuel Oil | [12 empty] | 0.5 | 1.6498 | 1.6498 | 1.6498 | 1.6498 | [11 empty] | American Municipal Power Inc | 100 | American Municipal Power Inc | 100 | Regulated
Shelby South | 7828_G_1 | 7828 | G | 1 |  | Combustion Turbine | IC Engine | PJM_West | Ohio | 39 | Richland | 139 | 39139 | 1.8 | 25000 | 2000 | 9999 |  |  | N | Distillate Fuel Oil | [12 empty] | 0.5 | 1.6498 | 1.6498 | 1.6498 | 1.6498 | [11 empty] | Shelby Dept of Utilities | 100 | Shelby Dept of Utilities | 100 | Regulated
H Allen Franklin Combined Cycle | 7710_G_CT3B | 7710 | G | CT3B | 3290 | Combined Cycle |  | S_SOU | Alabama | 1 | Lee | 81 | 01081 | 182.6 | 7068 | 2008 | 9999 |  |  | N | Natural Gas |  |  |  | DLNB | SCR | 2008 | [6 empty] | 0.001 | 0.00852 | 0.00852 | 0.00852 | 0.00852 | [11 empty] | Southern Power Co | 100 | Southern Co | 100 | Non-regulated
H Allen Franklin Combined Cycle | 7710_G_ST1 | 7710 | G | ST1 | 3285 | Combined Cycle |  | S_SOU | Alabama | 1 | Lee | 81 | 01081 | 240 | 7068 | 2002 | 9999 |  |  | N | Natural Gas |  |  |  | DLNB | SCR | 2002 | [6 empty] | 0.001 | 0.00849 | 0.00849 | 0.00849 | 0.00849 | [11 empty] | Southern Power Co | 100 | Southern Co | 100 | Non-regulated
H Allen Franklin Combined Cycle | 7710_G_ST2 | 7710 | G | ST2 | 3287 | Combined Cycle |  | S_SOU | Alabama | 1 | Lee | 81 | 01081 | 293 | 7068 | 2002 | 9999 |  |  | N | Natural Gas |  |  |  | DLNB | SCR | 2002 | [6 empty] | 0.001 | 0.00854 | 0.00854 | 0.00854 | 0.00854 | [11 empty] | Southern Power Co | 100 | Southern Co | 100 | Non-regulated
H Allen Franklin Combined Cycle | 7710_G_ST3 | 7710 | G | ST3 | 3289 | Combined Cycle |  | S_SOU | Alabama | 1 | Lee | 81 | 01081 | 293 | 7068 | 2008 | 9999 |  |  | N | Natural Gas |  |  |  | DLNB | SCR | 2008 | [6 empty] | 0.001 | 0.00852 | 0.00852 | 0.00852 | 0.00852 | [11 empty] | Southern Power Co | 100 | Southern Co | 100 | Non-regulated
Meridian | 7719_G_1 | 7719 | G | 1 |  | Combustion Turbine | IC Engine | S_C_TVA | Mississippi | 28 | Lauderdale | 75 | 28075 | 1.8 | 21441 | 1998 | 9999 |  |  | N | Distillate Fuel Oil | [12 empty] | 4.8 | 1.6498 | 1.6498 | 1.6498 | 1.6498 | [11 empty] | Tennessee Valley Authority | 100 | Tennessee Valley Authority | 100 | Regulated
Meridian | 7719_G_2 | 7719 | G | 2 |  | Combustion Turbine | IC Engine | S_C_TVA | Mississippi | 28 | Lauderdale | 75 | 28075 | 1.8 | 19840 | 1998 | 9999 |  |  | N | Distillate Fuel Oil | [12 empty] | 4.8 | 1.6498 | 1.6498 | 1.6498 | 1.6498 | [11 empty] | Tennessee Valley Authority | 100 | Tennessee Valley Authority | 100 | Regulated
Meridian | 7719_G_3 | 7719 | G | 3 |  | Combustion Turbine | IC Engine | S_C_TVA | Mississippi | 28 | Lauderdale | 75 | 28075 | 1.8 | 19840 | 1998 | 9999 |  |  | N | Distillate Fuel Oil | [12 empty] | 4.8 | 1.6498 | 1.6498 | 1.6498 | 1.6498 | [11 empty] | Tennessee Valley Authority | 100 | Tennessee Valley Authority | 100 | Regulated
Meridian | 7719_G_4 | 7719 | G | 4 |  | Combustion Turbine | IC Engine | S_C_TVA | Mississippi | 28 | Lauderdale | 75 | 28075 | 1.8 | 19840 | 1998 | 9999 |  |  | N | Distillate Fuel Oil | [12 empty] | 4.8 | 1.6498 | 1.6498 | 1.6498 | 1.6498 | [11 empty] | Tennessee Valley Authority | 100 | Tennessee Valley Authority | 100 | Regulated
Meridian | 7719_G_5 | 7719 | G | 5 |  | Combustion Turbine | IC Engine | S_C_TVA | Mississippi | 28 | Lauderdale | 75 | 28075 | 1.8 | 19840 | 1998 | 9999 |  |  | N | Distillate Fuel Oil | [12 empty] | 4.8 | 1.6498 | 1.6498 | 1.6498 | 1.6498 | [11 empty] | Tennessee Valley Authority | 100 | Tennessee Valley Authority | 100 | Regulated
Theodore Cogen Facility | 7721_G_1 | 7721 | G | 1 | 3151 | Combined Cycle |  | S_SOU | Alabama | 1 | Mobile | 97 | 01097 | 166.3 | 5500 | 2000 | 9999 |  |  | Y | Natural Gas |  |  |  | DLNB | SCR | [7 empty] | 0.001 | 0.00774 | 0.00774 | 0.00774 | 0.00774 | [11 empty] | Alabama Power Co | 100 | Southern Co | 100 | Regulated
Theodore Cogen Facility | 7721_G_2 | 7721 | G | 2 | 3151 | Combined Cycle |  | S_SOU | Alabama | 1 | Mobile | 97 | 01097 | 64.7 | 5500 | 2000 | 9999 |  |  | Y | Natural Gas |  |  |  | DLNB | SCR | [7 empty] | 0.001 | 0.00774 | 0.00774 | 0.00774 | 0.00774 | [11 empty] | Alabama Power Co | 100 | Southern Co | 100 | Regulated
Watts Bar Nuclear Plant | 7722_G_1 | 7722 | G | 1 |  | Nuclear |  | S_C_TVA | Tennessee | 47 | Rhea | 143 | 47143 | 1123 | 10456 | 1996 | 9999 |  |  | N | Nuclear Fuel | [13 empty] | 0 | 0 | 0 | 0 | [11 empty] | Tennessee Valley Authority | 100 | Tennessee Valley Authority | 100 | Regulated
Watts Bar Nuclear Plant | 7722_G_2 | 7722 | G | 2 |  | Nuclear |  | S_C_TVA | Tennessee | 47 | Rhea | 143 | 47143 | 1122 | 10456 | 2016 | 9999 |  |  | N | Nuclear Fuel | [13 empty] | 0 | 0 | 0 | 0 | [11 empty] | Tennessee Valley Authority | 100 | Tennessee Valley Authority | 100 | Regulated
Coffin Butte | 7725_G_1 | 7725 | G | 1 |  | Landfill Gas |  | WECC_PNW | Oregon | 41 | Benton | 3 | 41003 | 0.8 | 13500 | 1995 | 9999 |  |  | N | Landfill Gas | [13 empty] | 0.25298 | 0.25298 | 0.25298 | 0.25298 | [11 empty] | Pacific Northwest Generating Coop | 100 | Pacific Northwest Generating Coop | 100 | Regulated
Coffin Butte | 7725_G_2 | 7725 | G | 2 |  | Landfill Gas |  | WECC_PNW | Oregon | 41 | Benton | 3 | 41003 | 0.8 | 13500 | 1995 | 9999 |  |  | N | Landfill Gas | [13 empty] | 0.25298 | 0.25298 | 0.25298 | 0.25298 | [11 empty] | Pacific Northwest Generating Coop | 100 | Pacific Northwest Generating Coop | 100 | Regulated
Coffin Butte | 7725_G_3 | 7725 | G | 3 |  | Landfill Gas |  | WECC_PNW | Oregon | 41 | Benton | 3 | 41003 | 0.8 | 13500 | 1995 | 9999 |  |  | N | Landfill Gas | [13 empty] | 0.25298 | 0.25298 | 0.25298 | 0.25298 | [11 empty] | Pacific Northwest Generating Coop | 100 | Pacific Northwest Generating Coop | 100 | Regulated
Coffin Butte | 7725_G_4 | 7725 | G | 4 |  | Landfill Gas |  | WECC_PNW | Oregon | 41 | Benton | 3 | 41003 | 1.6 | 13500 | 2007 | 9999 |  |  | N | Landfill Gas | [13 empty] | 0.17633 | 0.17633 | 0.17633 | 0.17633 | [11 empty] | Pacific Northwest Generating Coop | 79 | Pacific Northwest Generating Coop | 79 | Regulated
Coffin Butte | 7725_G_5 | 7725 | G | 5 |  | Landfill Gas |  | WECC_PNW | Oregon | 41 | Benton | 3 | 41003 | 1.6 | 13500 | 2007 | 9999 |  |  | N | Landfill Gas | [13 empty] | 0.17633 | 0.17633 | 0.17633 | 0.17633 | [11 empty] | Pacific Northwest Generating Coop | 79 | Pacific Northwest Generating Coop | 79 | Regulated
Essex | 7749_G_1 | 7749 | G | 1 | 3152 | Combustion Turbine |  | S_D_AECI | Missouri | 29 | Stoddard | 207 | 29207 | 96 | 11488 | 1999 | 9999 |  |  | N | Natural Gas |  |  |  | DLNB | [8 empty] | 2.3 | 0.10182 | 0.10182 | 0.10182 | 0.10182 | [11 empty] | Associated Electric Coop Inc | 100 | Associated Electric Coop Inc | 100 | Regulated
Nodaway | 7754_G_1 | 7754 | G | 1 | 3153 | Combustion Turbine |  | S_D_AECI | Missouri | 29 | Nodaway | 147 | 29147 | 90 | 12317 | 1999 | 9999 |  |  | N | Natural Gas |  |  |  | DLNB | [8 empty] | 2.3 | 0.08631 | 0.08631 | 0.08631 | 0.08631 | [11 empty] | Associated Electric Coop Inc | 100 | Associated Electric Coop Inc | 100 | Regulated
Nodaway | 7754_G_2 | 7754 | G | 2 | 3154 | Combustion Turbine |  | S_D_AECI | Missouri | 29 | Nodaway | 147 | 29147 | 88 | 12327 | 1999 | 9999 |  |  | N | Natural Gas |  |  |  | DLNB | [8 empty] | 2.3 | 0.08101 | 0.08101 | 0.08101 | 0.08101 | [11 empty] | Associated Electric Coop Inc | 100 | Associated Electric Coop Inc | 100 | Regulated
Chouteau | 7757_G_1 | 7757 | G | 1 | 3155 | Combined Cycle |  | S_D_AECI | Oklahoma | 40 | Mayes | 97 | 40097 | 159 | 7340 | 2000 | 9999 |  |  | N | Natural Gas |  |  |  | DLNB | SCR | [8 empty] | 0.02751 | 0.02751 | 0.02751 | 0.02751 | [11 empty] | Associated Electric Coop Inc | 100 | Associated Electric Coop Inc | 100 | Regulated
Chouteau | 7757_G_2 | 7757 | G | 2 | 3156 | Combined Cycle |  | S_D_AECI | Oklahoma | 40 | Mayes | 97 | 40097 | 162 | 7340 | 2000 | 9999 |  |  | N | Natural Gas |  |  |  | DLNB | SCR | [8 empty] | 0.02751 | 0.02751 | 0.02751 | 0.02751 | [11 empty] | Associated Electric Coop Inc | 100 | Associated Electric Coop Inc | 100 | Regulated
Chouteau | 7757_G_3 | 7757 | G | 3 | 3155 | Combined Cycle |  | S_D_AECI | Oklahoma | 40 | Mayes | 97 | 40097 | 149 | 7340 | 2000 | 9999 |  |  | N | Natural Gas |  |  |  | DLNB | SCR | [8 empty] | 0.02751 | 0.02751 | 0.02751 | 0.02751 | [11 empty] | Associated Electric Coop Inc | 100 | Associated Electric Coop Inc | 100 | Regulated
Chouteau | 7757_G_4 | 7757 | G | 4 | 90618 | Combined Cycle |  | S_D_AECI | Oklahoma | 40 | Mayes | 97 | 40097 | 158 | 7340 | 2011 | 9999 |  |  | N | Natural Gas |  |  |  | DLNB | SCR | [8 empty] | 0.00345 | 0.00345 | 0.00345 | 0.00345 | [11 empty] | Associated Electric Coop Inc | 100 | Associated Electric Coop Inc | 100 | Regulated
Chouteau | 7757_G_5 | 7757 | G | 5 | 90617 | Combined Cycle |  | S_D_AECI | Oklahoma | 40 | Mayes | 97 | 40097 | 156 | 7340 | 2011 | 9999 |  |  | N | Natural Gas |  |  |  | DLNB | SCR | [8 empty] | 0.00345 | 0.00345 | 0.00345 | 0.00345 | [11 empty] | Associated Electric Coop Inc | 100 | Associated Electric Coop Inc | 100 | Regulated
Chouteau | 7757_G_6 | 7757 | G | 6 | 90617 | Combined Cycle |  | S_D_AECI | Oklahoma | 40 | Mayes | 97 | 40097 | 144 | 7340 | 2011 | 9999 |  |  | N | Natural Gas |  |  |  | LNB | SCR | [8 empty] | 0.00345 | 0.00345 | 0.00345 | 0.00345 | [11 empty] | Associated Electric Coop Inc | 100 | Associated Electric Coop Inc | 100 | Regulated
South Plant | 7758_G_1 | 7758 | G | 1 |  | Combustion Turbine | IC Engine | MIS_MIDA | Iowa | 19 | Bremer | 17 | 19017 | 1.9 | 10745 | 2000 | 9999 |  |  | N | Distillate Fuel Oil | [12 empty] | 1.406 | 1.6498 | 1.6498 | 1.6498 | 1.6498 | [11 empty] | Waverly Light & Power | 100 | Waverly Light & Power | 100 | Regulated
South Plant | 7758_G_2 | 7758 | G | 2 |  | Combustion Turbine | IC Engine | MIS_MIDA | Iowa | 19 | Bremer | 17 | 19017 | 1.9 | 10745 | 2000 | 9999 |  |  | N | Distillate Fuel Oil | [12 empty] | 1.406 | 1.6498 | 1.6498 | 1.6498 | 1.6498 | [11 empty] | Waverly Light & Power | 100 | Waverly Light & Power | 100 | Regulated
South Plant | 7758_G_3 | 7758 | G | 3 |  | Combustion Turbine | IC Engine | MIS_MIDA | Iowa | 19 | Bremer | 17 | 19017 | 1.9 | 10745 | 2000 | 9999 |  |  | N | Distillate Fuel Oil | [12 empty] | 1.406 | 1.6498 | 1.6498 | 1.6498 | 1.6498 | [11 empty] | Waverly Light & Power | 100 | Waverly Light & Power | 100 | Regulated
South Plant | 7758_G_4 | 7758 | G | 4 |  | Combustion Turbine | IC Engine | MIS_MIDA | Iowa | 19 | Bremer | 17 | 19017 | 1.9 | 10745 | 2000 | 9999 |  |  | N | Distillate Fuel Oil | [12 empty] | 1.406 | 1.6498 | 1.6498 | 1.6498 | 1.6498 | [11 empty] | Waverly Light & Power | 100 | Waverly Light & Power | 100 | Regulated
South Plant | 7758_G_5 | 7758 | G | 5 |  | Combustion Turbine | IC Engine | MIS_MIDA | Iowa | 19 | Bremer | 17 | 19017 | 1.9 | 10745 | 2000 | 9999 |  |  | N | Distillate Fuel Oil | [12 empty] | 1.406 | 1.6498 | 1.6498 | 1.6498 | 1.6498 | [11 empty] | Waverly Light & Power | 100 | Waverly Light & Power | 100 | Regulated
South Plant | 7758_G_6 | 7758 | G | 6 |  | Combustion Turbine | IC Engine | MIS_MIDA | Iowa | 19 | Bremer | 17 | 19017 | 1.9 | 10745 | 2000 | 9999 |  |  | N | Distillate Fuel Oil | [12 empty] | 2.5 | 1.6498 | 1.6498 | 1.6498 | 1.6498 | [11 empty] | Waverly Light & Power | 100 | Waverly Light & Power | 100 | Regulated
Georgetown | 7759_G_GT1 | 7759 | G | GT1 | 3163 | Combustion Turbine |  | MIS_INKY | Indiana | 18 | Marion | 97 | 18097 | 79 | 13177 | 2000 | 9999 |  |  | N | Natural Gas |  |  |  | DLNB | [8 empty] | 1.6 | 0.02409 | 0.02409 | 0.02409 | 0.02409 | [11 empty] | Indianapolis Power & Light | 100 | AES Corp (The) | 100 | Regulated
Georgetown | 7759_G_GT2 | 7759 | G | GT2 | 3164 | Combustion Turbine |  | MIS_INKY | Indiana | 18 | Marion | 97 | 18097 | 79 | 13177 | 2000 | 9999 |  |  | N | Natural Gas |  |  |  | DLNB | [8 empty] | 1.6 | 0.0263 | 0.0263 | 0.0263 | 0.0263 | [11 empty] | DTE Georgetown LP | 100 | DTE Energy Co | 100 | Regulated
Georgetown | 7759_G_GT3 | 7759 | G | GT3 | 3165 | Combustion Turbine |  | MIS_INKY | Indiana | 18 | Marion | 97 | 18097 | 79.2 | 13177 | 2000 | 9999 |  |  | N | Natural Gas |  |  |  | DLNB | [8 empty] | 1.6 | 0.03037 | 0.03037 | 0.03037 | 0.03037 | [11 empty] | Indiana Municipal Power Agency | 100 | Indiana Municipal Power Agency | 100 | Regulated
Georgetown | 7759_G_GT4 | 7759 | G | GT4 | 3166 | Combustion Turbine |  | MIS_INKY | Indiana | 18 | Marion | 97 | 18097 | 79.2 | 13177 | 2001 | 9999 |  |  | N | Natural Gas |  |  |  | DLNB | [8 empty] | 1.6 | 0.02661 | 0.02661 | 0.02661 | 0.02661 | [11 empty] | Indianapolis Power & Light | 100 | AES Corp (The) | 100 | Regulated
Sly Creek | 776_G_1 | 776 | G | 1 |  | Hydro |  | WEC_CALN | California | 6 | Butte | 7 | 06007 | 12.1 | 0 | 1983 | 9999 |  |  | N | Hydro | [13 empty] | 0 | 0 | 0 | 0 | [11 empty] | South Feather Water & Power Agency | 100 | South Feather Water & Power Agency | 100 | Regulated
Tilton | 7760_G_1 | 7760 | G | 1 | 3167 | Combustion Turbine |  | MIS_IL | Illinois | 17 | Vermilion | 183 | 17183 | 45.5 | 10831 | 1999 | 2045 |  |  | N | Natural Gas |  |  |  | H2O | [8 empty] | 1 | 0.10832 | 0.10832 | 0.10832 | 0.10832 | [11 empty] | Tilton Energy LLC | 100 | Carlyle Group (The) | 100 | Non-regulated
Tilton | 7760_G_2 | 7760 | G | 2 | 3168 | Combustion Turbine |  | MIS_IL | Illinois | 17 | Vermilion | 183 | 17183 | 45.5 | 10831 | 1999 | 2045 |  |  | N | Natural Gas |  |  |  | H2O | [8 empty] | 1 | 0.1134 | 0.1134 | 0.1134 | 0.1134 | [11 empty] | Tilton Energy LLC | 100 | Carlyle Group (The) | 100 | Non-regulated
Tilton | 7760_G_3 | 7760 | G | 3 | 3169 | Combustion Turbine |  | MIS_IL | Illinois | 17 | Vermilion | 183 | 17183 | 46 | 10832 | 1999 | 2045 |  |  | N | Natural Gas |  |  |  | H2O | [8 empty] | 1 | 0.11965 | 0.11965 | 0.11965 | 0.11965 | [11 empty] | Tilton Energy LLC | 100 | Carlyle Group (The) | 100 | Non-regulated
Tilton | 7760_G_4 | 7760 | G | 4 | 3170 | Combustion Turbine |  | MIS_IL | Illinois | 17 | Vermilion | 183 | 17183 | 46.1 | 10832 | 1999 | 2045 |  |  | N | Natural Gas |  |  |  | H2O | [8 empty] | 1 | 0.11289 | 0.11289 | 0.11289 | 0.11289 | [11 empty] | Tilton Energy LLC | 100 | Carlyle Group (The) | 100 | Non-regulated
Henry County | 7763_G_1 | 7763 | G | 1 | 3173 | Combustion Turbine |  | MIS_INKY | Indiana | 18 | Henry | 65 | 18065 | 40 | 11037 | 2001 | 9999 |  |  | N | Natural Gas |  |  |  | H2O | [8 empty] | 1.6 | 0.08525 | 0.08525 | 0.08525 | 0.08525 | [11 empty] | Duke Energy Indiana | 100 | Duke Energy Corp | 100 | Regulated
Henry County | 7763_G_2 | 7763 | G | 2 | 3174 | Combustion Turbine |  | MIS_INKY | Indiana | 18 | Henry | 65 | 18065 | 43 | 11037 | 2001 | 9999 |  |  | N | Natural Gas |  |  |  | H2O | [8 empty] | 1.6 | 0.0823 | 0.0823 | 0.0823 | 0.0823 | [11 empty] | Duke Energy Indiana | 100 | Duke Energy Corp | 100 | Regulated
Henry County | 7763_G_3 | 7763 | G | 3 | 3175 | Combustion Turbine |  | MIS_INKY | Indiana | 18 | Henry | 65 | 18065 | 43 | 11037 | 2001 | 9999 |  |  | N | Natural Gas |  |  |  | H2O | [8 empty] | 1.6 | 0.08375 | 0.08375 | 0.08375 | 0.08375 | [11 empty] | Duke Energy Indiana | 100 | Duke Energy Corp | 100 | Regulated
MPC Generating | 7764_G_1 | 7764 | G | 1 | 3176 | Combustion Turbine |  | S_SOU | Georgia | 13 | Walton | 297 | 13297 | 147.5 | 11038 | 2000 | 9999 |  |  | N | Natural Gas, Distillate Fuel Oil |  |  |  | H2O | [8 empty] | 0.052 | 0.11247 | 0.11247 | 0.11247 | 0.11247 | [11 empty] | MPC Generating LLC | 100 | Carlyle Group (The) | 100 | Non-regulated
MPC Generating | 7764_G_2 | 7764 | G | 2 | 3177 | Combustion Turbine |  | S_SOU | Georgia | 13 | Walton | 297 | 13297 | 155 | 11038 | 2001 | 9999 |  |  | N | Natural Gas, Distillate Fuel Oil |  |  |  | H2O | [8 empty] | 0.052 | 0.10964 | 0.10964 | 0.10964 | 0.10964 | [11 empty] | MPC Generating LLC | 100 | Carlyle Group (The) | 100 | Non-regulated
Erie Energy Center | 7766_G_1 | 7766 | G | 1 |  | Combustion Turbine | IC Engine | SPP_N | Kansas | 20 | Neosho | 133 | 20133 | 2.5 | 10745 | 1999 | 9999 |  |  | N | Distillate Fuel Oil | [12 empty] | 3 | 1.6498 | 1.6498 | 1.6498 | 1.6498 | [11 empty] | Erie Municipal Light & Power | 100 | Erie Municipal Light & Power | 100 | Regulated
Erie Energy Center | 7766_G_2 | 7766 | G | 2 |  | Combustion Turbine | IC Engine | SPP_N | Kansas | 20 | Neosho | 133 | 20133 | 2.5 | 10745 | 1999 | 9999 |  |  | N | Distillate Fuel Oil | [12 empty] | 3 | 1.6498 | 1.6498 | 1.6498 | 1.6498 | [11 empty] | Erie Municipal Light & Power | 100 | Erie Municipal Light & Power | 100 | Regulated
Erie Energy Center | 7766_G_3 | 7766 | G | 3 |  | Combustion Turbine | IC Engine | SPP_N | Kansas | 20 | Neosho | 133 | 20133 | 2.5 | 10745 | 1999 | 9999 |  |  | N | Distillate Fuel Oil | [12 empty] | 3 | 1.6498 | 1.6498 | 1.6498 | 1.6498 | [11 empty] | Erie Municipal Light & Power | 100 | Erie Municipal Light & Power | 100 | Regulated
Erie Energy Center | 7766_G_4 | 7766 | G | 4 |  | Combustion Turbine | IC Engine | SPP_N | Kansas | 20 | Neosho | 133 | 20133 | 2.5 | 10745 | 1999 | 9999 |  |  | N | Distillate Fuel Oil | [12 empty] | 3 | 1.6498 | 1.6498 | 1.6498 | 1.6498 | [11 empty] | Erie Municipal Light & Power | 100 | Erie Municipal Light & Power | 100 | Regulated
Erie Energy Center | 7766_G_5 | 7766 | G | 5 |  | Combustion Turbine | IC Engine | SPP_N | Kansas | 20 | Neosho | 133 | 20133 | 2.5 | 10745 | 1999 | 9999 |  |  | N | Distillate Fuel Oil | [12 empty] | 3 | 1.6498 | 1.6498 | 1.6498 | 1.6498 | [11 empty] | Erie Municipal Light & Power | 100 | Erie Municipal Light & Power | 100 | Regulated
Erie Energy Center | 7766_G_6 | 7766 | G | 6 |  | Combustion Turbine | IC Engine | SPP_N | Kansas | 20 | Neosho | 133 | 20133 | 2.5 | 10745 | 1999 | 9999 |  |  | N | Distillate Fuel Oil | [12 empty] | 3 | 1.6498 | 1.6498 | 1.6498 | 1.6498 | [11 empty] | Erie Municipal Light & Power | 100 | Erie Municipal Light & Power | 100 | Regulated
Erie Energy Center | 7766_G_7 | 7766 | G | 7 |  | Combustion Turbine | IC Engine | SPP_N | Kansas | 20 | Neosho | 133 | 20133 | 2.5 | 10745 | 1999 | 9999 |  |  | N | Distillate Fuel Oil | [12 empty] | 3 | 1.6498 | 1.6498 | 1.6498 | 1.6498 | [11 empty] | Erie Municipal Light & Power | 100 | Erie Municipal Light & Power | 100 | Regulated
Erie Energy Center | 7766_G_8 | 7766 | G | 8 |  | Combustion Turbine | IC Engine | SPP_N | Kansas | 20 | Neosho | 133 | 20133 | 2.5 | 10745 | 1999 | 9999 |  |  | N | Distillate Fuel Oil | [12 empty] | 3 | 1.6498 | 1.6498 | 1.6498 | 1.6498 | [11 empty] | Erie Municipal Light & Power | 100 | Erie Municipal Light & Power | 100 | Regulated
Bloomington Power Plant | 7767_G_1 | 7767 | G | 1 |  | Combustion Turbine | IC Engine | WECC_UT | Utah | 49 | Washington | 53 | 49053 | 1.5 | 10745 | 1999 | 9999 |  |  | N | Distillate Fuel Oil | [12 empty] | 0.85 | 1.6498 | 1.6498 | 1.6498 | 1.6498 | [11 empty] | St George Dept Water & Power | 84.75 | St George Dept Water & Power | 84.75 | Regulated
Bloomington Power Plant | 7767_G_2 | 7767 | G | 2 |  | Combustion Turbine | IC Engine | WECC_UT | Utah | 49 | Washington | 53 | 49053 | 1.5 | 11078 | 1999 | 9999 |  |  | N | Distillate Fuel Oil | [12 empty] | 0.85 | 1.6498 | 1.6498 | 1.6498 | 1.6498 | [11 empty] | St George Dept Water & Power | 84.75 | St George Dept Water & Power | 84.75 | Regulated
Bloomington Power Plant | 7767_G_3 | 7767 | G | 3 |  | Combustion Turbine | IC Engine | WECC_UT | Utah | 49 | Washington | 53 | 49053 | 1.5 | 11078 | 1999 | 9999 |  |  | N | Distillate Fuel Oil | [12 empty] | 0.85 | 1.6498 | 1.6498 | 1.6498 | 1.6498 | [11 empty] | St George Dept Water & Power | 84.75 | St George Dept Water & Power | 84.75 | Regulated
Bloomington Power Plant | 7767_G_4 | 7767 | G | 4 |  | Combustion Turbine | IC Engine | WECC_UT | Utah | 49 | Washington | 53 | 49053 | 1.5 | 11078 | 1999 | 9999 |  |  | N | Distillate Fuel Oil | [12 empty] | 0.85 | 1.6498 | 1.6498 | 1.6498 | 1.6498 | [11 empty] | St George Dept Water & Power | 84.75 | St George Dept Water & Power | 84.75 | Regulated
Bloomington Power Plant | 7767_G_5 | 7767 | G | 5 |  | Combustion Turbine | IC Engine | WECC_UT | Utah | 49 | Washington | 53 | 49053 | 1.5 | 11078 | 1999 | 9999 |  |  | N | Distillate Fuel Oil | [12 empty] | 0.85 | 1.6498 | 1.6498 | 1.6498 | 1.6498 | [11 empty] | St George Dept Water & Power | 84.75 | St George Dept Water & Power | 84.75 | Regulated
Bloomington Power Plant | 7767_G_6 | 7767 | G | 6 |  | Combustion Turbine | IC Engine | WECC_UT | Utah | 49 | Washington | 53 | 49053 | 1.5 | 11078 | 1999 | 9999 |  |  | N | Distillate Fuel Oil | [12 empty] | 0.85 | 1.6498 | 1.6498 | 1.6498 | 1.6498 | [11 empty] | St George Dept Water & Power | 84.75 | St George Dept Water & Power | 84.75 | Regulated
Sowega Power | 7768_G_CTG2 | 7768 | G | CTG2 | 3194 | Combustion Turbine |  | S_SOU | Georgia | 13 | Mitchell | 205 | 13205 | 48.5 | 10745 | 1999 | 9999 |  |  | N | Natural Gas, Distillate Fuel Oil |  |  |  | H2O | [8 empty] | 0.515 | 0.10493 | 0.10493 | 0.10493 | 0.10493 | [11 empty] | SOWEGA Power LLC | 100 | Georgia Energy Coop | 100 | Regulated
Sowega Power | 7768_G_CTG3 | 7768 | G | CTG3 | 3195 | Combustion Turbine |  | S_SOU | Georgia | 13 | Mitchell | 205 | 13205 | 48.5 | 10745 | 1999 | 9999 |  |  | N | Natural Gas, Distillate Fuel Oil |  |  |  | H2O | [8 empty] | 0.515 | 0.09458 | 0.09458 | 0.09458 | 0.09458 | [11 empty] | SOWEGA Power LLC | 100 | Georgia Energy Coop | 100 | Regulated
1515 S Caron Road | 7770_G_GT1 | 7770 | G | GT1 |  | Combustion Turbine |  | PJM_COMD | Illinois | 17 | Ogle | 141 | 17141 | 3 | 11112 | 2000 | 2045 |  |  | N | Natural Gas | [12 empty] | 1 | 0.16383 | 0.16383 | 0.16383 | 0.16383 | [11 empty] | Rochelle Municipal Utilities | 100 | Rochelle Municipal Utilities | 100 | Regulated
Springview | 7771_G_3 | 7771 | G | 3 |  | Onshore Wind |  | SPP_NEBR | Nebraska | 31 | Keya Paha | 103 | 31103 | 1.5 | 0 | 2011 | 9999 |  |  | N | Wind | [13 empty] | 0 | 0 | 0 | 0 | [11 empty] | Bluestem LLC | 100 | Bluestem LLC | 100 | Non-regulated
Springview | 7771_G_4 | 7771 | G | 4 |  | Onshore Wind |  | SPP_NEBR | Nebraska | 31 | Keya Paha | 103 | 31103 | 1.5 | 0 | 2011 | 9999 |  |  | N | Wind | [13 empty] | 0 | 0 | 0 | 0 | [11 empty] | Bluestem LLC | 100 | Bluestem LLC | 100 | Non-regulated
Cleveland Peaking | 7774_G_1 | 7774 | G | 1 |  | Combustion Turbine | IC Engine | PJM_ATSI | Ohio | 39 | Cuyahoga | 35 | 39035 | 1.8 | 10745 | 2000 | 9999 |  |  | N | Distillate Fuel Oil | [12 empty] | 0.5 | 2.6267 | 2.6267 | 2.6267 | 2.6267 | [11 empty] | American Municipal Power Inc | 100 | American Municipal Power Inc | 100 | Regulated
Cleveland Peaking | 7774_G_2 | 7774 | G | 2 |  | Combustion Turbine | IC Engine | PJM_ATSI | Ohio | 39 | Cuyahoga | 35 | 39035 | 1.8 | 10745 | 2000 | 9999 |  |  | N | Distillate Fuel Oil | [12 empty] | 0.5 | 1.8662 | 1.8662 | 1.8662 | 1.8662 | [11 empty] | American Municipal Power Inc | 100 | American Municipal Power Inc | 100 | Regulated
Cleveland Peaking | 7774_G_3 | 7774 | G | 3 |  | Combustion Turbine | IC Engine | PJM_ATSI | Ohio | 39 | Cuyahoga | 35 | 39035 | 1.8 | 10745 | 2000 | 9999 |  |  | N | Distillate Fuel Oil | [12 empty] | 0.5 | 2.6267 | 2.6267 | 2.6267 | 2.6267 | [11 empty] | American Municipal Power Inc | 100 | American Municipal Power Inc | 100 | Regulated
Cleveland Peaking | 7774_G_4 | 7774 | G | 4 |  | Combustion Turbine | IC Engine | PJM_ATSI | Ohio | 39 | Cuyahoga | 35 | 39035 | 1.8 | 10745 | 2000 | 9999 |  |  | N | Distillate Fuel Oil | [12 empty] | 0.5 | 2.7038 | 2.7038 | 2.7038 | 2.7038 | [11 empty] | American Municipal Power Inc | 100 | American Municipal Power Inc | 100 | Regulated
Cleveland Peaking | 7774_G_5 | 7774 | G | 5 |  | Combustion Turbine | IC Engine | PJM_ATSI | Ohio | 39 | Cuyahoga | 35 | 39035 | 1.8 | 10745 | 2000 | 9999 |  |  | N | Distillate Fuel Oil | [12 empty] | 0.5 | 2.7038 | 2.7038 | 2.7038 | 2.7038 | [11 empty] | American Municipal Power Inc | 100 | American Municipal Power Inc | 100 | Regulated
Cleveland Peaking | 7774_G_6 | 7774 | G | 6 |  | Combustion Turbine | IC Engine | PJM_ATSI | Ohio | 39 | Cuyahoga | 35 | 39035 | 1.8 | 10745 | 2000 | 9999 |  |  | N | Distillate Fuel Oil | [12 empty] | 0.5 | 2.7038 | 2.7038 | 2.7038 | 2.7038 | [11 empty] | American Municipal Power Inc | 100 | American Municipal Power Inc | 100 | Regulated
Versailles Peaking | 7775_G_1 | 7775 | G | 1 |  | Combustion Turbine | IC Engine | PJM_West | Ohio | 39 | Darke | 37 | 39037 | 1.8 | 10745 | 1999 | 9999 |  |  | N | Distillate Fuel Oil | [12 empty] | 0.5 | 1.4821 | 1.4821 | 1.4821 | 1.4821 | [11 empty] | Ohio Municipal Electric Agency Joint Venture 2 | 100 | Hamilton Dept of Public Utilities | 100 | Regulated
Versailles Peaking | 7775_G_2 | 7775 | G | 2 |  | Combustion Turbine | IC Engine | PJM_West | Ohio | 39 | Darke | 37 | 39037 | 1.8 | 10745 | 1999 | 9999 |  |  | N | Distillate Fuel Oil | [12 empty] | 0.5 | 1.4424 | 1.4424 | 1.4424 | 1.4424 | [11 empty] | Ohio Municipal Electric Agency Joint Venture 2 | 100 | Hamilton Dept of Public Utilities | 100 | Regulated
Versailles Peaking | 7775_G_3 | 7775 | G | 3 |  | Combustion Turbine | IC Engine | PJM_West | Ohio | 39 | Darke | 37 | 39037 | 1.8 | 10745 | 1999 | 9999 |  |  | N | Distillate Fuel Oil | [12 empty] | 0.5 | 1.2358 | 1.2358 | 1.2358 | 1.2358 | [11 empty] | Ohio Municipal Electric Agency Joint Venture 2 | 100 | Hamilton Dept of Public Utilities | 100 | Regulated
Napoleon Peaking | 7776_G_4 | 7776 | G | 4 |  | Combustion Turbine | IC Engine | PJM_ATSI | Ohio | 39 | Henry | 69 | 39069 | 1.8 | 10745 | 1999 | 9999 |  |  | N | Distillate Fuel Oil | [13 empty] | 2.7585 | 2.7585 | 2.7585 | 2.7585 | [11 empty] | Ohio Municipal Electric Generation Agency Joint Venture 5 | 100 | Cuyahoga Falls OH (City of) | 100 | Regulated
Napoleon Peaking | 7776_G_5 | 7776 | G | 5 |  | Combustion Turbine | IC Engine | PJM_ATSI | Ohio | 39 | Henry | 69 | 39069 | 1.8 | 10745 | 1999 | 9999 |  |  | N | Distillate Fuel Oil | [13 empty] | 2.5158 | 2.5158 | 2.5158 | 2.5158 | [11 empty] | Ohio Municipal Electric Generation Agency Joint Venture 5 | 100 | Cuyahoga Falls OH (City of) | 100 | Regulated
Napoleon Peaking | 7776_G_6 | 7776 | G | 6 |  | Combustion Turbine | IC Engine | PJM_ATSI | Ohio | 39 | Henry | 69 | 39069 | 1.8 | 10745 | 1999 | 9999 |  |  | N | Distillate Fuel Oil | [13 empty] | 0.48308 | 0.48308 | 0.48308 | 0.48308 | [11 empty] | Ohio Municipal Electric Generation Agency Joint Venture 5 | 100 | Cuyahoga Falls OH (City of) | 100 | Regulated
Dover Peaking | 7777_G_1 | 7777 | G | 1 |  | Combustion Turbine | IC Engine | PJM_West | Ohio | 39 | Tuscarawas | 157 | 39157 | 1.8 | 10745 | 1999 | 9999 |  |  | N | Distillate Fuel Oil | [12 empty] | 0.5 | 1.6498 | 1.6498 | 1.6498 | 1.6498 | [11 empty] | Ohio Municipal Electric Agency Joint Venture 2 | 100 | Hamilton Dept of Public Utilities | 100 | Regulated
Dover Peaking | 7777_G_2 | 7777 | G | 2 |  | Combustion Turbine | IC Engine | PJM_West | Ohio | 39 | Tuscarawas | 157 | 39157 | 1.8 | 10745 | 1999 | 9999 |  |  | N | Distillate Fuel Oil | [12 empty] | 0.5 | 1.6498 | 1.6498 | 1.6498 | 1.6498 | [11 empty] | Ohio Municipal Electric Agency Joint Venture 2 | 100 | Hamilton Dept of Public Utilities | 100 | Regulated
Dover Peaking | 7777_G_3 | 7777 | G | 3 |  | Combustion Turbine | IC Engine | PJM_West | Ohio | 39 | Tuscarawas | 157 | 39157 | 1.8 | 10745 | 1999 | 9999 |  |  | N | Distillate Fuel Oil | [12 empty] | 0.5 | 1.6498 | 1.6498 | 1.6498 | 1.6498 | [11 empty] | Ohio Municipal Electric Agency Joint Venture 2 | 100 | Hamilton Dept of Public Utilities | 100 | Regulated
Dover Peaking | 7777_G_4 | 7777 | G | 4 |  | Combustion Turbine | IC Engine | PJM_West | Ohio | 39 | Tuscarawas | 157 | 39157 | 1.8 | 10745 | 1999 | 9999 |  |  | N | Distillate Fuel Oil | [12 empty] | 0.5 | 1.6498 | 1.6498 | 1.6498 | 1.6498 | [11 empty] | Ohio Municipal Electric Agency Joint Venture 2 | 100 | Hamilton Dept of Public Utilities | 100 | Regulated
Dover Peaking | 7777_G_5 | 7777 | G | 5 |  | Combustion Turbine | IC Engine | PJM_West | Ohio | 39 | Tuscarawas | 157 | 39157 | 1.8 | 10745 | 1999 | 9999 |  |  | N | Distillate Fuel Oil | [12 empty] | 0.5 | 1.6498 | 1.6498 | 1.6498 | 1.6498 | [11 empty] | Ohio Municipal Electric Agency Joint Venture 2 | 100 | Hamilton Dept of Public Utilities | 100 | Regulated
Dover Peaking | 7777_G_6 | 7777 | G | 6 |  | Combustion Turbine | IC Engine | PJM_West | Ohio | 39 | Tuscarawas | 157 | 39157 | 1.8 | 10745 | 1999 | 9999 |  |  | N | Distillate Fuel Oil | [12 empty] | 0.5 | 1.6498 | 1.6498 | 1.6498 | 1.6498 | [11 empty] | Ohio Municipal Electric Agency Joint Venture 2 | 100 | Hamilton Dept of Public Utilities | 100 | Regulated
Orrville Peaking | 7778_G_1 | 7778 | G | 1 |  | Combustion Turbine | IC Engine | PJM_West | Ohio | 39 | Wayne | 169 | 39169 | 1.8 | 10745 | 1999 | 9999 |  |  | N | Distillate Fuel Oil | [12 empty] | 0.5 | 1.393 | 1.393 | 1.393 | 1.393 | [11 empty] | American Municipal Power Inc | 100 | American Municipal Power Inc | 100 | Regulated
Orrville Peaking | 7778_G_2 | 7778 | G | 2 |  | Combustion Turbine | IC Engine | PJM_West | Ohio | 39 | Wayne | 169 | 39169 | 1.8 | 10745 | 1999 | 9999 |  |  | N | Distillate Fuel Oil | [12 empty] | 0.5 | 1.4219 | 1.4219 | 1.4219 | 1.4219 | [11 empty] | American Municipal Power Inc | 100 | American Municipal Power Inc | 100 | Regulated
Orrville Peaking | 7778_G_3 | 7778 | G | 3 |  | Combustion Turbine | IC Engine | PJM_West | Ohio | 39 | Wayne | 169 | 39169 | 1.8 | 10745 | 1999 | 9999 |  |  | N | Distillate Fuel Oil | [12 empty] | 0.5 | 1.3355 | 1.3355 | 1.3355 | 1.3355 | [11 empty] | American Municipal Power Inc | 100 | American Municipal Power Inc | 100 | Regulated
Bryan Peaking | 7779_G_1 | 7779 | G | 1 |  | Combustion Turbine | IC Engine | PJM_ATSI | Ohio | 39 | Williams | 171 | 39171 | 1.8 | 10745 | 1999 | 9999 |  |  | N | Distillate Fuel Oil | [12 empty] | 0.5 | 4.5992 | 4.5992 | 4.5992 | 4.5992 | [11 empty] | American Municipal Power Inc | 100 | American Municipal Power Inc | 100 | Regulated
Bryan Peaking | 7779_G_2 | 7779 | G | 2 |  | Combustion Turbine | IC Engine | PJM_ATSI | Ohio | 39 | Williams | 171 | 39171 | 1.8 | 10745 | 1999 | 9999 |  |  | N | Distillate Fuel Oil | [12 empty] | 0.5 | 4.4767 | 4.4767 | 4.4767 | 4.4767 | [11 empty] | American Municipal Power Inc | 100 | American Municipal Power Inc | 100 | Regulated
Bryan Peaking | 7779_G_3 | 7779 | G | 3 |  | Combustion Turbine | IC Engine | PJM_ATSI | Ohio | 39 | Williams | 171 | 39171 | 1.8 | 10745 | 1999 | 9999 |  |  | N | Distillate Fuel Oil | [12 empty] | 0.5 | 4.716 | 4.716 | 4.716 | 4.716 | [11 empty] | American Municipal Power Inc | 100 | American Municipal Power Inc | 100 | Regulated
Bryan Peaking | 7779_G_4 | 7779 | G | 4 |  | Combustion Turbine | IC Engine | PJM_ATSI | Ohio | 39 | Williams | 171 | 39171 | 1.8 | 10745 | 1999 | 9999 |  |  | N | Distillate Fuel Oil | [13 empty] | 1.6498 | 1.6498 | 1.6498 | 1.6498 | [11 empty] | American Municipal Power Inc | 100 | American Municipal Power Inc | 100 | Regulated
Bryan Peaking | 7779_G_5 | 7779 | G | 5 |  | Combustion Turbine | IC Engine | PJM_ATSI | Ohio | 39 | Williams | 171 | 39171 | 1.8 | 10745 | 1999 | 9999 |  |  | N | Distillate Fuel Oil | [13 empty] | 1.6498 | 1.6498 | 1.6498 | 1.6498 | [11 empty] | American Municipal Power Inc | 100 | American Municipal Power Inc | 100 | Regulated
Bryan Peaking | 7779_G_6 | 7779 | G | 6 |  | Combustion Turbine | IC Engine | PJM_ATSI | Ohio | 39 | Williams | 171 | 39171 | 1.8 | 10745 | 1999 | 9999 |  |  | N | Distillate Fuel Oil | [13 empty] | 1.6498 | 1.6498 | 1.6498 | 1.6498 | [11 empty] | American Municipal Power Inc | 100 | American Municipal Power Inc | 100 | Regulated
Jackson Cntr Peaking | 7780_G_1 | 7780 | G | 1 |  | Combustion Turbine | IC Engine | PJM_West | Ohio | 39 | Shelby | 149 | 39149 | 1.8 | 10745 | 1999 | 9999 |  |  | N | Distillate Fuel Oil | [12 empty] | 0.5 | 0.5029 | 0.5029 | 0.5029 | 0.5029 | [11 empty] | Ohio Municipal Electric Agency Joint Venture 2 | 100 | Hamilton Dept of Public Utilities | 100 | Regulated
Arcanum Peaking | 7781_G_1 | 7781 | G | 1 |  | Combustion Turbine | IC Engine | PJM_West | Ohio | 39 | Darke | 37 | 39037 | 1.8 | 10745 | 1999 | 9999 |  |  | N | Distillate Fuel Oil | [12 empty] | 0.5 | 3.0928 | 3.0928 | 3.0928 | 3.0928 | [11 empty] | American Municipal Power Inc | 100 | American Municipal Power Inc | 100 | Regulated
Hamilton Peaking | 7782_G_1 | 7782 | G | 1 | 3225 | Combustion Turbine |  | PJM_West | Ohio | 39 | Butler | 17 | 39017 | 29 | 12112 | 2000 | 9999 |  |  | N | Natural Gas |  |  |  | H2O | [8 empty] | 0.5 | 0.16505 | 0.16505 | 0.16505 | 0.16505 | [11 empty] | American Municipal Power Inc | 100 | American Municipal Power Inc | 100 | Regulated
Bowling Green Peaking | 7783_G_1 | 7783 | G | 1 | 3226 | Combustion Turbine |  | PJM_ATSI | Ohio | 39 | Wood | 173 | 39173 | 29 | 10745 | 2000 | 9999 |  |  | N | Natural Gas |  |  |  | H2O | [8 empty] | 0.5 | 0.16508 | 0.16508 | 0.16508 | 0.16508 | [11 empty] | American Municipal Power Inc | 100 | American Municipal Power Inc | 100 | Regulated
Allegany Cogen | 7784_G_1 | 7784 | G | 1 | 3562 | Combined Cycle |  | NY_Z_B | New York | 36 | Allegany | 3 | 36003 | 40 | 8466 | 1994 | 9999 |  |  | N | Natural Gas |  |  |  | H2O | SCR | [8 empty] | 0.0312 | 0.0312 | 0.0312 | 0.0312 | [11 empty] | Allegany Generating Station LLC | 100 | Alliance Energy Group LLC | 100 | Non-regulated
Allegany Cogen | 7784_G_2 | 7784 | G | 2 | 3562 | Combined Cycle |  | NY_Z_B | New York | 36 | Allegany | 3 | 36003 | 20 | 8466 | 1994 | 9999 |  |  | N | Natural Gas |  |  |  | H2O | SCR | [8 empty] | 0.0312 | 0.0312 | 0.0312 | 0.0312 | [11 empty] | Allegany Generating Station LLC | 100 | Alliance Energy Group LLC | 100 | Non-regulated
Abiquiu Dam | 7789_G_1 | 7789 | G | 1 |  | Hydro |  | WECC_NM | New Mexico | 35 | Rio Arriba | 39 | 35039 | 6.9 | 0 | 1989 | 9999 |  |  | N | Hydro | [13 empty] | 0 | 0 | 0 | 0 | [11 empty] | Los Alamos County | 100 | Los Alamos County | 100 | Regulated
Abiquiu Dam | 7789_G_2 | 7789 | G | 2 |  | Hydro |  | WECC_NM | New Mexico | 35 | Rio Arriba | 39 | 35039 | 6.9 | 0 | 1989 | 9999 |  |  | N | Hydro | [13 empty] | 0 | 0 | 0 | 0 | [11 empty] | Los Alamos County | 100 | Los Alamos County | 100 | Regulated
Abiquiu Dam | 7789_G_3 | 7789 | G | 3 |  | Hydro |  | WECC_NM | New Mexico | 35 | Rio Arriba | 39 | 35039 | 3 | 0 | 2011 | 9999 |  |  | N | Hydro | [13 empty] | 0 | 0 | 0 | 0 | [11 empty] | Los Alamos County | 100 | Los Alamos County | 100 | Regulated
Montpelier | 7791_G_1 | 7791 | G | 1 |  | Combustion Turbine | IC Engine | PJM_ATSI | Ohio | 39 | Williams | 171 | 39171 | 1.8 | 10745 | 2000 | 9999 |  |  | N | Distillate Fuel Oil | [12 empty] | 0.5 | 2.3597 | 2.3597 | 2.3597 | 2.3597 | [11 empty] | Ohio Municipal Electric Agency Joint Venture 2 | 100 | Hamilton Dept of Public Utilities | 100 | Regulated
Montpelier | 7791_G_2 | 7791 | G | 2 |  | Combustion Turbine | IC Engine | PJM_ATSI | Ohio | 39 | Williams | 171 | 39171 | 1.8 | 10745 | 2000 | 9999 |  |  | N | Distillate Fuel Oil | [12 empty] | 0.5 | 2.4243 | 2.4243 | 2.4243 | 2.4243 | [11 empty] | Ohio Municipal Electric Agency Joint Venture 2 | 100 | Hamilton Dept of Public Utilities | 100 | Regulated
Montpelier | 7791_G_3 | 7791 | G | 3 |  | Combustion Turbine | IC Engine | PJM_ATSI | Ohio | 39 | Williams | 171 | 39171 | 1.8 | 10745 | 2000 | 9999 |  |  | N | Distillate Fuel Oil | [12 empty] | 0.5 | 2.2951 | 2.2951 | 2.2951 | 2.2951 | [11 empty] | Ohio Municipal Electric Agency Joint Venture 2 | 100 | Hamilton Dept of Public Utilities | 100 | Regulated
Montpelier | 7791_G_4 | 7791 | G | 4 |  | Combustion Turbine | IC Engine | PJM_ATSI | Ohio | 39 | Williams | 171 | 39171 | 1.8 | 10745 | 2000 | 9999 |  |  | N | Distillate Fuel Oil | [12 empty] | 0.5 | 2.3597 | 2.3597 | 2.3597 | 2.3597 | [11 empty] | Ohio Municipal Electric Agency Joint Venture 2 | 100 | Hamilton Dept of Public Utilities | 100 | Regulated
Montpelier | 7791_G_5 | 7791 | G | 5 |  | Combustion Turbine | IC Engine | PJM_ATSI | Ohio | 39 | Williams | 171 | 39171 | 1.8 | 10745 | 2000 | 9999 |  |  | N | Distillate Fuel Oil | [12 empty] | 0.5 | 2.2336 | 2.2336 | 2.2336 | 2.2336 | [11 empty] | Ohio Municipal Electric Agency Joint Venture 2 | 100 | Hamilton Dept of Public Utilities | 100 | Regulated
Montpelier | 7791_G_6 | 7791 | G | 6 |  | Combustion Turbine | IC Engine | PJM_ATSI | Ohio | 39 | Williams | 171 | 39171 | 1.8 | 10745 | 2000 | 9999 |  |  | N | Distillate Fuel Oil | [12 empty] | 0.5 | 2.169 | 2.169 | 2.169 | 2.169 | [11 empty] | Ohio Municipal Electric Agency Joint Venture 2 | 100 | Hamilton Dept of Public Utilities | 100 | Regulated
Custer Energy Center | 7795_G_1 | 7795 | G | 1 |  | Combustion Turbine |  | MIS_WUMS | Wisconsin | 55 | Manitowoc | 71 | 55071 | 22 | 16966 | 1999 | 9999 |  |  | N | Natural Gas, Distillate Fuel Oil | [12 empty] | 3 | 0.23894 | 0.23894 | 0.23894 | 0.23894 | [11 empty] | Manitowoc Public Utilities | 100 | Manitowoc Public Utilities | 100 | Regulated
Dominion/Lo Mar | 7797_G_DOM1 | 7797 | G | DOM1 |  | Combustion Turbine |  | PJM_Dom | Virginia | 51 | Prince William | 153 | 51153 | 9 | 24694 | 1997 | 9999 |  |  | N | Distillate Fuel Oil | [12 empty] | 0.8 | 1.01 | 1.01 | 1.01 | 1.01 | [11 empty] | Manassas VA (City of) | 100 | Manassas VA (City of) | 100 | Regulated
Dominion/Lo Mar | 7797_G_DOM2 | 7797 | G | DOM2 |  | Combustion Turbine | IC Engine | PJM_Dom | Virginia | 51 | Prince William | 153 | 51153 | 1.7 | 10745 | 1997 | 9999 |  |  | N | Distillate Fuel Oil | [12 empty] | 1.06 | 1.6498 | 1.6498 | 1.6498 | 1.6498 | [11 empty] | Manassas VA (City of) | 100 | Manassas VA (City of) | 100 | Regulated
Dominion/Lo Mar | 7797_G_LOM1 | 7797 | G | LOM1 |  | Combustion Turbine | IC Engine | PJM_Dom | Virginia | 51 | Prince William | 153 | 51153 | 1.7 | 10745 | 1997 | 9999 |  |  | N | Distillate Fuel Oil | [12 empty] | 1.06 | 1.6498 | 1.6498 | 1.6498 | 1.6498 | [11 empty] | Manassas VA (City of) | 100 | Manassas VA (City of) | 100 | Regulated
Dominion/Lo Mar | 7797_G_LOM2 | 7797 | G | LOM2 |  | Combustion Turbine | IC Engine | PJM_Dom | Virginia | 51 | Prince William | 153 | 51153 | 1.7 | 10745 | 1997 | 9999 |  |  | N | Distillate Fuel Oil | [12 empty] | 1.06 | 1.6498 | 1.6498 | 1.6498 | 1.6498 | [11 empty] | Manassas VA (City of) | 100 | Manassas VA (City of) | 100 | Regulated
Smarr Energy Center | 7829_G_1 | 7829 | G | 1 | 3255 | Combustion Turbine |  | S_SOU | Georgia | 13 | Monroe | 207 | 13207 | 96 | 12724 | 1999 | 9999 |  |  | N | Natural Gas |  |  |  | DLNB | [8 empty] | 0.006 | 0.04304 | 0.04304 | 0.04304 | 0.04304 | [11 empty] | Smarr EMC | 100 | Smarr EMC | 100 | Regulated
Smarr Energy Center | 7829_G_2 | 7829 | G | 2 | 3256 | Combustion Turbine |  | S_SOU | Georgia | 13 | Monroe | 207 | 13207 | 95.6 | 12724 | 1999 | 9999 |  |  | N | Natural Gas |  |  |  | DLNB | [8 empty] | 0.006 | 0.04328 | 0.04328 | 0.04328 | 0.04328 | [11 empty] | Smarr EMC | 100 | Smarr EMC | 100 | Regulated
Beaver Island | 7831_G_1 | 7831 | G | 1 |  | Combustion Turbine | IC Engine | MIS_LMI | Michigan | 26 | Charlevoix | 29 | 26029 | 1 | 25000 | 2000 | 9999 |  |  | N | Distillate Fuel Oil | [12 empty] | 1.67 | 1.6498 | 1.6498 | 1.6498 | 1.6498 | [11 empty] | Great Lakes Energy Coop | 100 | Great Lakes Energy Coop | 100 | Regulated
Beaver Island | 7831_G_2 | 7831 | G | 2 |  | Combustion Turbine | IC Engine | MIS_LMI | Michigan | 26 | Charlevoix | 29 | 26029 | 1 | 25000 | 2000 | 9999 |  |  | N | Distillate Fuel Oil | [12 empty] | 1.67 | 1.6498 | 1.6498 | 1.6498 | 1.6498 | [11 empty] | Great Lakes Energy Coop | 100 | Great Lakes Energy Coop | 100 | Regulated
Beaver Island | 7831_G_3 | 7831 | G | 3 |  | Combustion Turbine | IC Engine | MIS_LMI | Michigan | 26 | Charlevoix | 29 | 26029 | 0.8 | 25000 | 2001 | 9999 |  |  | N | Distillate Fuel Oil | [12 empty] | 1.67 | 1.6498 | 1.6498 | 1.6498 | 1.6498 | [11 empty] | Great Lakes Energy Coop | 100 | Great Lakes Energy Coop | 100 | Regulated
John S Rainey | 7834_G_CT1A | 7834 | G | CT1A | 3260 | Combined Cycle |  | S_VACA | South Carolina | 45 | Anderson | 7 | 45007 | 150 | 7162 | 2001 | 9999 |  |  | N | Natural Gas, Distillate Fuel Oil |  |  |  | DLNB + H2O | SCR | [7 empty] | 0.001 | 0.01619 | 0.01619 | 0.01619 | 0.01619 | [11 empty] | Santee Cooper | 100 | Santee Cooper | 100 | Regulated
John S Rainey | 7834_G_CT1B | 7834 | G | CT1B | 3261 | Combined Cycle |  | S_VACA | South Carolina | 45 | Anderson | 7 | 45007 | 150 | 7162 | 2001 | 9999 |  |  | N | Natural Gas, Distillate Fuel Oil |  |  |  | DLNB + H2O | SCR | [7 empty] | 0.001 | 0.01619 | 0.01619 | 0.01619 | 0.01619 | [11 empty] | Santee Cooper | 100 | Santee Cooper | 100 | Regulated
John S Rainey | 7834_G_CT2A | 7834 | G | CT2A | 3262 | Combustion Turbine |  | S_VACA | South Carolina | 45 | Anderson | 7 | 45007 | 146 | 11487 | 2002 | 9999 |  |  | N | Natural Gas, Distillate Fuel Oil |  |  |  | DLNB + H2O | [8 empty] | 0.001 | 0.02938 | 0.02938 | 0.02938 | 0.02938 | [11 empty] | Santee Cooper | 100 | Santee Cooper | 100 | Regulated
John S Rainey | 7834_G_CT2B | 7834 | G | CT2B | 3263 | Combustion Turbine |  | S_VACA | South Carolina | 45 | Anderson | 7 | 45007 | 146 | 11487 | 2002 | 9999 |  |  | N | Natural Gas, Distillate Fuel Oil |  |  |  | DLNB + H2O | [8 empty] | 0.001 | 0.02888 | 0.02888 | 0.02888 | 0.02888 | [11 empty] | Santee Cooper | 100 | Santee Cooper | 100 | Regulated
John S Rainey | 7834_G_CT3A | 7834 | G | CT3A | 88287 | Combustion Turbine |  | S_VACA | South Carolina | 45 | Anderson | 7 | 45007 | 75 | 11487 | 2004 | 9999 |  |  | N | Natural Gas | [13 empty] | 0.02984 | 0.02984 | 0.02984 | 0.02984 | [11 empty] | Santee Cooper | 100 | Santee Cooper | 100 | Regulated
John S Rainey | 7834_G_CT3B | 7834 | G | CT3B | 88288 | Combustion Turbine |  | S_VACA | South Carolina | 45 | Anderson | 7 | 45007 | 75 | 11487 | 2004 | 9999 |  |  | N | Natural Gas | [13 empty] | 0.02953 | 0.02953 | 0.02953 | 0.02953 | [11 empty] | Santee Cooper | 100 | Santee Cooper | 100 | Regulated
John S Rainey | 7834_G_CT4A | 7834 | G | CT4A | 88289 | Combustion Turbine |  | S_VACA | South Carolina | 45 | Anderson | 7 | 45007 | 75 | 11487 | 2004 | 9999 |  |  | N | Natural Gas | [13 empty] | 0.02964 | 0.02964 | 0.02964 | 0.02964 | [11 empty] | Santee Cooper | 100 | Santee Cooper | 100 | Regulated
John S Rainey | 7834_G_ST1S | 7834 | G | ST1S | 3260 | Combined Cycle |  | S_VACA | South Carolina | 45 | Anderson | 7 | 45007 | 160 | 7162 | 2001 | 9999 |  |  | N | Natural Gas, Distillate Fuel Oil |  |  |  | DLNB + H2O | SCR | [7 empty] | 0.001 | 0.01619 | 0.01619 | 0.01619 | 0.01619 | [11 empty] | Santee Cooper | 100 | Santee Cooper | 100 | Regulated
Essential Power Rock Springs LLC | 7835_G_1 | 7835 | G | 1 | 3264 | Combustion Turbine |  | PJM_EMAC | Maryland | 24 | Cecil | 15 | 24015 | 167.5 | 10745 | 2003 | 9999 |  |  | N | Natural Gas |  |  |  | DLNB | [8 empty] | 0.3 | 0.03286 | 0.03286 | 0.03286 | 0.03286 | [11 empty] | EP Rock Springs LLC | 100 | Essential Power LLC | 100 | Non-regulated
Essential Power Rock Springs LLC | 7835_G_2 | 7835 | G | 2 | 3265 | Combustion Turbine |  | PJM_EMAC | Maryland | 24 | Cecil | 15 | 24015 | 166.5 | 10745 | 2003 | 9999 |  |  | N | Natural Gas |  |  |  | DLNB | [8 empty] | 0.3 | 0.03733 | 0.03733 | 0.03733 | 0.03733 | [11 empty] | EP Rock Springs LLC | 100 | Essential Power LLC | 100 | Non-regulated
Essential Power Rock Springs LLC | 7835_G_3 | 7835 | G | 3 | 3266 | Combustion Turbine |  | PJM_EMAC | Maryland | 24 | Cecil | 15 | 24015 | 169 | 10745 | 2003 | 9999 |  |  | N | Natural Gas |  |  |  | DLNB | [8 empty] | 0.3 | 0.03386 | 0.03386 | 0.03386 | 0.03386 | [11 empty] | EP Rock Springs LLC | 100 | Essential Power LLC | 100 | Non-regulated
Essential Power Rock Springs LLC | 7835_G_4 | 7835 | G | 4 | 3267 | Combustion Turbine |  | PJM_EMAC | Maryland | 24 | Cecil | 15 | 24015 | 169 | 10745 | 2003 | 9999 |  |  | N | Natural Gas |  |  |  | DLNB | [8 empty] | 0.3 | 0.03746 | 0.03746 | 0.03746 | 0.03746 | [11 empty] | EP Rock Springs LLC | 100 | Essential Power LLC | 100 | Non-regulated
Marsh Run Generation Facility | 7836_G_1 | 7836 | G | 1 | 3270 | Combustion Turbine |  | PJM_Dom | Virginia | 51 | Fauquier | 61 | 51061 | 161 | 10819 | 2004 | 9999 |  |  | N | Natural Gas, Distillate Fuel Oil |  |  |  | DLNB + H2O | [8 empty] | 0.3 | 0.03525 | 0.03525 | 0.03525 | 0.03525 | [11 empty] | Old Dominion Electric Coop | 100 | Old Dominion Electric Coop | 100 | Regulated
Marsh Run Generation Facility | 7836_G_2 | 7836 | G | 2 | 3271 | Combustion Turbine |  | PJM_Dom | Virginia | 51 | Fauquier | 61 | 51061 | 159.3 | 10818 | 2004 | 9999 |  |  | N | Natural Gas, Distillate Fuel Oil |  |  |  | DLNB + H2O | [8 empty] | 0.3 | 0.0339 | 0.0339 | 0.0339 | 0.0339 | [11 empty] | Old Dominion Electric Coop | 100 | Old Dominion Electric Coop | 100 | Regulated
Marsh Run Generation Facility | 7836_G_3 | 7836 | G | 3 | 3272 | Combustion Turbine |  | PJM_Dom | Virginia | 51 | Fauquier | 61 | 51061 | 161 | 10818 | 2004 | 9999 |  |  | N | Natural Gas, Distillate Fuel Oil |  |  |  | DLNB + H2O | [8 empty] | 0.3 | 0.04218 | 0.04218 | 0.04218 | 0.04218 | [11 empty] | Old Dominion Electric Coop | 100 | Old Dominion Electric Coop | 100 | Regulated
Louisa Generation Facility | 7837_G_1 | 7837 | G | 1 | 3274 | Combustion Turbine |  | PJM_Dom | Virginia | 51 | Louisa | 109 | 51109 | 76.5 | 11627 | 2003 | 9999 |  |  | N | Natural Gas, Distillate Fuel Oil |  |  |  | DLNB + H2O | [8 empty] | 0.3 | 0.02525 | 0.02525 | 0.02525 | 0.02525 | [11 empty] | Old Dominion Electric Coop | 100 | Old Dominion Electric Coop | 100 | Regulated
Louisa Generation Facility | 7837_G_2 | 7837 | G | 2 | 3275 | Combustion Turbine |  | PJM_Dom | Virginia | 51 | Louisa | 109 | 51109 | 77 | 11627 | 2003 | 9999 |  |  | N | Natural Gas, Distillate Fuel Oil |  |  |  | DLNB + H2O | [8 empty] | 0.3 | 0.02946 | 0.02946 | 0.02946 | 0.02946 | [11 empty] | Old Dominion Electric Coop | 100 | Old Dominion Electric Coop | 100 | Regulated
Louisa Generation Facility | 7837_G_3 | 7837 | G | 3 | 3276 | Combustion Turbine |  | PJM_Dom | Virginia | 51 | Louisa | 109 | 51109 | 77.3 | 11627 | 2003 | 9999 |  |  | N | Natural Gas, Distillate Fuel Oil |  |  |  | DLNB + H2O | [8 empty] | 0.3 | 0.02936 | 0.02936 | 0.02936 | 0.02936 | [11 empty] | Old Dominion Electric Coop | 100 | Old Dominion Electric Coop | 100 | Regulated
Louisa Generation Facility | 7837_G_4 | 7837 | G | 4 | 3277 | Combustion Turbine |  | PJM_Dom | Virginia | 51 | Louisa | 109 | 51109 | 77.2 | 11627 | 2003 | 9999 |  |  | N | Natural Gas, Distillate Fuel Oil |  |  |  | DLNB + H2O | [8 empty] | 0.3 | 0.02263 | 0.02263 | 0.02263 | 0.02263 | [11 empty] | Old Dominion Electric Coop | 100 | Old Dominion Electric Coop | 100 | Regulated
Louisa Generation Facility | 7837_G_5 | 7837 | G | 5 | 3278 | Combustion Turbine |  | PJM_Dom | Virginia | 51 | Louisa | 109 | 51109 | 158 | 11627 | 2003 | 9999 |  |  | N | Natural Gas, Distillate Fuel Oil |  |  |  | DLNB + H2O | [8 empty] | 0.3 | 0.03283 | 0.03283 | 0.03283 | 0.03283 | [11 empty] | Old Dominion Electric Coop | 100 | Old Dominion Electric Coop | 100 | Regulated
Remington | 7838_G_1 | 7838 | G | 1 | 3281 | Combustion Turbine |  | PJM_Dom | Virginia | 51 | Fauquier | 61 | 51061 | 153 | 10745 | 2000 | 9999 |  |  | N | Natural Gas, Distillate Fuel Oil |  |  |  | DLNB + H2O | [8 empty] | 2.64 | 0.03619 | 0.03619 | 0.03619 | 0.03619 | [11 empty] | Virginia Electric & Power Co | 100 | Dominion Energy Inc | 100 | Regulated
Remington | 7838_G_2 | 7838 | G | 2 | 3282 | Combustion Turbine |  | PJM_Dom | Virginia | 51 | Fauquier | 61 | 51061 | 151 | 10745 | 2000 | 9999 |  |  | N | Natural Gas, Distillate Fuel Oil |  |  |  | DLNB + H2O | [8 empty] | 2.64 | 0.03609 | 0.03609 | 0.03609 | 0.03609 | [11 empty] | Virginia Electric & Power Co | 100 | Dominion Energy Inc | 100 | Regulated
Remington | 7838_G_3 | 7838 | G | 3 | 3283 | Combustion Turbine |  | PJM_Dom | Virginia | 51 | Fauquier | 61 | 51061 | 152 | 10745 | 2000 | 9999 |  |  | N | Natural Gas, Distillate Fuel Oil |  |  |  | DLNB + H2O | [8 empty] | 2.64 | 0.02777 | 0.02777 | 0.02777 | 0.02777 | [11 empty] | Virginia Electric & Power Co | 100 | Dominion Energy Inc | 100 | Regulated
Remington | 7838_G_4 | 7838 | G | 4 | 3284 | Combustion Turbine |  | PJM_Dom | Virginia | 51 | Fauquier | 61 | 51061 | 152 | 10745 | 2000 | 9999 |  |  | N | Natural Gas, Distillate Fuel Oil |  |  |  | DLNB + H2O | [8 empty] | 2.64 | 0.03292 | 0.03292 | 0.03292 | 0.03292 | [11 empty] | Virginia Electric & Power Co | 100 | Dominion Energy Inc | 100 | Regulated
Ladysmith | 7839_G_1 | 7839 | G | 1 | 3279 | Combustion Turbine |  | PJM_Dom | Virginia | 51 | Caroline | 33 | 51033 | 151 | 10745 | 2001 | 9999 |  |  | N | Natural Gas, Distillate Fuel Oil |  |  |  | DLNB + H2O | [8 empty] | 2.64 | 0.03145 | 0.03145 | 0.03145 | 0.03145 | [11 empty] | Virginia Electric & Power Co | 100 | Dominion Energy Inc | 100 | Regulated
Ladysmith | 7839_G_2 | 7839 | G | 2 | 3280 | Combustion Turbine |  | PJM_Dom | Virginia | 51 | Caroline | 33 | 51033 | 151 | 10745 | 2001 | 9999 |  |  | N | Natural Gas, Distillate Fuel Oil |  |  |  | DLNB + H2O | [8 empty] | 2.64 | 0.03254 | 0.03254 | 0.03254 | 0.03254 | [11 empty] | Virginia Electric & Power Co | 100 | Dominion Energy Inc | 100 | Regulated
Ladysmith | 7839_G_3 | 7839 | G | 3 | 90273 | Combustion Turbine |  | PJM_Dom | Virginia | 51 | Caroline | 33 | 51033 | 161 | 10745 | 2008 | 9999 |  |  | N | Natural Gas, Distillate Fuel Oil |  |  |  | DLNB + H2O | [9 empty] | 0.02888 | 0.02888 | 0.02888 | 0.02888 | [11 empty] | Virginia Electric & Power Co | 100 | Dominion Energy Inc | 100 | Regulated
Ladysmith | 7839_G_4 | 7839 | G | 4 | 90274 | Combustion Turbine |  | PJM_Dom | Virginia | 51 | Caroline | 33 | 51033 | 160 | 10745 | 2008 | 9999 |  |  | N | Natural Gas, Distillate Fuel Oil |  |  |  | DLNB + H2O | [9 empty] | 0.03155 | 0.03155 | 0.03155 | 0.03155 | [11 empty] | Virginia Electric & Power Co | 100 | Dominion Energy Inc | 100 | Regulated
Ladysmith | 7839_G_5 | 7839 | G | 5 | 90276 | Combustion Turbine |  | PJM_Dom | Virginia | 51 | Caroline | 33 | 51033 | 160 | 10745 | 2009 | 9999 |  |  | N | Natural Gas, Distillate Fuel Oil |  |  |  | DLNB + H2O | [9 empty] | 0.0407 | 0.0407 | 0.0407 | 0.0407 | [11 empty] | Virginia Electric & Power Co | 100 | Dominion Energy Inc | 100 | Regulated
Freedom Power Project | 7842_G_CT1 | 7842 | G | CT1 | 3293 | Combustion Turbine |  | MIS_IL | Illinois | 17 | Fayette | 51 | 17051 | 45 | 10745 | 2000 | 2045 |  |  | N | Natural Gas |  |  |  | H2O | [8 empty] | 1 | 0.09515 | 0.09515 | 0.09515 | 0.09515 | [11 empty] | Southwestern Electric Coop Inc (IL) | 100 | Southwestern Electric Coop Inc (IL) | 100 | Regulated
Pleasant Valley (MN) | 7843_G_11 | 7843 | G | 11 | 3294 | Combustion Turbine |  | MIS_MNWI | Minnesota | 27 | Mower | 99 | 27099 | 151.1 | 11331 | 2001 | 9999 |  |  | N | Natural Gas, Distillate Fuel Oil |  |  |  | DLNB + H2O | [8 empty] | 0.5 | 0.11716 | 0.11716 | 0.11716 | 0.11716 | [11 empty] | Great River Energy | 100 | Great River Energy | 100 | Regulated
Pleasant Valley (MN) | 7843_G_12 | 7843 | G | 12 | 3295 | Combustion Turbine |  | MIS_MNWI | Minnesota | 27 | Mower | 99 | 27099 | 148.7 | 11330 | 2001 | 9999 |  |  | N | Natural Gas, Distillate Fuel Oil |  |  |  | DLNB + H2O | [8 empty] | 0.5 | 0.10489 | 0.10489 | 0.10489 | 0.10489 | [11 empty] | Great River Energy | 100 | Great River Energy | 100 | Regulated
Pleasant Valley (MN) | 7843_G_13 | 7843 | G | 13 | 3296 | Combustion Turbine |  | MIS_MNWI | Minnesota | 27 | Mower | 99 | 27099 | 114.4 | 11335 | 2002 | 9999 |  |  | N | Natural Gas, Distillate Fuel Oil |  |  |  | DLNB + H2O | [8 empty] | 0.5 | 0.11988 | 0.11988 | 0.11988 | 0.11988 | [11 empty] | Great River Energy | 100 | Great River Energy | 100 | Regulated
Minnesota River | 7844_G_UOO1 | 7844 | G | UOO1 | 3297 | Combustion Turbine |  | MIS_MNWI | Minnesota | 27 | Carver | 19 | 27019 | 39 | 11143 | 2001 | 9999 |  |  | N | Natural Gas |  |  |  | DLNB | [9 empty] | 0.19821 | 0.19821 | 0.19821 | 0.19821 | [11 empty] | Chaska Public Utilities | 100 | Chaska Public Utilities | 100 | Regulated
Lagoon Creek | 7845_G_CTG1 | 7845 | G | CTG1 | 90421 | Combined Cycle |  | S_C_TVA | Tennessee | 47 | Haywood | 75 | 47075 | 160 | 7360 | 2010 | 9999 |  |  | N | Natural Gas |  |  |  | DLNB | SCR | [8 empty] | 0.01052 | 0.01052 | 0.01052 | 0.01052 | [11 empty] | Tennessee Valley Authority | 100 | Tennessee Valley Authority | 100 | Regulated
Lagoon Creek | 7845_G_CTG2 | 7845 | G | CTG2 | 90422 | Combined Cycle |  | S_C_TVA | Tennessee | 47 | Haywood | 75 | 47075 | 160 | 7360 | 2010 | 9999 |  |  | N | Natural Gas |  |  |  | DLNB | SCR | [8 empty] | 0.01052 | 0.01052 | 0.01052 | 0.01052 | [11 empty] | Tennessee Valley Authority | 100 | Tennessee Valley Authority | 100 | Regulated
Lagoon Creek | 7845_G_GT1 | 7845 | G | GT1 | 3298 | Combustion Turbine |  | S_C_TVA | Tennessee | 47 | Haywood | 75 | 47075 | 73.9 | 11966 | 2001 | 9999 |  |  | N | Natural Gas, Distillate Fuel Oil |  |  |  | DLNB + H2O | [8 empty] | 5 | 0.03285 | 0.03285 | 0.03285 | 0.03285 | [11 empty] | Tennessee Valley Authority | 100 | Tennessee Valley Authority | 100 | Regulated
Lagoon Creek | 7845_G_GT10 | 7845 | G | GT10 | 3299 | Combustion Turbine |  | S_C_TVA | Tennessee | 47 | Haywood | 75 | 47075 | 72.7 | 11966 | 2002 | 9999 |  |  | N | Natural Gas, Distillate Fuel Oil |  |  |  | DLNB + H2O | [8 empty] | 5 | 0.03263 | 0.03263 | 0.03263 | 0.03263 | [11 empty] | Tennessee Valley Authority | 100 | Tennessee Valley Authority | 100 | Regulated
Lagoon Creek | 7845_G_GT11 | 7845 | G | GT11 | 3300 | Combustion Turbine |  | S_C_TVA | Tennessee | 47 | Haywood | 75 | 47075 | 72.7 | 11966 | 2002 | 9999 |  |  | N | Natural Gas, Distillate Fuel Oil |  |  |  | DLNB + H2O | [8 empty] | 5 | 0.03812 | 0.03812 | 0.03812 | 0.03812 | [11 empty] | Tennessee Valley Authority | 100 | Tennessee Valley Authority | 100 | Regulated
Lagoon Creek | 7845_G_GT12 | 7845 | G | GT12 | 3301 | Combustion Turbine |  | S_C_TVA | Tennessee | 47 | Haywood | 75 | 47075 | 72.7 | 11966 | 2002 | 9999 |  |  | N | Natural Gas, Distillate Fuel Oil |  |  |  | DLNB + H2O | [8 empty] | 5 | 0.04383 | 0.04383 | 0.04383 | 0.04383 | [11 empty] | Tennessee Valley Authority | 100 | Tennessee Valley Authority | 100 | Regulated
Lagoon Creek | 7845_G_GT2 | 7845 | G | GT2 | 3302 | Combustion Turbine |  | S_C_TVA | Tennessee | 47 | Haywood | 75 | 47075 | 73.9 | 11966 | 2001 | 9999 |  |  | N | Natural Gas, Distillate Fuel Oil |  |  |  | DLNB + H2O | [8 empty] | 5 | 0.0299 | 0.0299 | 0.0299 | 0.0299 | [11 empty] | Tennessee Valley Authority | 100 | Tennessee Valley Authority | 100 | Regulated
Lagoon Creek | 7845_G_GT3 | 7845 | G | GT3 | 3303 | Combustion Turbine |  | S_C_TVA | Tennessee | 47 | Haywood | 75 | 47075 | 73.9 | 11966 | 2001 | 9999 |  |  | N | Natural Gas, Distillate Fuel Oil |  |  |  | DLNB + H2O | [8 empty] | 5 | 0.03442 | 0.03442 | 0.03442 | 0.03442 | [11 empty] | Tennessee Valley Authority | 100 | Tennessee Valley Authority | 100 | Regulated
Lagoon Creek | 7845_G_GT4 | 7845 | G | GT4 | 3304 | Combustion Turbine |  | S_C_TVA | Tennessee | 47 | Haywood | 75 | 47075 | 73.9 | 11966 | 2001 | 9999 |  |  | N | Natural Gas, Distillate Fuel Oil |  |  |  | DLNB + H2O | [8 empty] | 5 | 0.02972 | 0.02972 | 0.02972 | 0.02972 | [11 empty] | Tennessee Valley Authority | 100 | Tennessee Valley Authority | 100 | Regulated
Lagoon Creek | 7845_G_GT5 | 7845 | G | GT5 | 3305 | Combustion Turbine |  | S_C_TVA | Tennessee | 47 | Haywood | 75 | 47075 | 73.9 | 11966 | 2001 | 9999 |  |  | N | Natural Gas, Distillate Fuel Oil |  |  |  | DLNB + H2O | [8 empty] | 5 | 0.02945 | 0.02945 | 0.02945 | 0.02945 | [11 empty] | Tennessee Valley Authority | 100 | Tennessee Valley Authority | 100 | Regulated
Lagoon Creek | 7845_G_GT6 | 7845 | G | GT6 | 3306 | Combustion Turbine |  | S_C_TVA | Tennessee | 47 | Haywood | 75 | 47075 | 73.9 | 11966 | 2001 | 9999 |  |  | N | Natural Gas, Distillate Fuel Oil |  |  |  | DLNB + H2O | [8 empty] | 5 | 0.02952 | 0.02952 | 0.02952 | 0.02952 | [11 empty] | Tennessee Valley Authority | 100 | Tennessee Valley Authority | 100 | Regulated
Lagoon Creek | 7845_G_GT7 | 7845 | G | GT7 | 3307 | Combustion Turbine |  | S_C_TVA | Tennessee | 47 | Haywood | 75 | 47075 | 73.9 | 11966 | 2001 | 9999 |  |  | N | Natural Gas, Distillate Fuel Oil |  |  |  | DLNB + H2O | [8 empty] | 5 | 0.03186 | 0.03186 | 0.03186 | 0.03186 | [11 empty] | Tennessee Valley Authority | 100 | Tennessee Valley Authority | 100 | Regulated
Lagoon Creek | 7845_G_GT8 | 7845 | G | GT8 | 3308 | Combustion Turbine |  | S_C_TVA | Tennessee | 47 | Haywood | 75 | 47075 | 73.9 | 11966 | 2001 | 9999 |  |  | N | Natural Gas, Distillate Fuel Oil |  |  |  | DLNB + H2O | [8 empty] | 5 | 0.03539 | 0.03539 | 0.03539 | 0.03539 | [11 empty] | Tennessee Valley Authority | 100 | Tennessee Valley Authority | 100 | Regulated
Lagoon Creek | 7845_G_GT9 | 7845 | G | GT9 | 3309 | Combustion Turbine |  | S_C_TVA | Tennessee | 47 | Haywood | 75 | 47075 | 72.7 | 11966 | 2002 | 9999 |  |  | N | Natural Gas, Distillate Fuel Oil |  |  |  | DLNB + H2O | [8 empty] | 5 | 0.0318 | 0.0318 | 0.0318 | 0.0318 | [11 empty] | Tennessee Valley Authority | 100 | Tennessee Valley Authority | 100 | Regulated
Lagoon Creek | 7845_G_STG1 | 7845 | G | STG1 | 90421 | Combined Cycle |  | S_C_TVA | Tennessee | 47 | Haywood | 75 | 47075 | 205 | 7360 | 2010 | 9999 |  |  | N | Natural Gas |  |  |  | DLNB | SCR | [8 empty] | 0.01052 | 0.01052 | 0.01052 | 0.01052 | [11 empty] | Tennessee Valley Authority | 100 | Tennessee Valley Authority | 100 | Regulated
Brandy Branch | 7846_G_001 | 7846 | G | 001 | 3310 | Combustion Turbine |  | FRCC | Florida | 12 | Duval | 31 | 12031 | 178.6 | 11516 | 2001 | 9999 |  |  | N | Natural Gas, Distillate Fuel Oil |  |  |  | DLNB + H2O | [8 empty] | 0.8 | 0.03552 | 0.03552 | 0.03552 | 0.03552 | [11 empty] | JEA | 100 | JEA | 100 | Regulated
Brandy Branch | 7846_G_002 | 7846 | G | 002 | 3311 | Combined Cycle |  | FRCC | Florida | 12 | Duval | 31 | 12031 | 189.8 | 7052 | 2001 | 9999 |  |  | N | Natural Gas, Distillate Fuel Oil |  |  |  | DLNB + H2O | SCR | [8 empty] | 0.01018 | 0.01018 | 0.01018 | 0.01018 | [11 empty] | JEA | 100 | JEA | 100 | Regulated
Brandy Branch | 7846_G_003 | 7846 | G | 003 | 3312 | Combined Cycle |  | FRCC | Florida | 12 | Duval | 31 | 12031 | 189.8 | 7052 | 2001 | 9999 |  |  | N | Natural Gas, Distillate Fuel Oil |  |  |  | DLNB + H2O | SCR | [8 empty] | 0.01018 | 0.01018 | 0.01018 | 0.01018 | [11 empty] | JEA | 100 | JEA | 100 | Regulated
Brandy Branch | 7846_G_004 | 7846 | G | 004 | 3311 | Combined Cycle |  | FRCC | Florida | 12 | Duval | 31 | 12031 | 185 | 7052 | 2005 | 9999 |  |  | N | Natural Gas, Distillate Fuel Oil |  |  |  | DLNB + H2O | SCR | [8 empty] | 0.01018 | 0.01018 | 0.01018 | 0.01018 | [11 empty] | JEA | 100 | JEA | 100 | Regulated
Coon Rapids II | 7847_G_1 | 7847 | G | 1 |  | Combustion Turbine | IC Engine | MIS_MIDA | Iowa | 19 | Carroll | 27 | 19027 | 1.7 | 10745 | 2001 | 9999 |  |  | N | Distillate Fuel Oil | [12 empty] | 1.24 | 1.6498 | 1.6498 | 1.6498 | 1.6498 | [11 empty] | Coon Rapids IA (City of) | 100 | Coon Rapids IA (City of) | 100 | Regulated
Coon Rapids II | 7847_G_2 | 7847 | G | 2 |  | Combustion Turbine | IC Engine | MIS_MIDA | Iowa | 19 | Carroll | 27 | 19027 | 1.7 | 11013 | 2001 | 9999 |  |  | N | Distillate Fuel Oil | [12 empty] | 1.24 | 1.6498 | 1.6498 | 1.6498 | 1.6498 | [11 empty] | Coon Rapids IA (City of) | 100 | Coon Rapids IA (City of) | 100 | Regulated
Coon Rapids II | 7847_G_3 | 7847 | G | 3 |  | Combustion Turbine | IC Engine | MIS_MIDA | Iowa | 19 | Carroll | 27 | 19027 | 1.7 | 11013 | 2001 | 9999 |  |  | N | Distillate Fuel Oil | [12 empty] | 1.24 | 1.6498 | 1.6498 | 1.6498 | 1.6498 | [11 empty] | Coon Rapids IA (City of) | 100 | Coon Rapids IA (City of) | 100 | Regulated
Holden | 7848_G_11 | 7848 | G | 11 | 3316 | Combustion Turbine |  | S_D_AECI | Missouri | 29 | Johnson | 101 | 29101 | 90 | 11939 | 2002 | 9999 |  |  | N | Natural Gas, Distillate Fuel Oil |  |  |  | DLNB + H2O | [8 empty] | 2.3 | 0.0243 | 0.0243 | 0.0243 | 0.0243 | [11 empty] | Associated Electric Coop Inc | 100 | Associated Electric Coop Inc | 100 | Regulated
Holden | 7848_G_12 | 7848 | G | 12 | 3317 | Combustion Turbine |  | S_D_AECI | Missouri | 29 | Johnson | 101 | 29101 | 89 | 11957 | 2002 | 9999 |  |  | N | Natural Gas, Distillate Fuel Oil |  |  |  | DLNB + H2O | [8 empty] | 2.3 | 0.02442 | 0.02442 | 0.02442 | 0.02442 | [11 empty] | Associated Electric Coop Inc | 100 | Associated Electric Coop Inc | 100 | Regulated
Holden | 7848_G_13 | 7848 | G | 13 | 3318 | Combustion Turbine |  | S_D_AECI | Missouri | 29 | Johnson | 101 | 29101 | 88 | 11948 | 2002 | 9999 |  |  | N | Natural Gas, Distillate Fuel Oil |  |  |  | DLNB + H2O | [8 empty] | 2.3 | 0.02355 | 0.02355 | 0.02355 | 0.02355 | [11 empty] | Associated Electric Coop Inc | 100 | Associated Electric Coop Inc | 100 | Regulated
Knoxville Industrial | 7849_G_1 | 7849 | G | 1 |  | Combustion Turbine | IC Engine | MIS_MIDA | Iowa | 19 | Marion | 125 | 19125 | 2 | 14538 | 2000 | 9999 |  |  | N | Distillate Fuel Oil | [12 empty] | 0.05 | 1.6498 | 1.6498 | 1.6498 | 1.6498 | [11 empty] | MidAmerican Energy Co | 100 | Berkshire Hathaway Inc | 100 | Regulated
Knoxville Industrial | 7849_G_2 | 7849 | G | 2 |  | Combustion Turbine | IC Engine | MIS_MIDA | Iowa | 19 | Marion | 125 | 19125 | 2 | 14438 | 2000 | 9999 |  |  | N | Distillate Fuel Oil | [12 empty] | 0.05 | 1.6498 | 1.6498 | 1.6498 | 1.6498 | [11 empty] | MidAmerican Energy Co | 100 | Berkshire Hathaway Inc | 100 | Regulated
Knoxville Industrial | 7849_G_3 | 7849 | G | 3 |  | Combustion Turbine | IC Engine | MIS_MIDA | Iowa | 19 | Marion | 125 | 19125 | 2 | 14438 | 2000 | 9999 |  |  | N | Distillate Fuel Oil | [12 empty] | 0.05 | 1.6498 | 1.6498 | 1.6498 | 1.6498 | [11 empty] | MidAmerican Energy Co | 100 | Berkshire Hathaway Inc | 100 | Regulated
Knoxville Industrial | 7849_G_4 | 7849 | G | 4 |  | Combustion Turbine | IC Engine | MIS_MIDA | Iowa | 19 | Marion | 125 | 19125 | 2 | 14438 | 2000 | 9999 |  |  | N | Distillate Fuel Oil | [12 empty] | 0.05 | 1.6498 | 1.6498 | 1.6498 | 1.6498 | [11 empty] | MidAmerican Energy Co | 100 | Berkshire Hathaway Inc | 100 | Regulated
Knoxville Industrial | 7849_G_5 | 7849 | G | 5 |  | Combustion Turbine | IC Engine | MIS_MIDA | Iowa | 19 | Marion | 125 | 19125 | 2 | 14438 | 2000 | 9999 |  |  | N | Distillate Fuel Oil | [12 empty] | 0.05 | 1.6498 | 1.6498 | 1.6498 | 1.6498 | [11 empty] | MidAmerican Energy Co | 100 | Berkshire Hathaway Inc | 100 | Regulated
Knoxville Industrial | 7849_G_6 | 7849 | G | 6 |  | Combustion Turbine | IC Engine | MIS_MIDA | Iowa | 19 | Marion | 125 | 19125 | 2 | 14438 | 2000 | 9999 |  |  | N | Distillate Fuel Oil | [12 empty] | 0.05 | 1.6498 | 1.6498 | 1.6498 | 1.6498 | [11 empty] | MidAmerican Energy Co | 100 | Berkshire Hathaway Inc | 100 | Regulated
Knoxville Industrial | 7849_G_7 | 7849 | G | 7 |  | Combustion Turbine | IC Engine | MIS_MIDA | Iowa | 19 | Marion | 125 | 19125 | 2 | 14438 | 2000 | 9999 |  |  | N | Distillate Fuel Oil | [12 empty] | 0.05 | 1.6498 | 1.6498 | 1.6498 | 1.6498 | [11 empty] | MidAmerican Energy Co | 100 | Berkshire Hathaway Inc | 100 | Regulated
Knoxville Industrial | 7849_G_8 | 7849 | G | 8 |  | Combustion Turbine | IC Engine | MIS_MIDA | Iowa | 19 | Marion | 125 | 19125 | 2 | 14438 | 2000 | 9999 |  |  | N | Distillate Fuel Oil | [12 empty] | 0.05 | 1.6498 | 1.6498 | 1.6498 | 1.6498 | [11 empty] | MidAmerican Energy Co | 100 | Berkshire Hathaway Inc | 100 | Regulated
Kingsley | 785_G_1 | 785 | G | 1 |  | Hydro |  | SPP_NEBR | Nebraska | 31 | Keith | 101 | 31101 | 41 | 0 | 1984 | 9999 |  |  | N | Hydro | [13 empty] | 0 | 0 | 0 | 0 | [11 empty] | Central Nebraska Public Power & Irrigation District | 100 | Central Nebraska Public Power & Irrigation District | 100 | Regulated
Shenandoah | 7850_G_1 | 7850 | G | 1 |  | Combustion Turbine | IC Engine | MIS_MIDA | Iowa | 19 | Page | 145 | 19145 | 2 | 17217 | 2000 | 9999 |  |  | N | Distillate Fuel Oil | [12 empty] | 0.05 | 1.6498 | 1.6498 | 1.6498 | 1.6498 | [11 empty] | MidAmerican Energy Co | 100 | Berkshire Hathaway Inc | 100 | Regulated
Shenandoah | 7850_G_10 | 7850 | G | 10 |  | Combustion Turbine | IC Engine | MIS_MIDA | Iowa | 19 | Page | 145 | 19145 | 2 | 17474 | 2000 | 9999 |  |  | N | Distillate Fuel Oil | [12 empty] | 0.05 | 1.6498 | 1.6498 | 1.6498 | 1.6498 | [11 empty] | MidAmerican Energy Co | 100 | Berkshire Hathaway Inc | 100 | Regulated
Shenandoah | 7850_G_2 | 7850 | G | 2 |  | Combustion Turbine | IC Engine | MIS_MIDA | Iowa | 19 | Page | 145 | 19145 | 2 | 17474 | 2000 | 9999 |  |  | N | Distillate Fuel Oil | [12 empty] | 0.05 | 1.6498 | 1.6498 | 1.6498 | 1.6498 | [11 empty] | MidAmerican Energy Co | 100 | Berkshire Hathaway Inc | 100 | Regulated
Shenandoah | 7850_G_3 | 7850 | G | 3 |  | Combustion Turbine | IC Engine | MIS_MIDA | Iowa | 19 | Page | 145 | 19145 | 2 | 17474 | 2000 | 9999 |  |  | N | Distillate Fuel Oil | [12 empty] | 0.05 | 1.6498 | 1.6498 | 1.6498 | 1.6498 | [11 empty] | MidAmerican Energy Co | 100 | Berkshire Hathaway Inc | 100 | Regulated
Shenandoah | 7850_G_4 | 7850 | G | 4 |  | Combustion Turbine | IC Engine | MIS_MIDA | Iowa | 19 | Page | 145 | 19145 | 2 | 17474 | 2000 | 9999 |  |  | N | Distillate Fuel Oil | [12 empty] | 0.05 | 1.6498 | 1.6498 | 1.6498 | 1.6498 | [11 empty] | MidAmerican Energy Co | 100 | Berkshire Hathaway Inc | 100 | Regulated
Shenandoah | 7850_G_5 | 7850 | G | 5 |  | Combustion Turbine | IC Engine | MIS_MIDA | Iowa | 19 | Page | 145 | 19145 | 2 | 17474 | 2000 | 9999 |  |  | N | Distillate Fuel Oil | [12 empty] | 0.05 | 1.6498 | 1.6498 | 1.6498 | 1.6498 | [11 empty] | MidAmerican Energy Co | 100 | Berkshire Hathaway Inc | 100 | Regulated
Shenandoah | 7850_G_6 | 7850 | G | 6 |  | Combustion Turbine | IC Engine | MIS_MIDA | Iowa | 19 | Page | 145 | 19145 | 2 | 17474 | 2000 | 9999 |  |  | N | Distillate Fuel Oil | [12 empty] | 0.05 | 1.6498 | 1.6498 | 1.6498 | 1.6498 | [11 empty] | MidAmerican Energy Co | 100 | Berkshire Hathaway Inc | 100 | Regulated
Shenandoah | 7850_G_7 | 7850 | G | 7 |  | Combustion Turbine | IC Engine | MIS_MIDA | Iowa | 19 | Page | 145 | 19145 | 2 | 17474 | 2000 | 9999 |  |  | N | Distillate Fuel Oil | [12 empty] | 0.05 | 1.6498 | 1.6498 | 1.6498 | 1.6498 | [11 empty] | MidAmerican Energy Co | 100 | Berkshire Hathaway Inc | 100 | Regulated
Shenandoah | 7850_G_8 | 7850 | G | 8 |  | Combustion Turbine | IC Engine | MIS_MIDA | Iowa | 19 | Page | 145 | 19145 | 2 | 17474 | 2000 | 9999 |  |  | N | Distillate Fuel Oil | [12 empty] | 0.05 | 1.6498 | 1.6498 | 1.6498 | 1.6498 | [11 empty] | MidAmerican Energy Co | 100 | Berkshire Hathaway Inc | 100 | Regulated
Shenandoah | 7850_G_9 | 7850 | G | 9 |  | Combustion Turbine | IC Engine | MIS_MIDA | Iowa | 19 | Page | 145 | 19145 | 2 | 17474 | 2000 | 9999 |  |  | N | Distillate Fuel Oil | [12 empty] | 0.05 | 1.6498 | 1.6498 | 1.6498 | 1.6498 | [11 empty] | MidAmerican Energy Co | 100 | Berkshire Hathaway Inc | 100 | Regulated
Waterloo Lundquist | 7851_G_1 | 7851 | G | 1 |  | Combustion Turbine | IC Engine | MIS_MIDA | Iowa | 19 | Black Hawk | 13 | 19013 | 2 | 18400 | 2000 | 9999 |  |  | N | Distillate Fuel Oil | [12 empty] | 0.05 | 1.6498 | 1.6498 | 1.6498 | 1.6498 | [11 empty] | MidAmerican Energy Co | 100 | Berkshire Hathaway Inc | 100 | Regulated
Waterloo Lundquist | 7851_G_2 | 7851 | G | 2 |  | Combustion Turbine | IC Engine | MIS_MIDA | Iowa | 19 | Black Hawk | 13 | 19013 | 2 | 18773 | 2000 | 9999 |  |  | N | Distillate Fuel Oil | [12 empty] | 0.05 | 1.6498 | 1.6498 | 1.6498 | 1.6498 | [11 empty] | MidAmerican Energy Co | 100 | Berkshire Hathaway Inc | 100 | Regulated
Waterloo Lundquist | 7851_G_3 | 7851 | G | 3 |  | Combustion Turbine | IC Engine | MIS_MIDA | Iowa | 19 | Black Hawk | 13 | 19013 | 2 | 18773 | 2000 | 9999 |  |  | N | Distillate Fuel Oil | [12 empty] | 0.05 | 1.6498 | 1.6498 | 1.6498 | 1.6498 | [11 empty] | MidAmerican Energy Co | 100 | Berkshire Hathaway Inc | 100 | Regulated
Waterloo Lundquist | 7851_G_4 | 7851 | G | 4 |  | Combustion Turbine | IC Engine | MIS_MIDA | Iowa | 19 | Black Hawk | 13 | 19013 | 2 | 18773 | 2000 | 9999 |  |  | N | Distillate Fuel Oil | [12 empty] | 0.05 | 1.6498 | 1.6498 | 1.6498 | 1.6498 | [11 empty] | MidAmerican Energy Co | 100 | Berkshire Hathaway Inc | 100 | Regulated
Waterloo Lundquist | 7851_G_5 | 7851 | G | 5 |  | Combustion Turbine | IC Engine | MIS_MIDA | Iowa | 19 | Black Hawk | 13 | 19013 | 2 | 18773 | 2000 | 9999 |  |  | N | Distillate Fuel Oil | [12 empty] | 0.05 | 1.6498 | 1.6498 | 1.6498 | 1.6498 | [11 empty] | MidAmerican Energy Co | 100 | Berkshire Hathaway Inc | 100 | Regulated
Waterloo Lundquist | 7851_G_6 | 7851 | G | 6 |  | Combustion Turbine | IC Engine | MIS_MIDA | Iowa | 19 | Black Hawk | 13 | 19013 | 2 | 18773 | 2000 | 9999 |  |  | N | Distillate Fuel Oil | [12 empty] | 0.05 | 1.6498 | 1.6498 | 1.6498 | 1.6498 | [11 empty] | MidAmerican Energy Co | 100 | Berkshire Hathaway Inc | 100 | Regulated
Waterloo Lundquist | 7851_G_7 | 7851 | G | 7 |  | Combustion Turbine | IC Engine | MIS_MIDA | Iowa | 19 | Black Hawk | 13 | 19013 | 2 | 18773 | 2000 | 9999 |  |  | N | Distillate Fuel Oil | [12 empty] | 0.05 | 1.6498 | 1.6498 | 1.6498 | 1.6498 | [11 empty] | MidAmerican Energy Co | 100 | Berkshire Hathaway Inc | 100 | Regulated
Waterloo Lundquist | 7851_G_8 | 7851 | G | 8 |  | Combustion Turbine | IC Engine | MIS_MIDA | Iowa | 19 | Black Hawk | 13 | 19013 | 2 | 18773 | 2000 | 9999 |  |  | N | Distillate Fuel Oil | [12 empty] | 0.05 | 1.6498 | 1.6498 | 1.6498 | 1.6498 | [11 empty] | MidAmerican Energy Co | 100 | Berkshire Hathaway Inc | 100 | Regulated
Waterloo Lundquist | 7851_G_9 | 7851 | G | 9 |  | Combustion Turbine | IC Engine | MIS_MIDA | Iowa | 19 | Black Hawk | 13 | 19013 | 2 | 18773 | 2000 | 9999 |  |  | N | Distillate Fuel Oil | [12 empty] | 0.05 | 1.6498 | 1.6498 | 1.6498 | 1.6498 | [11 empty] | MidAmerican Energy Co | 100 | Berkshire Hathaway Inc | 100 | Regulated
West Receiving | 7853_G_1 | 7853 | G | 1 |  | Combustion Turbine | IC Engine | MIS_MIDA | Iowa | 19 | Crawford | 47 | 19047 | 1.8 | 10745 | 1998 | 9999 |  |  | N | Distillate Fuel Oil | [12 empty] | 1.35 | 1.6498 | 1.6498 | 1.6498 | 1.6498 | [11 empty] | Denison IA (City of) | 100 | Denison IA (City of) | 100 | Regulated
Avenue A Generator Sets | 7854_G_1 | 7854 | G | 1 |  | Combustion Turbine | IC Engine | PJM_COMD | Illinois | 17 | Whiteside | 195 | 17195 | 1.8 | 10745 | 2000 | 9999 |  |  | N | Distillate Fuel Oil | [12 empty] | 1 | 0.73147 | 0.73147 | 0.73147 | 0.73147 | [11 empty] | Rock Falls Electrical Dept | 100 | Rock Falls Electrical Dept | 100 | Regulated
Avenue A Generator Sets | 7854_G_2 | 7854 | G | 2 |  | Combustion Turbine | IC Engine | PJM_COMD | Illinois | 17 | Whiteside | 195 | 17195 | 1.8 | 10745 | 2000 | 9999 |  |  | N | Distillate Fuel Oil | [12 empty] | 1 | 0.73147 | 0.73147 | 0.73147 | 0.73147 | [11 empty] | Rock Falls Electrical Dept | 100 | Rock Falls Electrical Dept | 100 | Regulated
Moorhead Wind Turbine | 7855_G_8 | 7855 | G | 8 |  | Onshore Wind |  | SPP_WAUE | Minnesota | 27 | Clay | 27 | 27027 | 0.7 | 0 | 1999 | 9999 |  |  | N | Wind | [13 empty] | 0 | 0 | 0 | 0 | [11 empty] | Moorhead MN (City of) | 100 | Moorhead MN (City of) | 100 | Regulated
Moorhead Wind Turbine | 7855_G_9 | 7855 | G | 9 |  | Onshore Wind |  | SPP_WAUE | Minnesota | 27 | Clay | 27 | 27027 | 0.7 | 0 | 2001 | 9999 |  |  | N | Wind | [13 empty] | 0 | 0 | 0 | 0 | [11 empty] | Moorhead MN (City of) | 100 | Moorhead MN (City of) | 100 | Regulated
North Generation Plant | 7856_G_1 | 7856 | G | 1 |  | Combustion Turbine | IC Engine | MIS_MIDA | Iowa | 19 | Adair | 1 | 19001 | 1.8 | 10745 | 2002 | 9999 |  |  | N | Distillate Fuel Oil | [12 empty] | 2.5 | 1.6498 | 1.6498 | 1.6498 | 1.6498 | [11 empty] | Greenfield Municipal Utilities | 100 | Greenfield Municipal Utilities | 100 | Regulated
North Generation Plant | 7856_G_2 | 7856 | G | 2 |  | Combustion Turbine | IC Engine | MIS_MIDA | Iowa | 19 | Adair | 1 | 19001 | 1.8 | 10745 | 2002 | 9999 |  |  | N | Distillate Fuel Oil | [12 empty] | 2.5 | 1.6498 | 1.6498 | 1.6498 | 1.6498 | [11 empty] | Greenfield Municipal Utilities | 100 | Greenfield Municipal Utilities | 100 | Regulated
North Generation Plant | 7856_G_3 | 7856 | G | 3 |  | Combustion Turbine | IC Engine | MIS_MIDA | Iowa | 19 | Adair | 1 | 19001 | 2.2 | 10745 | 2011 | 9999 |  |  | N | Distillate Fuel Oil | [13 empty] | 1.6498 | 1.6498 | 1.6498 | 1.6498 | [11 empty] | Greenfield Municipal Utilities | 100 | Greenfield Municipal Utilities | 100 | Regulated
North Generation Plant | 7856_G_4 | 7856 | G | 4 |  | Combustion Turbine | IC Engine | MIS_MIDA | Iowa | 19 | Adair | 1 | 19001 | 2.2 | 10745 | 2011 | 9999 |  |  | N | Distillate Fuel Oil | [13 empty] | 1.6498 | 1.6498 | 1.6498 | 1.6498 | [11 empty] | Greenfield Municipal Utilities | 100 | Greenfield Municipal Utilities | 100 | Regulated
Gilliam South | 7857_G_1 | 7857 | G | 1 |  | Combustion Turbine | IC Engine | MIS_MIDA | Iowa | 19 | Adair | 1 | 19001 | 1.7 | 25000 | 2001 | 9999 |  |  | N | Distillate Fuel Oil | [12 empty] | 2.5 | 1.6498 | 1.6498 | 1.6498 | 1.6498 | [11 empty] | Stuart Municipal Utility | 100 | Stuart Municipal Utility | 100 | Regulated
Gilliam South | 7857_G_7 | 7857 | G | 7 |  | Combustion Turbine | IC Engine | MIS_MIDA | Iowa | 19 | Adair | 1 | 19001 | 2.3 | 25000 | 2012 | 9999 |  |  | N | Distillate Fuel Oil | [13 empty] | 1.6498 | 1.6498 | 1.6498 | 1.6498 | [11 empty] | Stuart Municipal Utility | 100 | Stuart Municipal Utility | 100 | Regulated
Shelbina Power #3 | 7860_G_G7 | 7860 | G | G7 |  | Combustion Turbine | IC Engine | S_D_AECI | Missouri | 29 | Shelby | 205 | 29205 | 1.8 | 12164 | 2002 | 9999 |  |  | N | Distillate Fuel Oil | [12 empty] | 2.3 | 0.01158 | 0.01158 | 0.01158 | 0.01158 | [11 empty] | Shelbina MO (City of) | 100 | Shelbina MO (City of) | 100 | Regulated
Shelbina Power #3 | 7860_G_G8 | 7860 | G | G8 |  | Combustion Turbine | IC Engine | S_D_AECI | Missouri | 29 | Shelby | 205 | 29205 | 1.8 | 12836 | 2002 | 9999 |  |  | N | Distillate Fuel Oil | [12 empty] | 2.3 | 0.0111 | 0.0111 | 0.0111 | 0.0111 | [11 empty] | Shelbina MO (City of) | 100 | Shelbina MO (City of) | 100 | Regulated
Elk Mound | 7863_G_1 | 7863 | G | 1 | 3327 | Combustion Turbine |  | MIS_MNWI | Wisconsin | 55 | Chippewa | 17 | 55017 | 30.7 | 13841 | 2001 | 9999 |  |  | N | Natural Gas, Distillate Fuel Oil |  |  |  | DLNB + H2O | [9 empty] | 0.05506 | 0.05506 | 0.05506 | 0.05506 | [11 empty] | Dairyland Power Coop | 100 | Dairyland Power Coop | 100 | Regulated
Elk Mound | 7863_G_2 | 7863 | G | 2 | 3328 | Combustion Turbine |  | MIS_MNWI | Wisconsin | 55 | Chippewa | 17 | 55017 | 33.9 | 13866 | 2001 | 9999 |  |  | N | Natural Gas, Distillate Fuel Oil |  |  |  | DLNB + H2O | [9 empty] | 0.05182 | 0.05182 | 0.05182 | 0.05182 | [11 empty] | Dairyland Power Coop | 100 | Dairyland Power Coop | 100 | Regulated
Earlville | 7865_G_1 | 7865 | G | 1 |  | Combustion Turbine | IC Engine | MIS_IA | Iowa | 19 | Delaware | 55 | 19055 | 1.8 | 10745 | 2001 | 9999 |  |  | N | Distillate Fuel Oil | [12 empty] | 2.5 | 1.6498 | 1.6498 | 1.6498 | 1.6498 | [11 empty] | Earlville IA (City of) | 100 | Earlville IA (City of) | 100 | Regulated
Snoqualmie 2 | 7867_G_6A | 7867 | G | 6A |  | Hydro |  | WECC_PNW | Washington | 53 | King | 33 | 53033 | 12.6 | 0 | 2013 | 9999 |  |  | N | Hydro | [13 empty] | 0 | 0 | 0 | 0 | [11 empty] | Puget Sound Energy Inc | 100 | Puget Energy Inc | 100 | Regulated
Snoqualmie 2 | 7867_G_7 | 7867 | G | 7 |  | Hydro |  | WECC_PNW | Washington | 53 | King | 33 | 53033 | 21 | 0 | 1957 | 9999 |  |  | N | Hydro | [13 empty] | 0 | 0 | 0 | 0 | [11 empty] | Puget Sound Energy Inc | 100 | Puget Energy Inc | 100 | Regulated
Glenwood Landing | 7869_G_GT1 | 7869 | G | GT1 | 3335 | Combustion Turbine |  | NY_Z_K | New York | 36 | Nassau | 59 | 36059 | 12.6 | 10745 | 1967 | 9999 |  |  | N | Distillate Fuel Oil | [13 empty] | 0.16278 | 0.16278 | 0.16278 | 0.16278 | [11 empty] | National Grid Glenwood Energy Center LLC | 100 | National Grid Plc | 100 | Regulated
Glenwood Landing | 7869_G_GT4 | 7869 | G | GT4 | 10031 | Combustion Turbine |  | NY_Z_K | New York | 36 | Nassau | 59 | 36059 | 42.6 | 10745 | 2002 | 9999 |  |  | N | Natural Gas, Distillate Fuel Oil |  |  |  | H2O | SCR | [8 empty] | 0.01481 | 0.01334 | 0.01481 | 0.01334 | [11 empty] | National Grid Glenwood Energy Center LLC | 100 | National Grid Plc | 100 | Regulated
Glenwood Landing | 7869_G_GT5 | 7869 | G | GT5 | 10032 | Combustion Turbine |  | NY_Z_K | New York | 36 | Nassau | 59 | 36059 | 42.5 | 10745 | 2002 | 9999 |  |  | N | Natural Gas, Distillate Fuel Oil |  |  |  | H2O | SCR | [8 empty] | 0.01449 | 0.01289 | 0.01449 | 0.01289 | [11 empty] | National Grid Glenwood Energy Center LLC | 100 | National Grid Plc | 100 | Regulated
Encogen | 7870_G_CTG1 | 7870 | G | CTG1 | 89576 | Combined Cycle |  | WECC_PNW | Washington | 53 | Whatcom | 73 | 53073 | 34.5 | 9214 | 1993 | 9999 |  |  | N | Natural Gas, Distillate Fuel Oil |  |  |  | STM | SCR | [8 empty] | 0.02529 | 0.02529 | 0.02529 | 0.02529 | [11 empty] | Puget Sound Energy Inc | 100 | Puget Energy Inc | 100 | Regulated
Encogen | 7870_G_CTG2 | 7870 | G | CTG2 | 89577 | Combined Cycle |  | WECC_PNW | Washington | 53 | Whatcom | 73 | 53073 | 34.5 | 9214 | 1993 | 9999 |  |  | N | Natural Gas, Distillate Fuel Oil |  |  |  | STM | SCR | [8 empty] | 0.02529 | 0.02529 | 0.02529 | 0.02529 | [11 empty] | Puget Sound Energy Inc | 100 | Puget Energy Inc | 100 | Regulated
Encogen | 7870_G_CTG3 | 7870 | G | CTG3 | 89578 | Combined Cycle |  | WECC_PNW | Washington | 53 | Whatcom | 73 | 53073 | 34.5 | 9214 | 1993 | 9999 |  |  | N | Natural Gas, Distillate Fuel Oil |  |  |  | STM | SCR | [8 empty] | 0.02529 | 0.02529 | 0.02529 | 0.02529 | [11 empty] | Puget Sound Energy Inc | 100 | Puget Energy Inc | 100 | Regulated
Encogen | 7870_G_STG | 7870 | G | STG | 89576 | Combined Cycle |  | WECC_PNW | Washington | 53 | Whatcom | 73 | 53073 | 55.9 | 9214 | 1993 | 9999 |  |  | N | Natural Gas, Distillate Fuel Oil |  |  |  | STM | SCR | [8 empty] | 0.02529 | 0.02529 | 0.02529 | 0.02529 | [11 empty] | Puget Sound Energy Inc | 100 | Puget Energy Inc | 100 | Regulated
Robert P Mone Plant | 7872_G_1 | 7872 | G | 1 | 3336 | Combustion Turbine |  | PJM_West | Ohio | 39 | Van Wert | 161 | 39161 | 145 | 10745 | 2002 | 9999 |  |  | N | Natural Gas, Distillate Fuel Oil |  |  |  | DLNB + H2O | [8 empty] | 0.05 | 0.08822 | 0.08822 | 0.08822 | 0.08822 | [11 empty] | National Power Coop Inc | 100 | National Power Coop Inc | 100 | Regulated
Robert P Mone Plant | 7872_G_2 | 7872 | G | 2 | 3337 | Combustion Turbine |  | PJM_West | Ohio | 39 | Van Wert | 161 | 39161 | 145 | 10745 | 2002 | 9999 |  |  | N | Natural Gas, Distillate Fuel Oil |  |  |  | DLNB + H2O | [8 empty] | 0.05 | 0.0873 | 0.0873 | 0.0873 | 0.0873 | [11 empty] | National Power Coop Inc | 100 | National Power Coop Inc | 100 | Regulated
Robert P Mone Plant | 7872_G_3 | 7872 | G | 3 | 3338 | Combustion Turbine |  | PJM_West | Ohio | 39 | Van Wert | 161 | 39161 | 145 | 10745 | 2002 | 9999 |  |  | N | Natural Gas, Distillate Fuel Oil |  |  |  | DLNB + H2O | [8 empty] | 0.05 | 0.11076 | 0.11076 | 0.11076 | 0.11076 | [11 empty] | National Power Coop Inc | 100 | National Power Coop Inc | 100 | Regulated
H L Culbreath Bayside Power Station | 7873_G_1A | 7873 | G | 1A | 3339 | Combined Cycle |  | FRCC | Florida | 12 | Hillsborough | 57 | 12057 | 168 | 7524 | 2003 | 9999 |  |  | N | Natural Gas |  |  |  | DLNB | SCR | [8 empty] | 0.01303 | 0.01303 | 0.01303 | 0.01303 | [11 empty] | Tampa Electric Co | 100 | TECO Energy Inc | 100 | Regulated
H L Culbreath Bayside Power Station | 7873_G_1B | 7873 | G | 1B | 3340 | Combined Cycle |  | FRCC | Florida | 12 | Hillsborough | 57 | 12057 | 168 | 7524 | 2003 | 9999 |  |  | N | Natural Gas |  |  |  | DLNB | SCR | [8 empty] | 0.01303 | 0.01303 | 0.01303 | 0.01303 | [11 empty] | Tampa Electric Co | 100 | TECO Energy Inc | 100 | Regulated
H L Culbreath Bayside Power Station | 7873_G_1C | 7873 | G | 1C | 3341 | Combined Cycle |  | FRCC | Florida | 12 | Hillsborough | 57 | 12057 | 168 | 7524 | 2003 | 9999 |  |  | N | Natural Gas |  |  |  | DLNB | SCR | [8 empty] | 0.01303 | 0.01303 | 0.01303 | 0.01303 | [11 empty] | Tampa Electric Co | 100 | TECO Energy Inc | 100 | Regulated
H L Culbreath Bayside Power Station | 7873_G_1ST | 7873 | G | 1ST | 3339 | Combined Cycle |  | FRCC | Florida | 12 | Hillsborough | 57 | 12057 | 245 | 7524 | 1965 | 9999 |  |  | N | Natural Gas |  |  |  | DLNB | SCR | [8 empty] | 0.01303 | 0.01303 | 0.01303 | 0.01303 | [11 empty] | Tampa Electric Co | 100 | TECO Energy Inc | 100 | Regulated
H L Culbreath Bayside Power Station | 7873_G_2A | 7873 | G | 2A | 3342 | Combined Cycle |  | FRCC | Florida | 12 | Hillsborough | 57 | 12057 | 170 | 7524 | 2004 | 9999 |  |  | N | Natural Gas |  |  |  | DLNB | SCR | [8 empty] | 0.01258 | 0.01258 | 0.01258 | 0.01258 | [11 empty] | Tampa Electric Co | 100 | TECO Energy Inc | 100 | Regulated
H L Culbreath Bayside Power Station | 7873_G_2B | 7873 | G | 2B | 3343 | Combined Cycle |  | FRCC | Florida | 12 | Hillsborough | 57 | 12057 | 170 | 7524 | 2004 | 9999 |  |  | N | Natural Gas |  |  |  | DLNB | SCR | [8 empty] | 0.01258 | 0.01258 | 0.01258 | 0.01258 | [11 empty] | Tampa Electric Co | 100 | TECO Energy Inc | 100 | Regulated
H L Culbreath Bayside Power Station | 7873_G_2C | 7873 | G | 2C | 3344 | Combined Cycle |  | FRCC | Florida | 12 | Hillsborough | 57 | 12057 | 170 | 7524 | 2004 | 9999 |  |  | N | Natural Gas |  |  |  | DLNB | SCR | [8 empty] | 0.01258 | 0.01258 | 0.01258 | 0.01258 | [11 empty] | Tampa Electric Co | 100 | TECO Energy Inc | 100 | Regulated
H L Culbreath Bayside Power Station | 7873_G_2D | 7873 | G | 2D | 3345 | Combined Cycle |  | FRCC | Florida | 12 | Hillsborough | 57 | 12057 | 170 | 7524 | 2004 | 9999 |  |  | N | Natural Gas |  |  |  | DLNB | SCR | [8 empty] | 0.01258 | 0.01258 | 0.01258 | 0.01258 | [11 empty] | Tampa Electric Co | 100 | TECO Energy Inc | 100 | Regulated
H L Culbreath Bayside Power Station | 7873_G_2ST | 7873 | G | 2ST | 3342 | Combined Cycle |  | FRCC | Florida | 12 | Hillsborough | 57 | 12057 | 319 | 7524 | 1967 | 9999 |  |  | N | Natural Gas |  |  |  | DLNB | SCR | [8 empty] | 0.01258 | 0.01258 | 0.01258 | 0.01258 | [11 empty] | Tampa Electric Co | 100 | TECO Energy Inc | 100 | Regulated
H L Culbreath Bayside Power Station | 7873_G_3 | 7873 | G | 3 | 90399 | Combustion Turbine |  | FRCC | Florida | 12 | Hillsborough | 57 | 12057 | 56 | 11482 | 2009 | 9999 |  |  | N | Natural Gas |  |  |  | H2O | [9 empty] | 0.08728 | 0.08728 | 0.08728 | 0.08728 | [11 empty] | Tampa Electric Co | 100 | TECO Energy Inc | 100 | Regulated
H L Culbreath Bayside Power Station | 7873_G_4 | 7873 | G | 4 | 90401 | Combustion Turbine |  | FRCC | Florida | 12 | Hillsborough | 57 | 12057 | 56 | 11482 | 2009 | 9999 |  |  | N | Natural Gas |  |  |  | H2O | [9 empty] | 0.08739 | 0.08739 | 0.08739 | 0.08739 | [11 empty] | Tampa Electric Co | 100 | TECO Energy Inc | 100 | Regulated
H L Culbreath Bayside Power Station | 7873_G_5 | 7873 | G | 5 | 90403 | Combustion Turbine |  | FRCC | Florida | 12 | Hillsborough | 57 | 12057 | 56 | 11482 | 2009 | 9999 |  |  | N | Natural Gas |  |  |  | H2O | [9 empty] | 0.08467 | 0.08467 | 0.08467 | 0.08467 | [11 empty] | Tampa Electric Co | 100 | TECO Energy Inc | 100 | Regulated
H L Culbreath Bayside Power Station | 7873_G_6 | 7873 | G | 6 | 90405 | Combustion Turbine |  | FRCC | Florida | 12 | Hillsborough | 57 | 12057 | 56 | 11482 | 2009 | 9999 |  |  | N | Natural Gas |  |  |  | H2O | [9 empty] | 0.08538 | 0.08538 | 0.08538 | 0.08538 | [11 empty] | Tampa Electric Co | 100 | TECO Energy Inc | 100 | Regulated
Edgerton | 7874_G_1 | 7874 | G | 1 |  | Combustion Turbine | IC Engine | PJM_West | Ohio | 39 | Williams | 171 | 39171 | 1.8 | 10745 | 2000 | 9999 |  |  | N | Distillate Fuel Oil | [12 empty] | 0.5 | 0.01177 | 0.01177 | 0.01177 | 0.01177 | [11 empty] | Ohio Municipal Electric Agency Joint Venture 2 | 100 | Hamilton Dept of Public Utilities | 100 | Regulated
Edgerton | 7874_G_2 | 7874 | G | 2 |  | Combustion Turbine | IC Engine | PJM_West | Ohio | 39 | Williams | 171 | 39171 | 1.8 | 10745 | 2000 | 9999 |  |  | N | Distillate Fuel Oil | [12 empty] | 0.5 | 0.00693 | 0.00693 | 0.00693 | 0.00693 | [11 empty] | Ohio Municipal Electric Agency Joint Venture 2 | 100 | Hamilton Dept of Public Utilities | 100 | Regulated
Wellington | 7878_G_1 | 7878 | G | 1 |  | Combustion Turbine | IC Engine | PJM_ATSI | Ohio | 39 | Lorain | 93 | 39093 | 1 | 11228 | 1998 | 9999 |  |  | N | Distillate Fuel Oil | [12 empty] | 0.5 | 1.1217 | 1.1217 | 1.1217 | 1.1217 | [11 empty] | American Municipal Power Inc | 100 | American Municipal Power Inc | 100 | Regulated
East Barnet | 788_G_1 | 788 | G | 1 |  | Hydro |  | NENGREST | Vermont | 50 | Caledonia | 5 | 50005 | 1.9 | 0 | 1984 | 9999 |  |  | N | Hydro | [13 empty] | 0 | 0 | 0 | 0 | [11 empty] | Green Mountain Power Corp | 100 | Gaz Métropolitain & Co LP | 100 | Regulated
Powell Valley | 7883_G_1 | 7883 | G | 1 |  | Combustion Turbine | IC Engine | S_C_TVA | Tennessee | 47 | Hancock | 67 | 47067 | 1.8 | 11102 | 2000 | 9999 |  |  | N | Distillate Fuel Oil | [12 empty] | 5 | 1.6498 | 1.6498 | 1.6498 | 1.6498 | [11 empty] | Powell Valley Electric Coop | 100 | Powell Valley Electric Coop | 100 | Regulated
Powell Valley | 7883_G_10 | 7883 | G | 10 |  | Combustion Turbine | IC Engine | S_C_TVA | Tennessee | 47 | Hancock | 67 | 47067 | 1.8 | 10745 | 2000 | 9999 |  |  | N | Distillate Fuel Oil | [12 empty] | 5 | 1.6498 | 1.6498 | 1.6498 | 1.6498 | [11 empty] | Powell Valley Electric Coop | 100 | Powell Valley Electric Coop | 100 | Regulated
Powell Valley | 7883_G_11 | 7883 | G | 11 |  | Combustion Turbine | IC Engine | S_C_TVA | Tennessee | 47 | Hancock | 67 | 47067 | 1.8 | 10745 | 2000 | 9999 |  |  | N | Distillate Fuel Oil | [12 empty] | 5 | 1.6498 | 1.6498 | 1.6498 | 1.6498 | [11 empty] | Powell Valley Electric Coop | 100 | Powell Valley Electric Coop | 100 | Regulated
Powell Valley | 7883_G_2 | 7883 | G | 2 |  | Combustion Turbine | IC Engine | S_C_TVA | Tennessee | 47 | Hancock | 67 | 47067 | 1.8 | 10745 | 2000 | 9999 |  |  | N | Distillate Fuel Oil | [12 empty] | 5 | 1.6498 | 1.6498 | 1.6498 | 1.6498 | [11 empty] | Powell Valley Electric Coop | 100 | Powell Valley Electric Coop | 100 | Regulated
Powell Valley | 7883_G_3 | 7883 | G | 3 |  | Combustion Turbine | IC Engine | S_C_TVA | Tennessee | 47 | Hancock | 67 | 47067 | 1.8 | 10745 | 2000 | 9999 |  |  | N | Distillate Fuel Oil | [12 empty] | 5 | 1.6498 | 1.6498 | 1.6498 | 1.6498 | [11 empty] | Powell Valley Electric Coop | 100 | Powell Valley Electric Coop | 100 | Regulated
Powell Valley | 7883_G_4 | 7883 | G | 4 |  | Combustion Turbine | IC Engine | S_C_TVA | Tennessee | 47 | Hancock | 67 | 47067 | 1.8 | 10745 | 2000 | 9999 |  |  | N | Distillate Fuel Oil | [12 empty] | 5 | 1.6498 | 1.6498 | 1.6498 | 1.6498 | [11 empty] | Powell Valley Electric Coop | 100 | Powell Valley Electric Coop | 100 | Regulated
Powell Valley | 7883_G_5 | 7883 | G | 5 |  | Combustion Turbine | IC Engine | S_C_TVA | Tennessee | 47 | Hancock | 67 | 47067 | 1.8 | 10745 | 2000 | 9999 |  |  | N | Distillate Fuel Oil | [12 empty] | 5 | 1.6498 | 1.6498 | 1.6498 | 1.6498 | [11 empty] | Powell Valley Electric Coop | 100 | Powell Valley Electric Coop | 100 | Regulated
Powell Valley | 7883_G_6 | 7883 | G | 6 |  | Combustion Turbine | IC Engine | S_C_TVA | Tennessee | 47 | Hancock | 67 | 47067 | 1.8 | 10745 | 2000 | 9999 |  |  | N | Distillate Fuel Oil | [12 empty] | 5 | 1.6498 | 1.6498 | 1.6498 | 1.6498 | [11 empty] | Powell Valley Electric Coop | 100 | Powell Valley Electric Coop | 100 | Regulated
Powell Valley | 7883_G_7 | 7883 | G | 7 |  | Combustion Turbine | IC Engine | S_C_TVA | Tennessee | 47 | Hancock | 67 | 47067 | 1.8 | 10745 | 2000 | 9999 |  |  | N | Distillate Fuel Oil | [12 empty] | 5 | 1.6498 | 1.6498 | 1.6498 | 1.6498 | [11 empty] | Powell Valley Electric Coop | 100 | Powell Valley Electric Coop | 100 | Regulated
Powell Valley | 7883_G_8 | 7883 | G | 8 |  | Combustion Turbine | IC Engine | S_C_TVA | Tennessee | 47 | Hancock | 67 | 47067 | 1.8 | 10745 | 2000 | 9999 |  |  | N | Distillate Fuel Oil | [12 empty] | 5 | 1.6498 | 1.6498 | 1.6498 | 1.6498 | [11 empty] | Powell Valley Electric Coop | 100 | Powell Valley Electric Coop | 100 | Regulated
Powell Valley | 7883_G_9 | 7883 | G | 9 |  | Combustion Turbine | IC Engine | S_C_TVA | Tennessee | 47 | Hancock | 67 | 47067 | 1.8 | 10745 | 2000 | 9999 |  |  | N | Distillate Fuel Oil | [12 empty] | 5 | 1.6498 | 1.6498 | 1.6498 | 1.6498 | [11 empty] | Powell Valley Electric Coop | 100 | Powell Valley Electric Coop | 100 | Regulated
Dakota Magic | 7884_G_1 | 7884 | G | 1 |  | Combustion Turbine | IC Engine | MIS_MAPP | North Dakota | 38 | Richland | 77 | 38077 | 1.5 | 13469 | 2000 | 9999 |  |  | N | Distillate Fuel Oil | [12 empty] | 3 | 1.6498 | 1.6498 | 1.6498 | 1.6498 | [11 empty] | Otter Tail Power Co | 100 | Otter Tail Corp | 100 | Non-regulated
Wind Turbine | 7886_G_1 | 7886 | G | 1 |  | Onshore Wind |  | MIS_WUMS | Wisconsin | 55 | Kewaunee | 61 | 55061 | 0.7 | 0 | 1999 | 9999 |  |  | N | Wind | [13 empty] | 0 | 0 | 0 | 0 | [11 empty] | Madison Gas & Electric Co | 100 | MGE Energy Inc | 100 | Regulated
Terry Bundy Generating Station | 7887_G_1 | 7887 | G | 1 | 8370 | Combined Cycle |  | SPP_NEBR | Nebraska | 31 | Lancaster | 109 | 31109 | 27.3 | 8660 | 2004 | 9999 |  |  | N | Natural Gas, Distillate Fuel Oil |  |  |  | H2O | SCR | [8 empty] | 0.07288 | 0.07288 | 0.07288 | 0.07288 | [11 empty] | Lincoln Electric System | 100 | Lincoln Electric System | 100 | Regulated
Terry Bundy Generating Station | 7887_G_2 | 7887 | G | 2 | 8370 | Combined Cycle |  | SPP_NEBR | Nebraska | 31 | Lancaster | 109 | 31109 | 46 | 8660 | 2003 | 9999 |  |  | N | Natural Gas, Distillate Fuel Oil |  |  |  | H2O + NH3 | SCR | [8 empty] | 0.07288 | 0.07288 | 0.07288 | 0.07288 | [11 empty] | Lincoln Electric System | 100 | Lincoln Electric System | 100 | Regulated
Terry Bundy Generating Station | 7887_G_3 | 7887 | G | 3 | 8372 | Combined Cycle |  | SPP_NEBR | Nebraska | 31 | Lancaster | 109 | 31109 | 45.2 | 8660 | 2004 | 9999 |  |  | N | Natural Gas, Distillate Fuel Oil |  |  |  | H2O + NH3 | SCR | [8 empty] | 0.07288 | 0.07288 | 0.07288 | 0.07288 | [11 empty] | Lincoln Electric System | 100 | Lincoln Electric System | 100 | Regulated
Terry Bundy Generating Station | 7887_G_4 | 7887 | G | 4 | 8374 | Combustion Turbine |  | SPP_NEBR | Nebraska | 31 | Lancaster | 109 | 31109 | 45.4 | 11020 | 2003 | 9999 |  |  | N | Natural Gas, Distillate Fuel Oil |  |  |  | H2O + NH3 | SCR | [8 empty] | 0.02945 | 0.02945 | 0.02945 | 0.02945 | [11 empty] | Lincoln Electric System | 100 | Lincoln Electric System | 100 | Regulated
Terry Bundy Generating Station | 7887_G_BSU | 7887 | G | BSU |  | Combustion Turbine | IC Engine | SPP_NEBR | Nebraska | 31 | Lancaster | 109 | 31109 | 1.6 | 10745 | 2004 | 9999 |  |  | N | Distillate Fuel Oil | [12 empty] | 2.5 | 1.6498 | 1.6498 | 1.6498 | 1.6498 | [11 empty] | Lincoln Electric System | 100 | Lincoln Electric System | 100 | Regulated
Terry Bundy Generating Station | 7887_G_LFG1 | 7887 | G | LFG1 |  | Landfill Gas |  | SPP_NEBR | Nebraska | 31 | Lancaster | 109 | 31109 | 1.6 | 13500 | 2014 | 9999 |  |  | N | Landfill Gas | [13 empty] | 0.22117 | 0.22117 | 0.22117 | 0.22117 | [11 empty] | Lincoln Electric System | 100 | Lincoln Electric System | 100 | Regulated
Terry Bundy Generating Station | 7887_G_LFG2 | 7887 | G | LFG2 |  | Landfill Gas |  | SPP_NEBR | Nebraska | 31 | Lancaster | 109 | 31109 | 1.6 | 13500 | 2014 | 9999 |  |  | N | Landfill Gas | [13 empty] | 0.22117 | 0.22117 | 0.22117 | 0.22117 | [11 empty] | Lincoln Electric System | 100 | Lincoln Electric System | 100 | Regulated
Terry Bundy Generating Station | 7887_G_LFG3 | 7887 | G | LFG3 |  | Landfill Gas |  | SPP_NEBR | Nebraska | 31 | Lancaster | 109 | 31109 | 1.6 | 13500 | 2014 | 9999 |  |  | N | Landfill Gas | [13 empty] | 0.22117 | 0.22117 | 0.22117 | 0.22117 | [11 empty] | Lincoln Electric System | 100 | Lincoln Electric System | 100 | Regulated
E B Harris Electric Generating Plant | 7897_G_CT1A | 7897 | G | CT1A | 3355 | Combined Cycle |  | S_SOU | Alabama | 1 | Autauga | 1 | 01001 | 182.6 | 7138 | 2003 | 9999 |  |  | N | Natural Gas |  |  |  | DLNB | SCR | 2003 | [6 empty] | 0.001 | 0.01023 | 0.01023 | 0.01023 | 0.01023 | [11 empty] | Southern Power Co | 100 | Southern Co | 100 | Non-regulated
E B Harris Electric Generating Plant | 7897_G_CT1B | 7897 | G | CT1B | 3356 | Combined Cycle |  | S_SOU | Alabama | 1 | Autauga | 1 | 01001 | 182.6 | 7138 | 2003 | 9999 |  |  | N | Natural Gas |  |  |  | DLNB | SCR | 2003 | [6 empty] | 0.001 | 0.01023 | 0.01023 | 0.01023 | 0.01023 | [11 empty] | Southern Power Co | 100 | Southern Co | 100 | Non-regulated
E B Harris Electric Generating Plant | 7897_G_CT2A | 7897 | G | CT2A | 3357 | Combined Cycle |  | S_SOU | Alabama | 1 | Autauga | 1 | 01001 | 178.3 | 7138 | 2003 | 9999 |  |  | N | Natural Gas |  |  |  | DLNB | SCR | 2003 | [6 empty] | 0.001 | 0.00995 | 0.00995 | 0.00995 | 0.00995 | [11 empty] | Southern Power Co | 100 | Southern Co | 100 | Non-regulated
E B Harris Electric Generating Plant | 7897_G_CT2B | 7897 | G | CT2B | 3358 | Combined Cycle |  | S_SOU | Alabama | 1 | Autauga | 1 | 01001 | 178.3 | 7138 | 2003 | 9999 |  |  | N | Natural Gas |  |  |  | DLNB | SCR | 2003 | [6 empty] | 0.001 | 0.00995 | 0.00995 | 0.00995 | 0.00995 | [11 empty] | Southern Power Co | 100 | Southern Co | 100 | Non-regulated
E B Harris Electric Generating Plant | 7897_G_ST1 | 7897 | G | ST1 | 3355 | Combined Cycle |  | S_SOU | Alabama | 1 | Autauga | 1 | 01001 | 293 | 7138 | 2003 | 9999 |  |  | N | Natural Gas |  |  |  | DLNB | SCR | 2003 | [6 empty] | 0.001 | 0.01023 | 0.01023 | 0.01023 | 0.01023 | [11 empty] | Southern Power Co | 100 | Southern Co | 100 | Non-regulated
E B Harris Electric Generating Plant | 7897_G_ST2 | 7897 | G | ST2 | 3357 | Combined Cycle |  | S_SOU | Alabama | 1 | Autauga | 1 | 01001 | 300 | 7138 | 2003 | 9999 |  |  | N | Natural Gas |  |  |  | DLNB | SCR | 2003 | [6 empty] | 0.001 | 0.00995 | 0.00995 | 0.00995 | 0.00995 | [11 empty] | Southern Power Co | 100 | Southern Co | 100 | Non-regulated
Gem State | 790_G_1 | 790 | G | 1 |  | Hydro |  | WECC_ID | Idaho | 16 | Bonneville | 19 | 16019 | 23.4 | 0 | 1988 | 9999 |  |  | N | Hydro | [13 empty] | 0 | 0 | 0 | 0 | [11 empty] | Idaho Falls ID (City of) | 100 | Idaho Falls ID (City of) | 100 | Regulated
Sand Hill | 7900_G_5A | 7900 | G | 5A | 10015 | Combined Cycle |  | ERC_REST | Texas | 48 | Travis | 453 | 48453 | 161 | 7929 | 2004 | 9999 |  |  | N | Natural Gas |  |  |  | LNB | SCR | [8 empty] | 0.01243 | 0.01243 | 0.01243 | 0.01243 | [11 empty] | Austin Energy | 100 | Austin Energy | 100 | Regulated
Sand Hill | 7900_G_5C | 7900 | G | 5C | 10015 | Combined Cycle |  | ERC_REST | Texas | 48 | Travis | 453 | 48453 | 151 | 7929 | 2004 | 9999 |  |  | N | Natural Gas |  |  |  | LNB | SCR | [8 empty] | 0.01243 | 0.01243 | 0.01243 | 0.01243 | [11 empty] | Austin Energy | 100 | Austin Energy | 100 | Regulated
Sand Hill | 7900_G_SH1 | 7900 | G | SH1 | 1149 | Combustion Turbine |  | ERC_REST | Texas | 48 | Travis | 453 | 48453 | 47.3 | 10745 | 2001 | 9999 |  |  | N | Natural Gas |  |  |  | H2O | SCR | [7 empty] | 3 | 0.01459 | 0.01405 | 0.01459 | 0.01405 | [11 empty] | Austin Energy | 100 | Austin Energy | 100 | Regulated
Sand Hill | 7900_G_SH2 | 7900 | G | SH2 | 1150 | Combustion Turbine |  | ERC_REST | Texas | 48 | Travis | 453 | 48453 | 47.3 | 10745 | 2001 | 9999 |  |  | N | Natural Gas |  |  |  | H2O | SCR | [7 empty] | 3 | 0.01492 | 0.01471 | 0.01492 | 0.01471 | [11 empty] | Austin Energy | 100 | Austin Energy | 100 | Regulated
Sand Hill | 7900_G_SH3 | 7900 | G | SH3 | 1151 | Combustion Turbine |  | ERC_REST | Texas | 48 | Travis | 453 | 48453 | 47.3 | 10745 | 2001 | 9999 |  |  | N | Natural Gas |  |  |  | H2O | SCR | [7 empty] | 3 | 0.01496 | 0.01445 | 0.01496 | 0.01445 | [11 empty] | Austin Energy | 100 | Austin Energy | 100 | Regulated
Sand Hill | 7900_G_SH4 | 7900 | G | SH4 | 1152 | Combustion Turbine |  | ERC_REST | Texas | 48 | Travis | 453 | 48453 | 47.3 | 10745 | 2001 | 9999 |  |  | N | Natural Gas |  |  |  | H2O | SCR | [7 empty] | 3 | 0.01658 | 0.01495 | 0.01658 | 0.01495 | [11 empty] | Austin Energy | 100 | Austin Energy | 100 | Regulated
Sand Hill | 7900_G_SH6 | 7900 | G | SH6 | 90519 | Combustion Turbine |  | ERC_REST | Texas | 48 | Travis | 453 | 48453 | 47.3 | 10745 | 2010 | 9999 |  |  | N | Natural Gas |  |  |  | H2O | SCR | [8 empty] | 0.01848 | 0.01669 | 0.01848 | 0.01669 | [11 empty] | Austin Energy | 100 | Austin Energy | 100 | Regulated
Sand Hill | 7900_G_SH7 | 7900 | G | SH7 | 90520 | Combustion Turbine |  | ERC_REST | Texas | 48 | Travis | 453 | 48453 | 47.3 | 10745 | 2010 | 9999 |  |  | N | Natural Gas |  |  |  | H2O | SCR | [8 empty] | 0.02032 | 0.01686 | 0.02032 | 0.01686 | [11 empty] | Austin Energy | 100 | Austin Energy | 100 | Regulated
McCartney | 7903_G_MGS1 | 7903 | G | MGS1 | 3361 | Combustion Turbine |  | SPP_N | Missouri | 29 | Greene | 77 | 29077 | 50 | 12017 | 2002 | 9999 |  |  | N | Natural Gas |  |  |  | H2O | [8 empty] | 2.3 | 0.11458 | 0.11458 | 0.11458 | 0.11458 | [11 empty] | Springfield MO (City of) | 100 | Springfield MO (City of) | 100 | Regulated
McCartney | 7903_G_MSG2 | 7903 | G | MSG2 | 3363 | Combustion Turbine |  | SPP_N | Missouri | 29 | Greene | 77 | 29077 | 50 | 12017 | 2002 | 9999 |  |  | N | Natural Gas |  |  |  | H2O | [8 empty] | 2.3 | 0.11109 | 0.11109 | 0.11109 | 0.11109 | [11 empty] | Springfield MO (City of) | 100 | Springfield MO (City of) | 100 | Regulated
Pine Flat | 7907_G_1 | 7907 | G | 1 |  | Hydro |  | WEC_CALN | California | 6 | Fresno | 19 | 06019 | 55 | 0 | 1984 | 9999 |  |  | N | Hydro | [13 empty] | 0 | 0 | 0 | 0 | [11 empty] | Kings River Conservation District | 100 | Kings River Conservation District | 100 | Regulated
Pine Flat | 7907_G_2 | 7907 | G | 2 |  | Hydro |  | WEC_CALN | California | 6 | Fresno | 19 | 06019 | 55 | 0 | 1984 | 9999 |  |  | N | Hydro | [13 empty] | 0 | 0 | 0 | 0 | [11 empty] | Kings River Conservation District | 100 | Kings River Conservation District | 100 | Regulated
Pine Flat | 7907_G_3 | 7907 | G | 3 |  | Hydro |  | WEC_CALN | California | 6 | Fresno | 19 | 06019 | 55 | 0 | 1984 | 9999 |  |  | N | Hydro | [13 empty] | 0 | 0 | 0 | 0 | [11 empty] | Kings River Conservation District | 100 | Kings River Conservation District | 100 | Regulated
Vernon Boulevard | 7909_G_VG02 | 7909 | G | VG02 | 8380 | Combustion Turbine |  | NY_Z_J | New York | 36 | Queens | 81 | 36081 | 40 | 11752 | 2001 | 9999 |  |  | N | Natural Gas |  |  |  |  | SCR | [7 empty] | 0.316 | 0.01401 | 0.01302 | 0.01401 | 0.01302 | [11 empty] | New York Power Authority | 100 | New York Power Authority | 100 | Regulated
Vernon Boulevard | 7909_G_VG03 | 7909 | G | VG03 | 8382 | Combustion Turbine |  | NY_Z_J | New York | 36 | Queens | 81 | 36081 | 39.9 | 11752 | 2001 | 9999 |  |  | N | Natural Gas |  |  |  |  | SCR | [7 empty] | 0.316 | 0.01476 | 0.01356 | 0.01476 | 0.01356 | [11 empty] | New York Power Authority | 100 | New York Power Authority | 100 | Regulated
Canyon | 791_G_1 | 791 | G | 1 |  | Hydro |  | ERC_REST | Texas | 48 | Comal | 91 | 48091 | 3 | 0 | 1989 | 9999 |  |  | N | Hydro | [13 empty] | 0 | 0 | 0 | 0 | [11 empty] | Guadalupe Blanco River Authority | 100 | Guadalupe Blanco River Authority | 100 | Regulated
Canyon | 791_G_2 | 791 | G | 2 |  | Hydro |  | ERC_REST | Texas | 48 | Comal | 91 | 48091 | 3 | 0 | 1989 | 9999 |  |  | N | Hydro | [13 empty] | 0 | 0 | 0 | 0 | [11 empty] | Guadalupe Blanco River Authority | 100 | Guadalupe Blanco River Authority | 100 | Regulated
Joseph J Seymour Power Project | 7910_G_1 | 7910 | G | 1 | 8384 | Combustion Turbine |  | NY_Z_J | New York | 36 | Kings | 47 | 36047 | 40 | 11015 | 2001 | 9999 |  |  | N | Natural Gas |  |  |  |  | SCR | [7 empty] | 0.316 | 0.0097 | 0.00954 | 0.0097 | 0.00954 | [11 empty] | New York Power Authority | 100 | New York Power Authority | 100 | Regulated
Joseph J Seymour Power Project | 7910_G_2 | 7910 | G | 2 | 8386 | Combustion Turbine |  | NY_Z_J | New York | 36 | Kings | 47 | 36047 | 39.9 | 11015 | 2001 | 9999 |  |  | N | Natural Gas |  |  |  |  | SCR | [7 empty] | 0.316 | 0.01012 | 0.00983 | 0.01012 | 0.00983 | [11 empty] | New York Power Authority | 100 | New York Power Authority | 100 | Regulated
Brentwood | 7912_G_1 | 7912 | G | 1 | 8390 | Combustion Turbine |  | NY_Z_K | New York | 36 | Suffolk | 103 | 36103 | 46 | 10745 | 2001 | 9999 |  |  | N | Natural Gas |  |  |  |  | SCR | [7 empty] | 1.053 | 0.01224 | 0.01154 | 0.01224 | 0.01154 | [11 empty] | New York Power Authority | 100 | New York Power Authority | 100 | Regulated
Hell Gate | 7913_G_HG01 | 7913 | G | HG01 | 8392 | Combustion Turbine |  | NY_Z_J | New York | 36 | Bronx | 5 | 36005 | 39.9 | 11027 | 2001 | 9999 |  |  | N | Natural Gas |  |  |  |  | SCR | [7 empty] | 0.316 | 0.01158 | 0.01088 | 0.01158 | 0.01088 | [11 empty] | New York Power Authority | 100 | New York Power Authority | 100 | Regulated
Hell Gate | 7913_G_HG02 | 7913 | G | HG02 | 8394 | Combustion Turbine |  | NY_Z_J | New York | 36 | Bronx | 5 | 36005 | 40 | 11028 | 2001 | 9999 |  |  | N | Natural Gas |  |  |  |  | SCR | [7 empty] | 0.316 | 0.01154 | 0.01112 | 0.01154 | 0.01112 | [11 empty] | New York Power Authority | 100 | New York Power Authority | 100 | Regulated
Harlem River Yard | 7914_G_HR01 | 7914 | G | HR01 | 8396 | Combustion Turbine |  | NY_Z_J | New York | 36 | Bronx | 5 | 36005 | 39.9 | 11043 | 2001 | 9999 |  |  | N | Natural Gas |  |  |  |  | SCR | [7 empty] | 0.316 | 0.01081 | 0.01042 | 0.01081 | 0.01042 | [11 empty] | New York Power Authority | 100 | New York Power Authority | 100 | Regulated
Harlem River Yard | 7914_G_HR02 | 7914 | G | HR02 | 8398 | Combustion Turbine |  | NY_Z_J | New York | 36 | Bronx | 5 | 36005 | 40 | 11043 | 2001 | 9999 |  |  | N | Natural Gas |  |  |  |  | SCR | [7 empty] | 0.316 | 0.01146 | 0.01067 | 0.01146 | 0.01067 | [11 empty] | New York Power Authority | 100 | New York Power Authority | 100 | Regulated
North 1st | 7915_G_N01 | 7915 | G | N01 | 8400 | Combustion Turbine |  | NY_Z_J | New York | 36 | Kings | 47 | 36047 | 46 | 10821 | 2001 | 9999 |  |  | N | Natural Gas |  |  |  |  | SCR | [7 empty] | 0.316 | 0.01009 | 0.00958 | 0.01009 | 0.00958 | [11 empty] | New York Power Authority | 100 | New York Power Authority | 100 | Regulated
Talbot County Energy | 7916_G_1 | 7916 | G | 1 | 3365 | Combustion Turbine |  | S_SOU | Georgia | 13 | Talbot | 263 | 13263 | 97 | 12029 | 2002 | 9999 |  |  | N | Natural Gas |  |  |  | DLNB | [8 empty] | 0.006 | 0.03073 | 0.03073 | 0.03073 | 0.03073 | [11 empty] | Oglethorpe Power Corp | 100 | Oglethorpe Power Corp | 100 | Regulated
Talbot County Energy | 7916_G_2 | 7916 | G | 2 | 3366 | Combustion Turbine |  | S_SOU | Georgia | 13 | Talbot | 263 | 13263 | 95.8 | 12029 | 2002 | 9999 |  |  | N | Natural Gas |  |  |  | DLNB | [8 empty] | 0.006 | 0.02933 | 0.02933 | 0.02933 | 0.02933 | [11 empty] | Oglethorpe Power Corp | 100 | Oglethorpe Power Corp | 100 | Regulated
Talbot County Energy | 7916_G_3 | 7916 | G | 3 | 3367 | Combustion Turbine |  | S_SOU | Georgia | 13 | Talbot | 263 | 13263 | 96.2 | 12028 | 2002 | 9999 |  |  | N | Natural Gas |  |  |  | DLNB | [8 empty] | 0.006 | 0.0301 | 0.0301 | 0.0301 | 0.0301 | [11 empty] | Oglethorpe Power Corp | 100 | Oglethorpe Power Corp | 100 | Regulated
Talbot County Energy | 7916_G_4 | 7916 | G | 4 | 3368 | Combustion Turbine |  | S_SOU | Georgia | 13 | Talbot | 263 | 13263 | 97.3 | 12029 | 2002 | 9999 |  |  | N | Natural Gas |  |  |  | DLNB | [8 empty] | 0.006 | 0.03253 | 0.03253 | 0.03253 | 0.03253 | [11 empty] | Oglethorpe Power Corp | 100 | Oglethorpe Power Corp | 100 | Regulated
Talbot County Energy | 7916_G_5 | 7916 | G | 5 | 3369 | Combustion Turbine |  | S_SOU | Georgia | 13 | Talbot | 263 | 13263 | 96.5 | 12029 | 2003 | 9999 |  |  | N | Natural Gas, Distillate Fuel Oil |  |  |  | DLNB | [8 empty] | 0.006 | 0.03067 | 0.03067 | 0.03067 | 0.03067 | [11 empty] | Oglethorpe Power Corp | 100 | Oglethorpe Power Corp | 100 | Regulated
Talbot County Energy | 7916_G_6 | 7916 | G | 6 | 3370 | Combustion Turbine |  | S_SOU | Georgia | 13 | Talbot | 263 | 13263 | 96.3 | 12029 | 2003 | 9999 |  |  | N | Natural Gas, Distillate Fuel Oil |  |  |  | DLNB | [8 empty] | 0.006 | 0.04088 | 0.04088 | 0.04088 | 0.04088 | [11 empty] | Oglethorpe Power Corp | 100 | Oglethorpe Power Corp | 100 | Regulated
Chattahoochee Energy Facility | 7917_G_1 | 7917 | G | 1 | 3371 | Combined Cycle |  | S_SOU | Georgia | 13 | Heard | 149 | 13149 | 145.5 | 7101 | 2003 | 9999 |  |  | N | Natural Gas |  |  |  |  | SCR | [8 empty] | 0.0088 | 0.0088 | 0.0088 | 0.0088 | [11 empty] | Oglethorpe Power Corp | 100 | Oglethorpe Power Corp | 100 | Regulated
Chattahoochee Energy Facility | 7917_G_2 | 7917 | G | 2 | 3372 | Combined Cycle |  | S_SOU | Georgia | 13 | Heard | 149 | 13149 | 141.5 | 7101 | 2003 | 9999 |  |  | N | Natural Gas |  |  |  |  | SCR | [8 empty] | 0.0088 | 0.0088 | 0.0088 | 0.0088 | [11 empty] | Oglethorpe Power Corp | 100 | Oglethorpe Power Corp | 100 | Regulated
Chattahoochee Energy Facility | 7917_G_3 | 7917 | G | 3 | 3371 | Combined Cycle |  | S_SOU | Georgia | 13 | Heard | 149 | 13149 | 179 | 7101 | 2003 | 9999 |  |  | N | Natural Gas |  |  |  |  | SCR | [8 empty] | 0.0088 | 0.0088 | 0.0088 | 0.0088 | [11 empty] | Oglethorpe Power Corp | 100 | Oglethorpe Power Corp | 100 | Regulated
Galion | 7918_G_1 | 7918 | G | 1 |  | Combustion Turbine | IC Engine | PJM_ATSI | Ohio | 39 | Crawford | 33 | 39033 | 1.8 | 10745 | 2001 | 9999 |  |  | N | Distillate Fuel Oil | [13 empty] | 2.4446 | 2.4446 | 2.4446 | 2.4446 | [11 empty] | Ohio Municipal Electric Agency Joint Venture 2 | 100 | Hamilton Dept of Public Utilities | 100 | Regulated
Galion | 7918_G_2 | 7918 | G | 2 |  | Combustion Turbine | IC Engine | PJM_ATSI | Ohio | 39 | Crawford | 33 | 39033 | 1.8 | 10745 | 2001 | 9999 |  |  | N | Distillate Fuel Oil | [13 empty] | 2.3794 | 2.3794 | 2.3794 | 2.3794 | [11 empty] | Ohio Municipal Electric Agency Joint Venture 2 | 100 | Hamilton Dept of Public Utilities | 100 | Regulated
Galion | 7918_G_3 | 7918 | G | 3 |  | Combustion Turbine | IC Engine | PJM_ATSI | Ohio | 39 | Crawford | 33 | 39033 | 1.8 | 10745 | 2001 | 9999 |  |  | N | Distillate Fuel Oil | [13 empty] | 2.3794 | 2.3794 | 2.3794 | 2.3794 | [11 empty] | Ohio Municipal Electric Agency Joint Venture 2 | 100 | Hamilton Dept of Public Utilities | 100 | Regulated
Seville | 7919_G_1 | 7919 | G | 1 |  | Combustion Turbine | IC Engine | PJM_ATSI | Ohio | 39 | Medina | 103 | 39103 | 1.8 | 10745 | 2001 | 9999 |  |  | N | Distillate Fuel Oil | [12 empty] | 0.5 | 1.7431 | 1.7431 | 1.7431 | 1.7431 | [11 empty] | Ohio Municipal Electric Agency Joint Venture 2 | 100 | Hamilton Dept of Public Utilities | 100 | Regulated
Seville | 7919_G_2 | 7919 | G | 2 |  | Combustion Turbine | IC Engine | PJM_ATSI | Ohio | 39 | Medina | 103 | 39103 | 1.8 | 10745 | 2001 | 9999 |  |  | N | Distillate Fuel Oil | [12 empty] | 0.5 | 2.931 | 2.931 | 2.931 | 2.931 | [11 empty] | Ohio Municipal Electric Agency Joint Venture 2 | 100 | Hamilton Dept of Public Utilities | 100 | Regulated
Seville | 7919_G_3 | 7919 | G | 3 |  | Combustion Turbine | IC Engine | PJM_ATSI | Ohio | 39 | Medina | 103 | 39103 | 1.8 | 10745 | 2001 | 9999 |  |  | N | Distillate Fuel Oil | [12 empty] | 0.5 | 2.6517 | 2.6517 | 2.6517 | 2.6517 | [11 empty] | Ohio Municipal Electric Agency Joint Venture 2 | 100 | Hamilton Dept of Public Utilities | 100 | Regulated
Traer South | 7920_G_5 | 7920 | G | 5 |  | Combustion Turbine | IC Engine | MIS_MIDA | Iowa | 19 | Tama | 171 | 19171 | 1.8 | 12283 | 2001 | 9999 |  |  | N | Distillate Fuel Oil | [12 empty] | 0.161 | 1.6498 | 1.6498 | 1.6498 | 1.6498 | [11 empty] | Traer Municipal Utilities | 100 | Traer Municipal Utilities | 100 | Regulated
Maquoketa 2 | 7921_G_11 | 7921 | G | 11 |  | Combustion Turbine | IC Engine | MIS_IA | Iowa | 19 | Jackson | 97 | 19097 | 1.2 | 12283 | 2001 | 9999 |  |  | N | Distillate Fuel Oil | [12 empty] | 2.5 | 1.6498 | 1.6498 | 1.6498 | 1.6498 | [11 empty] | Maquoketa Municipal Electric Utility | 100 | Maquoketa Municipal Electric Utility | 100 | Regulated
Maquoketa 2 | 7921_G_12 | 7921 | G | 12 |  | Combustion Turbine | IC Engine | MIS_IA | Iowa | 19 | Jackson | 97 | 19097 | 1.3 | 12283 | 2001 | 9999 |  |  | N | Distillate Fuel Oil | [12 empty] | 2.5 | 1.6498 | 1.6498 | 1.6498 | 1.6498 | [11 empty] | Maquoketa Municipal Electric Utility | 100 | Maquoketa Municipal Electric Utility | 100 | Regulated
Maquoketa 2 | 7921_G_13 | 7921 | G | 13 |  | Combustion Turbine | IC Engine | MIS_IA | Iowa | 19 | Jackson | 97 | 19097 | 1.3 | 12283 | 2002 | 9999 |  |  | N | Distillate Fuel Oil | [12 empty] | 2.5 | 1.6498 | 1.6498 | 1.6498 | 1.6498 | [11 empty] | Maquoketa Municipal Electric Utility | 100 | Maquoketa Municipal Electric Utility | 100 | Regulated
Maquoketa 2 | 7921_G_14 | 7921 | G | 14 |  | Combustion Turbine | IC Engine | MIS_IA | Iowa | 19 | Jackson | 97 | 19097 | 1.3 | 12283 | 2002 | 9999 |  |  | N | Distillate Fuel Oil | [12 empty] | 2.5 | 1.6498 | 1.6498 | 1.6498 | 1.6498 | [11 empty] | Maquoketa Municipal Electric Utility | 100 | Maquoketa Municipal Electric Utility | 100 | Regulated
Brooklyn City North Plant | 7922_G_7 | 7922 | G | 7 |  | Combustion Turbine | IC Engine | MIS_IA | Iowa | 19 | Poweshiek | 157 | 19157 | 2 | 13470 | 2012 | 9999 |  |  | N | Distillate Fuel Oil | [11 empty] | 0 |  | 1.6498 | 1.6498 | 1.6498 | 1.6498 | [11 empty] | City of Brooklyn - (IA) | 100 | City of Brooklyn - (IA) | 100 | Regulated
Albertville | 7924_G_DG1 | 7924 | G | DG1 |  | Combustion Turbine | IC Engine | S_C_TVA | Alabama | 1 | Marshall | 95 | 01095 | 0.9 | 12283 | 2000 | 9999 |  |  | N | Distillate Fuel Oil | [12 empty] | 4 | 1.6498 | 1.6498 | 1.6498 | 1.6498 | [11 empty] | Tennessee Valley Authority | 100 | Tennessee Valley Authority | 100 | Regulated
Albertville | 7924_G_DG2 | 7924 | G | DG2 |  | Combustion Turbine | IC Engine | S_C_TVA | Alabama | 1 | Marshall | 95 | 01095 | 0.9 | 12283 | 2000 | 9999 |  |  | N | Distillate Fuel Oil | [12 empty] | 4 | 1.6498 | 1.6498 | 1.6498 | 1.6498 | [11 empty] | Tennessee Valley Authority | 100 | Tennessee Valley Authority | 100 | Regulated
Albertville | 7924_G_DG3 | 7924 | G | DG3 |  | Combustion Turbine | IC Engine | S_C_TVA | Alabama | 1 | Marshall | 95 | 01095 | 0.9 | 12283 | 2000 | 9999 |  |  | N | Distillate Fuel Oil | [12 empty] | 4 | 1.6498 | 1.6498 | 1.6498 | 1.6498 | [11 empty] | Tennessee Valley Authority | 100 | Tennessee Valley Authority | 100 | Regulated
Albertville | 7924_G_DG4 | 7924 | G | DG4 |  | Combustion Turbine | IC Engine | S_C_TVA | Alabama | 1 | Marshall | 95 | 01095 | 0.9 | 12283 | 2000 | 9999 |  |  | N | Distillate Fuel Oil | [12 empty] | 4 | 1.6498 | 1.6498 | 1.6498 | 1.6498 | [11 empty] | Tennessee Valley Authority | 100 | Tennessee Valley Authority | 100 | Regulated
Lakefield Junction | 7925_G_1 | 7925 | G | 1 | 3985 | Combustion Turbine |  | MIS_MNWI | Minnesota | 27 | Martin | 91 | 27091 | 77.5 | 12648 | 2001 | 9999 |  |  | N | Natural Gas, Distillate Fuel Oil |  |  |  | DLNB + H2O | [8 empty] | 0.05 | 0.03952 | 0.03952 | 0.03952 | 0.03952 | [11 empty] | Great River Energy | 100 | Great River Energy | 100 | Regulated
Lakefield Junction | 7925_G_2 | 7925 | G | 2 | 3986 | Combustion Turbine |  | MIS_MNWI | Minnesota | 27 | Martin | 91 | 27091 | 77.7 | 12652 | 2001 | 9999 |  |  | N | Natural Gas, Distillate Fuel Oil |  |  |  | DLNB + H2O | [8 empty] | 0.05 | 0.03354 | 0.03354 | 0.03354 | 0.03354 | [11 empty] | Great River Energy | 100 | Great River Energy | 100 | Regulated
Lakefield Junction | 7925_G_3 | 7925 | G | 3 | 3987 | Combustion Turbine |  | MIS_MNWI | Minnesota | 27 | Martin | 91 | 27091 | 77.3 | 12649 | 2001 | 9999 |  |  | N | Natural Gas, Distillate Fuel Oil |  |  |  | DLNB + H2O | [8 empty] | 0.05 | 0.03326 | 0.03326 | 0.03326 | 0.03326 | [11 empty] | Great River Energy | 100 | Great River Energy | 100 | Regulated
Lakefield Junction | 7925_G_4 | 7925 | G | 4 | 3988 | Combustion Turbine |  | MIS_MNWI | Minnesota | 27 | Martin | 91 | 27091 | 77.7 | 12649 | 2001 | 9999 |  |  | N | Natural Gas, Distillate Fuel Oil |  |  |  | DLNB + H2O | [8 empty] | 0.05 | 0.0309 | 0.0309 | 0.0309 | 0.0309 | [11 empty] | Great River Energy | 100 | Great River Energy | 100 | Regulated
Lakefield Junction | 7925_G_5 | 7925 | G | 5 | 3989 | Combustion Turbine |  | MIS_MNWI | Minnesota | 27 | Martin | 91 | 27091 | 78 | 12650 | 2001 | 9999 |  |  | N | Natural Gas, Distillate Fuel Oil |  |  |  | DLNB + H2O | [8 empty] | 0.05 | 0.03693 | 0.03693 | 0.03693 | 0.03693 | [11 empty] | Great River Energy | 100 | Great River Energy | 100 | Regulated
Lakefield Junction | 7925_G_6 | 7925 | G | 6 | 3990 | Combustion Turbine |  | MIS_MNWI | Minnesota | 27 | Martin | 91 | 27091 | 77.4 | 12651 | 2001 | 9999 |  |  | N | Natural Gas, Distillate Fuel Oil |  |  |  | DLNB + H2O | [8 empty] | 0.05 | 0.03278 | 0.03278 | 0.03278 | 0.03278 | [11 empty] | Great River Energy | 100 | Great River Energy | 100 | Regulated
Lakefield Junction | 7925_G_7 | 7925 | G | 7 |  | Combustion Turbine | IC Engine | MIS_MNWI | Minnesota | 27 | Martin | 91 | 27091 | 2 | 12283 | 2002 | 9999 |  |  | N | Distillate Fuel Oil | [13 empty] | 1.6498 | 1.6498 | 1.6498 | 1.6498 | [11 empty] | Great River Energy | 100 | Great River Energy | 100 | Regulated
South Strawberry | 7926_G_1A | 7926 | G | 1A |  | Combustion Turbine | IC Engine | MIS_IA | Iowa | 19 | Clayton | 43 | 19043 | 1.8 | 10745 | 2002 | 9999 |  |  | N | Distillate Fuel Oil | [12 empty] | 2.5 | 1.6498 | 1.6498 | 1.6498 | 1.6498 | [11 empty] | Strawberry Point IA (City of) | 100 | Strawberry Point IA (City of) | 100 | Regulated
South Strawberry | 7926_G_2A | 7926 | G | 2A |  | Combustion Turbine | IC Engine | MIS_IA | Iowa | 19 | Clayton | 43 | 19043 | 1.8 | 10745 | 2002 | 9999 |  |  | N | Distillate Fuel Oil | [12 empty] | 2.5 | 1.6498 | 1.6498 | 1.6498 | 1.6498 | [11 empty] | Strawberry Point IA (City of) | 100 | Strawberry Point IA (City of) | 100 | Regulated
Buffalo Mountain | 7927_G_1 | 7927 | G | 1 |  | Onshore Wind |  | S_C_TVA | Tennessee | 47 | Anderson | 1 | 47001 | 0.7 | 0 | 2000 | 9999 |  |  | N | Wind | [13 empty] | 0 | 0 | 0 | 0 | [11 empty] | Tennessee Valley Authority | 100 | Tennessee Valley Authority | 100 | Regulated
Buffalo Mountain | 7927_G_2 | 7927 | G | 2 |  | Onshore Wind |  | S_C_TVA | Tennessee | 47 | Anderson | 1 | 47001 | 0.7 | 0 | 2000 | 9999 |  |  | N | Wind | [13 empty] | 0 | 0 | 0 | 0 | [11 empty] | Tennessee Valley Authority | 100 | Tennessee Valley Authority | 100 | Regulated
Buffalo Mountain | 7927_G_3 | 7927 | G | 3 |  | Onshore Wind |  | S_C_TVA | Tennessee | 47 | Anderson | 1 | 47001 | 0.7 | 0 | 2000 | 9999 |  |  | N | Wind | [13 empty] | 0 | 0 | 0 | 0 | [11 empty] | Tennessee Valley Authority | 100 | Tennessee Valley Authority | 100 | Regulated
Osawatomie | 7928_G_1 | 7928 | G | 1 | 3383 | Combustion Turbine |  | SPP_N | Kansas | 20 | Miami | 121 | 20121 | 75.7 | 14289 | 2003 | 9999 |  |  | N | Natural Gas |  |  |  | DLNB | [8 empty] | 3 | 0.02653 | 0.02653 | 0.02653 | 0.02653 | [11 empty] | Evergy Metro Inc | 100 | Evergy Inc | 100 | Regulated
West Gardner | 7929_G_1 | 7929 | G | 1 | 3391 | Combustion Turbine |  | SPP_N | Kansas | 20 | Johnson | 91 | 20091 | 79.5 | 13847 | 2003 | 9999 |  |  | N | Natural Gas |  |  |  | other | [8 empty] | 3 | 0.02542 | 0.02542 | 0.02542 | 0.02542 | [11 empty] | Evergy Metro Inc | 100 | Evergy Inc | 100 | Regulated
West Gardner | 7929_G_2 | 7929 | G | 2 | 3392 | Combustion Turbine |  | SPP_N | Kansas | 20 | Johnson | 91 | 20091 | 78.6 | 13843 | 2003 | 9999 |  |  | N | Natural Gas |  |  |  | other | [8 empty] | 3 | 0.02749 | 0.02749 | 0.02749 | 0.02749 | [11 empty] | Evergy Metro Inc | 100 | Evergy Inc | 100 | Regulated
West Gardner | 7929_G_3 | 7929 | G | 3 | 3393 | Combustion Turbine |  | SPP_N | Kansas | 20 | Johnson | 91 | 20091 | 77.3 | 13842 | 2003 | 9999 |  |  | N | Natural Gas |  |  |  | other | [8 empty] | 3 | 0.02564 | 0.02564 | 0.02564 | 0.02564 | [11 empty] | Evergy Metro Inc | 100 | Evergy Inc | 100 | Regulated
West Gardner | 7929_G_4 | 7929 | G | 4 | 3394 | Combustion Turbine |  | SPP_N | Kansas | 20 | Johnson | 91 | 20091 | 77.5 | 13841 | 2003 | 9999 |  |  | N | Natural Gas |  |  |  | other | [8 empty] | 3 | 0.0302 | 0.0302 | 0.0302 | 0.0302 | [11 empty] | Evergy Metro Inc | 100 | Evergy Inc | 100 | Regulated
Russell Energy Center | 7930_G_T-1 | 7930 | G | T-1 |  | Combustion Turbine |  | SPP_N | Kansas | 20 | Russell | 167 | 20167 | 6 | 11477 | 2002 | 9999 |  |  | Y | Natural Gas | [12 empty] | 3 | 0.23894 | 0.23894 | 0.23894 | 0.23894 | [11 empty] | Russell KS (City of) | 100 | Russell KS (City of) | 100 | Regulated
Russell Energy Center | 7930_G_T-2 | 7930 | G | T-2 |  | Combustion Turbine |  | SPP_N | Kansas | 20 | Russell | 167 | 20167 | 6 | 11484 | 2002 | 9999 |  |  | Y | Natural Gas | [12 empty] | 3 | 0.23894 | 0.23894 | 0.23894 | 0.23894 | [11 empty] | Russell KS (City of) | 100 | Russell KS (City of) | 100 | Regulated
Coyote Springs II | 7931_G_1 | 7931 | G | 1 | 3106 | Combined Cycle |  | WECC_PNW | Oregon | 41 | Morrow | 49 | 41049 | 173 | 7050 | 2003 | 9999 |  |  | N | Natural Gas |  |  |  | DLNB | SCR | [8 empty] | 0.01403 | 0.01403 | 0.01403 | 0.01403 | [11 empty] | Avista Corp | 100 | Avista Corp | 100 | Regulated
Coyote Springs II | 7931_G_2 | 7931 | G | 2 | 3106 | Combined Cycle |  | WECC_PNW | Oregon | 41 | Morrow | 49 | 41049 | 117 | 7050 | 2003 | 9999 |  |  | N | Natural Gas |  |  |  | LNB | SCR | [8 empty] | 0.01403 | 0.01403 | 0.01403 | 0.01403 | [11 empty] | Avista Corp | 100 | Avista Corp | 100 | Regulated
Gaylord - Wolverine | 7932_G_1 | 7932 | G | 1 |  | Combustion Turbine |  | MIS_LMI | Michigan | 26 | Otsego | 137 | 26137 | 20.2 | 16100 | 2001 | 9999 |  |  | N | Natural Gas | [12 empty] | 1.67 | 0.78636 | 0.78636 | 0.78636 | 0.78636 | [11 empty] | Wolverine Power Supply Coop Inc | 100 | Wolverine Power Supply Coop Inc | 100 | Regulated
Gaylord - Wolverine | 7932_G_2 | 7932 | G | 2 |  | Combustion Turbine |  | MIS_LMI | Michigan | 26 | Otsego | 137 | 26137 | 20.2 | 16100 | 2001 | 9999 |  |  | N | Natural Gas | [12 empty] | 1.67 | 0.33921 | 0.33921 | 0.33921 | 0.33921 | [11 empty] | Wolverine Power Supply Coop Inc | 100 | Wolverine Power Supply Coop Inc | 100 | Regulated
Gaylord - Wolverine | 7932_G_3 | 7932 | G | 3 |  | Combustion Turbine |  | MIS_LMI | Michigan | 26 | Otsego | 137 | 26137 | 20.2 | 16100 | 2001 | 9999 |  |  | N | Natural Gas | [12 empty] | 1.67 | 0.32509 | 0.32509 | 0.32509 | 0.32509 | [11 empty] | Wolverine Power Supply Coop Inc | 100 | Wolverine Power Supply Coop Inc | 100 | Regulated
Industrial Park | 7934_G_3 | 7934 | G | 3 |  | Combustion Turbine | IC Engine | PJM_COMD | Illinois | 17 | Whiteside | 195 | 17195 | 1.8 | 10745 | 2001 | 9999 |  |  | N | Distillate Fuel Oil | [12 empty] | 1 | 0.73147 | 0.73147 | 0.73147 | 0.73147 | [11 empty] | Rock Falls Electrical Dept | 100 | Rock Falls Electrical Dept | 100 | Regulated
Industrial Park | 7934_G_4 | 7934 | G | 4 |  | Combustion Turbine | IC Engine | PJM_COMD | Illinois | 17 | Whiteside | 195 | 17195 | 1.8 | 10745 | 2001 | 9999 |  |  | N | Distillate Fuel Oil | [12 empty] | 1 | 0.73147 | 0.73147 | 0.73147 | 0.73147 | [11 empty] | Rock Falls Electrical Dept | 100 | Rock Falls Electrical Dept | 100 | Regulated
Industrial Park | 7934_G_5 | 7934 | G | 5 |  | Combustion Turbine | IC Engine | PJM_COMD | Illinois | 17 | Whiteside | 195 | 17195 | 1.8 | 10745 | 2001 | 9999 |  |  | N | Distillate Fuel Oil | [12 empty] | 1 | 0.73147 | 0.73147 | 0.73147 | 0.73147 | [11 empty] | Rock Falls Electrical Dept | 100 | Rock Falls Electrical Dept | 100 | Regulated
Industrial Park | 7934_G_6 | 7934 | G | 6 |  | Combustion Turbine | IC Engine | PJM_COMD | Illinois | 17 | Whiteside | 195 | 17195 | 1.8 | 10745 | 2002 | 9999 |  |  | N | Distillate Fuel Oil | [12 empty] | 1 | 0.73147 | 0.73147 | 0.73147 | 0.73147 | [11 empty] | Rock Falls Electrical Dept | 100 | Rock Falls Electrical Dept | 100 | Regulated
Industrial Park | 7934_G_7 | 7934 | G | 7 |  | Combustion Turbine | IC Engine | PJM_COMD | Illinois | 17 | Whiteside | 195 | 17195 | 1.8 | 10745 | 2002 | 9999 |  |  | N | Distillate Fuel Oil | [12 empty] | 1 | 0.73147 | 0.73147 | 0.73147 | 0.73147 | [11 empty] | Rock Falls Electrical Dept | 100 | Rock Falls Electrical Dept | 100 | Regulated
Industrial Park | 7934_G_8 | 7934 | G | 8 |  | Combustion Turbine | IC Engine | PJM_COMD | Illinois | 17 | Whiteside | 195 | 17195 | 2.2 | 10745 | 2011 | 9999 |  |  | N | Distillate Fuel Oil | [13 empty] | 1.6498 | 1.6498 | 1.6498 | 1.6498 | [11 empty] | Rock Falls Electrical Dept | 100 | Rock Falls Electrical Dept | 100 | Regulated
Industrial Park | 7934_G_9 | 7934 | G | 9 |  | Combustion Turbine | IC Engine | PJM_COMD | Illinois | 17 | Whiteside | 195 | 17195 | 2.2 | 10745 | 2011 | 9999 |  |  | N | Distillate Fuel Oil | [13 empty] | 1.6498 | 1.6498 | 1.6498 | 1.6498 | [11 empty] | Rock Falls Electrical Dept | 100 | Rock Falls Electrical Dept | 100 | Regulated
Trenton South | 7935_G_1 | 7935 | G | 1 |  | Combustion Turbine | IC Engine | MIS_MO | Missouri | 29 | Grundy | 79 | 29079 | 1.8 | 11747 | 2000 | 9999 |  |  | N | Distillate Fuel Oil | [12 empty] | 2.3 | 1.6498 | 1.6498 | 1.6498 | 1.6498 | [11 empty] | Dean Machinery | 100 | Dean Operations Inc | 100 | Regulated
Trenton South | 7935_G_2 | 7935 | G | 2 |  | Combustion Turbine | IC Engine | MIS_MO | Missouri | 29 | Grundy | 79 | 29079 | 1.8 | 11747 | 2000 | 9999 |  |  | N | Distillate Fuel Oil | [12 empty] | 2.3 | 1.6498 | 1.6498 | 1.6498 | 1.6498 | [11 empty] | Dean Machinery | 100 | Dean Operations Inc | 100 | Regulated
Trenton South | 7935_G_3 | 7935 | G | 3 |  | Combustion Turbine | IC Engine | MIS_MO | Missouri | 29 | Grundy | 79 | 29079 | 1.8 | 11747 | 2000 | 9999 |  |  | N | Distillate Fuel Oil | [12 empty] | 2.3 | 1.6498 | 1.6498 | 1.6498 | 1.6498 | [11 empty] | Dean Machinery | 100 | Dean Operations Inc | 100 | Regulated
Trenton South | 7935_G_4 | 7935 | G | 4 |  | Combustion Turbine | IC Engine | MIS_MO | Missouri | 29 | Grundy | 79 | 29079 | 1.8 | 11747 | 2000 | 9999 |  |  | N | Distillate Fuel Oil | [12 empty] | 2.3 | 1.6498 | 1.6498 | 1.6498 | 1.6498 | [11 empty] | Dean Machinery | 100 | Dean Operations Inc | 100 | Regulated
Trenton South | 7935_G_5 | 7935 | G | 5 |  | Combustion Turbine | IC Engine | MIS_MO | Missouri | 29 | Grundy | 79 | 29079 | 2 | 11652 | 2004 | 9999 |  |  | N | Distillate Fuel Oil | [12 empty] | 2.3 | 1.6498 | 1.6498 | 1.6498 | 1.6498 | [11 empty] | Dean Machinery | 100 | Dean Operations Inc | 100 | Regulated
Trenton South | 7935_G_6 | 7935 | G | 6 |  | Combustion Turbine | IC Engine | MIS_MO | Missouri | 29 | Grundy | 79 | 29079 | 2 | 11564 | 2004 | 9999 |  |  | N | Distillate Fuel Oil | [12 empty] | 2.3 | 1.6498 | 1.6498 | 1.6498 | 1.6498 | [11 empty] | Dean Machinery | 100 | Dean Operations Inc | 100 | Regulated
Trenton South | 7935_G_7 | 7935 | G | 7 |  | Combustion Turbine | IC Engine | MIS_MO | Missouri | 29 | Grundy | 79 | 29079 | 2 | 11564 | 2004 | 9999 |  |  | N | Distillate Fuel Oil | [12 empty] | 2.3 | 1.6498 | 1.6498 | 1.6498 | 1.6498 | [11 empty] | Dean Machinery | 100 | Dean Operations Inc | 100 | Regulated
Nine Canyon | 7936_G_1 | 7936 | G | 1 |  | Onshore Wind |  | WECC_PNW | Washington | 53 | Benton | 5 | 53005 | 95 | 0 | 2002 | 9999 |  |  | N | Wind | [13 empty] | 0 | 0 | 0 | 0 | [11 empty] | PUD No 1 of Okanogan County | 25 | PUD No 1 of Okanogan County | 25 | Regulated
Lewisville | 794_G_1 | 794 | G | 1 |  | Hydro |  | ERC_REST | Texas | 48 | Denton | 121 | 48121 | 2 | 0 | 1992 | 9999 |  |  | N | Hydro | [13 empty] | 0 | 0 | 0 | 0 | [11 empty] | Garland Power & Light | 100 | Garland Power & Light | 100 | Regulated
Ponton Diesel Generating Facility | 7940_G_1 | 7940 | G | 1 |  | Combustion Turbine | IC Engine | PJM_Dom | Virginia | 51 | Amelia | 7 | 51007 | 2 | 10745 | 2002 | 9999 |  |  | N | Distillate Fuel Oil | [12 empty] | 2.64 | 1.6498 | 1.6498 | 1.6498 | 1.6498 | [11 empty] | Old Dominion Electric Coop | 100 | Old Dominion Electric Coop | 100 | Regulated
Ponton Diesel Generating Facility | 7940_G_2 | 7940 | G | 2 |  | Combustion Turbine | IC Engine | PJM_Dom | Virginia | 51 | Amelia | 7 | 51007 | 2 | 10745 | 2002 | 9999 |  |  | N | Distillate Fuel Oil | [13 empty] | 1.6498 | 1.6498 | 1.6498 | 1.6498 | [11 empty] | Old Dominion Electric Coop | 100 | Old Dominion Electric Coop | 100 | Regulated
Nottoway Diesel Generating Facility | 7941_G_1 | 7941 | G | 1 |  | Combustion Turbine | IC Engine | PJM_Dom | Virginia | 51 | Southampton | 175 | 51175 | 2 | 10745 | 2002 | 9999 |  |  | N | Distillate Fuel Oil | [12 empty] | 2.64 | 4.2548 | 4.2548 | 4.2548 | 4.2548 | [11 empty] | Old Dominion Electric Coop | 100 | Old Dominion Electric Coop | 100 | Regulated
Nottoway Diesel Generating Facility | 7941_G_2 | 7941 | G | 2 |  | Combustion Turbine | IC Engine | PJM_Dom | Virginia | 51 | Southampton | 175 | 51175 | 2 | 10745 | 2002 | 9999 |  |  | N | Distillate Fuel Oil | [13 empty] | 4.2548 | 4.2548 | 4.2548 | 4.2548 | [11 empty] | Old Dominion Electric Coop | 100 | Old Dominion Electric Coop | 100 | Regulated
Diamond Valley Lake | 7942_G_10 | 7942 | G | 10 |  | Hydro |  | WECC_SCE | California | 6 | Riverside | 65 | 06065 | 3.3 | 0 | 2001 | 9999 |  |  | N | Hydro | [13 empty] | 0 | 0 | 0 | 0 | [11 empty] | Metropolitan Water District | 100 | Metropolitan Water District | 100 | Regulated
Diamond Valley Lake | 7942_G_11 | 7942 | G | 11 |  | Hydro |  | WECC_SCE | California | 6 | Riverside | 65 | 06065 | 3.3 | 0 | 2001 | 9999 |  |  | N | Hydro | [13 empty] | 0 | 0 | 0 | 0 | [11 empty] | Metropolitan Water District | 100 | Metropolitan Water District | 100 | Regulated
Diamond Valley Lake | 7942_G_12 | 7942 | G | 12 |  | Hydro |  | WECC_SCE | California | 6 | Riverside | 65 | 06065 | 3.3 | 0 | 2001 | 9999 |  |  | N | Hydro | [13 empty] | 0 | 0 | 0 | 0 | [11 empty] | Metropolitan Water District | 100 | Metropolitan Water District | 100 | Regulated
Diamond Valley Lake | 7942_G_2 | 7942 | G | 2 |  | Hydro |  | WECC_SCE | California | 6 | Riverside | 65 | 06065 | 3.3 | 0 | 2001 | 9999 |  |  | N | Hydro | [13 empty] | 0 | 0 | 0 | 0 | [11 empty] | Metropolitan Water District | 100 | Metropolitan Water District | 100 | Regulated
Diamond Valley Lake | 7942_G_3 | 7942 | G | 3 |  | Hydro |  | WECC_SCE | California | 6 | Riverside | 65 | 06065 | 3.3 | 0 | 2001 | 9999 |  |  | N | Hydro | [13 empty] | 0 | 0 | 0 | 0 | [11 empty] | Metropolitan Water District | 100 | Metropolitan Water District | 100 | Regulated
Diamond Valley Lake | 7942_G_4 | 7942 | G | 4 |  | Hydro |  | WECC_SCE | California | 6 | Riverside | 65 | 06065 | 3.3 | 0 | 2001 | 9999 |  |  | N | Hydro | [13 empty] | 0 | 0 | 0 | 0 | [11 empty] | Metropolitan Water District | 100 | Metropolitan Water District | 100 | Regulated
Diamond Valley Lake | 7942_G_6 | 7942 | G | 6 |  | Hydro |  | WECC_SCE | California | 6 | Riverside | 65 | 06065 | 3.3 | 0 | 2001 | 9999 |  |  | N | Hydro | [13 empty] | 0 | 0 | 0 | 0 | [11 empty] | Metropolitan Water District | 100 | Metropolitan Water District | 100 | Regulated
Diamond Valley Lake | 7942_G_7 | 7942 | G | 7 |  | Hydro |  | WECC_SCE | California | 6 | Riverside | 65 | 06065 | 3.3 | 0 | 2001 | 9999 |  |  | N | Hydro | [13 empty] | 0 | 0 | 0 | 0 | [11 empty] | Metropolitan Water District | 100 | Metropolitan Water District | 100 | Regulated
Diamond Valley Lake | 7942_G_8 | 7942 | G | 8 |  | Hydro |  | WECC_SCE | California | 6 | Riverside | 65 | 06065 | 3.3 | 0 | 2001 | 9999 |  |  | N | Hydro | [13 empty] | 0 | 0 | 0 | 0 | [11 empty] | Metropolitan Water District | 100 | Metropolitan Water District | 100 | Regulated
Wansley Unit 9 | 7946_G_CT1 | 7946 | G | CT1 | 8402 | Combined Cycle |  | S_SOU | Georgia | 13 | Heard | 149 | 13149 | 137.2 | 7219 | 2004 | 9999 |  |  | N | Natural Gas |  |  |  | DLNB | SCR | [8 empty] | 0.01106 | 0.01106 | 0.01106 | 0.01106 | [11 empty] | Municipal Electric Authority of Georgia | 100 | Municipal Electric Authority of Georgia | 100 | Regulated
Wansley Unit 9 | 7946_G_CT2 | 7946 | G | CT2 | 8404 | Combined Cycle |  | S_SOU | Georgia | 13 | Heard | 149 | 13149 | 140.3 | 7219 | 2004 | 9999 |  |  | N | Natural Gas |  |  |  | DLNB | SCR | [8 empty] | 0.01106 | 0.01106 | 0.01106 | 0.01106 | [11 empty] | Municipal Electric Authority of Georgia | 100 | Municipal Electric Authority of Georgia | 100 | Regulated
Wansley Unit 9 | 7946_G_ST1 | 7946 | G | ST1 | 8402 | Combined Cycle |  | S_SOU | Georgia | 13 | Heard | 149 | 13149 | 197.3 | 7219 | 2004 | 9999 |  |  | N | Natural Gas |  |  |  | LNB + NH3 | SCR | [8 empty] | 0.01106 | 0.01106 | 0.01106 | 0.01106 | [11 empty] | Municipal Electric Authority of Georgia | 100 | Municipal Electric Authority of Georgia | 100 | Regulated
Solway CT | 7947_G_1 | 7947 | G | 1 | 8406 | Combustion Turbine |  | MIS_MAPP | Minnesota | 27 | Beltrami | 7 | 27007 | 43.1 | 10745 | 2003 | 9999 |  |  | N | Natural Gas, Distillate Fuel Oil |  |  |  | H2O | [9 empty] | 0.12634 | 0.12634 | 0.12634 | 0.12634 | [11 empty] | Otter Tail Power Co | 100 | Otter Tail Corp | 100 | Regulated
Solway CT | 7947_G_D1 | 7947 | G | D1 |  | Combustion Turbine | IC Engine | MIS_MAPP | Minnesota | 27 | Beltrami | 7 | 27007 | 1.3 | 12283 | 2005 | 9999 |  |  | N | Distillate Fuel Oil | [13 empty] | 1.6498 | 1.6498 | 1.6498 | 1.6498 | [11 empty] | Otter Tail Power Co | 100 | Otter Tail Corp | 100 | Regulated
Lawrence County Station | 7948_G_1 | 7948 | G | 1 | 8410 | Combustion Turbine |  | MIS_INKY | Indiana | 18 | Lawrence | 93 | 18093 | 43.8 | 11069 | 2005 | 9999 |  |  | N | Natural Gas |  |  |  | H2O | [8 empty] | 0.006 | 0.0943 | 0.0943 | 0.0943 | 0.0943 | [11 empty] | Hoosier Energy Rural Electric Coop Inc | 100 | Hoosier Energy Rural Electric Coop Inc | 100 | Regulated
Lawrence County Station | 7948_G_2 | 7948 | G | 2 | 8412 | Combustion Turbine |  | MIS_INKY | Indiana | 18 | Lawrence | 93 | 18093 | 43.8 | 11073 | 2005 | 9999 |  |  | N | Natural Gas |  |  |  | H2O | [8 empty] | 0.006 | 0.08362 | 0.08362 | 0.08362 | 0.08362 | [11 empty] | Hoosier Energy Rural Electric Coop Inc | 100 | Hoosier Energy Rural Electric Coop Inc | 100 | Regulated
Lawrence County Station | 7948_G_3 | 7948 | G | 3 | 8414 | Combustion Turbine |  | MIS_INKY | Indiana | 18 | Lawrence | 93 | 18093 | 43.8 | 11070 | 2005 | 9999 |  |  | N | Natural Gas |  |  |  | H2O | [8 empty] | 0.006 | 0.08558 | 0.08558 | 0.08558 | 0.08558 | [11 empty] | Hoosier Energy Rural Electric Coop Inc | 100 | Hoosier Energy Rural Electric Coop Inc | 100 | Regulated
Lawrence County Station | 7948_G_4 | 7948 | G | 4 | 8416 | Combustion Turbine |  | MIS_INKY | Indiana | 18 | Lawrence | 93 | 18093 | 43.8 | 11070 | 2005 | 9999 |  |  | N | Natural Gas |  |  |  | H2O | [8 empty] | 0.006 | 0.09463 | 0.09463 | 0.09463 | 0.09463 | [11 empty] | Hoosier Energy Rural Electric Coop Inc | 100 | Hoosier Energy Rural Electric Coop Inc | 100 | Regulated
Lawrence County Station | 7948_G_5 | 7948 | G | 5 | 88290 | Combustion Turbine |  | MIS_INKY | Indiana | 18 | Lawrence | 93 | 18093 | 43.8 | 11070 | 2005 | 9999 |  |  | N | Natural Gas |  |  |  | H2O | [8 empty] | 0.006 | 0.0914 | 0.0914 | 0.0914 | 0.0914 | [11 empty] | Wabash Valley Power Association Inc | 100 | Wabash Valley Power Association Inc | 100 | Regulated
Lawrence County Station | 7948_G_6 | 7948 | G | 6 | 88291 | Combustion Turbine |  | MIS_INKY | Indiana | 18 | Lawrence | 93 | 18093 | 43.8 | 11067 | 2005 | 9999 |  |  | N | Natural Gas |  |  |  | H2O | [8 empty] | 0.006 | 0.10053 | 0.10053 | 0.10053 | 0.10053 | [11 empty] | Wabash Valley Power Association Inc | 100 | Wabash Valley Power Association Inc | 100 | Regulated
Evander Andrews Power Complex | 7953_G_1 | 7953 | G | 1 | 90108 | Combustion Turbine |  | WECC_ID | Idaho | 16 | Elmore | 39 | 16039 | 170.2 | 10745 | 2008 | 9999 |  |  | N | Natural Gas |  |  |  | DLNB | [9 empty] | 0.03218 | 0.03218 | 0.03218 | 0.03218 | [11 empty] | Idaho Power Co | 100 | IDACORP Inc | 100 | Regulated
Evander Andrews Power Complex | 7953_G_2 | 7953 | G | 2 | 8422 | Combustion Turbine |  | WECC_ID | Idaho | 16 | Elmore | 39 | 16039 | 42.8 | 10745 | 2001 | 9999 |  |  | N | Natural Gas |  |  |  | DLNB | [8 empty] | 1.75 | 0.09374 | 0.09374 | 0.09374 | 0.09374 | [11 empty] | Idaho Power Co | 100 | IDACORP Inc | 100 | Regulated
Evander Andrews Power Complex | 7953_G_3 | 7953 | G | 3 | 8424 | Combustion Turbine |  | WECC_ID | Idaho | 16 | Elmore | 39 | 16039 | 42.2 | 10745 | 2001 | 9999 |  |  | N | Natural Gas |  |  |  | DLNB | [8 empty] | 1.75 | 0.07248 | 0.07248 | 0.07248 | 0.07248 | [11 empty] | Idaho Power Co | 100 | IDACORP Inc | 100 | Regulated
Field Street | 7954_G_1 | 7954 | G | 1 |  | Combustion Turbine |  | FRCC | Florida | 12 | Volusia | 127 | 12127 | 22 | 25000 | 2001 | 9999 |  |  | N | Distillate Fuel Oil | [12 empty] | 0.8 | 0.59664 | 0.59664 | 0.59664 | 0.59664 | [11 empty] | Utilities Commission New Smyrna Beach | 100 | Utilities Commission New Smyrna Beach | 100 | Regulated
Field Street | 7954_G_2 | 7954 | G | 2 |  | Combustion Turbine |  | FRCC | Florida | 12 | Volusia | 127 | 12127 | 22 | 25000 | 2001 | 9999 |  |  | N | Distillate Fuel Oil | [12 empty] | 0.8 | 0.63551 | 0.63551 | 0.63551 | 0.63551 | [11 empty] | Utilities Commission New Smyrna Beach | 100 | Utilities Commission New Smyrna Beach | 100 | Regulated
Elk City Station | 7955_G_1 | 7955 | G | 1 |  | Landfill Gas |  | SPP_NEBR | Nebraska | 31 | Douglas | 55 | 31055 | 0.8 | 13500 | 2002 | 9999 |  |  | N | Landfill Gas | [13 empty] | 0.22117 | 0.22117 | 0.22117 | 0.22117 | [11 empty] | Omaha Public Power District | 100 | Omaha Public Power District | 100 | Regulated
Elk City Station | 7955_G_2 | 7955 | G | 2 |  | Landfill Gas |  | SPP_NEBR | Nebraska | 31 | Douglas | 55 | 31055 | 0.8 | 13500 | 2002 | 9999 |  |  | N | Landfill Gas | [13 empty] | 0.22117 | 0.22117 | 0.22117 | 0.22117 | [11 empty] | Omaha Public Power District | 100 | Omaha Public Power District | 100 | Regulated
Elk City Station | 7955_G_3 | 7955 | G | 3 |  | Landfill Gas |  | SPP_NEBR | Nebraska | 31 | Douglas | 55 | 31055 | 0.8 | 13500 | 2002 | 9999 |  |  | N | Landfill Gas | [13 empty] | 0.22117 | 0.22117 | 0.22117 | 0.22117 | [11 empty] | Omaha Public Power District | 100 | Omaha Public Power District | 100 | Regulated
Elk City Station | 7955_G_4 | 7955 | G | 4 |  | Landfill Gas |  | SPP_NEBR | Nebraska | 31 | Douglas | 55 | 31055 | 0.8 | 13500 | 2002 | 9999 |  |  | N | Landfill Gas | [13 empty] | 0.22117 | 0.22117 | 0.22117 | 0.22117 | [11 empty] | Omaha Public Power District | 100 | Omaha Public Power District | 100 | Regulated
Elk City Station | 7955_G_5 | 7955 | G | 5 |  | Landfill Gas |  | SPP_NEBR | Nebraska | 31 | Douglas | 55 | 31055 | 0.8 | 13500 | 2006 | 9999 |  |  | N | Landfill Gas | [13 empty] | 0.22117 | 0.22117 | 0.22117 | 0.22117 | [11 empty] | Omaha Public Power District | 100 | Omaha Public Power District | 100 | Regulated
Elk City Station | 7955_G_6 | 7955 | G | 6 |  | Landfill Gas |  | SPP_NEBR | Nebraska | 31 | Douglas | 55 | 31055 | 0.7 | 13500 | 2006 | 9999 |  |  | N | Landfill Gas | [13 empty] | 0.22117 | 0.22117 | 0.22117 | 0.22117 | [11 empty] | Omaha Public Power District | 100 | Omaha Public Power District | 100 | Regulated
Elk City Station | 7955_G_7 | 7955 | G | 7 |  | Landfill Gas |  | SPP_NEBR | Nebraska | 31 | Douglas | 55 | 31055 | 0.7 | 13500 | 2006 | 9999 |  |  | N | Landfill Gas | [13 empty] | 0.22117 | 0.22117 | 0.22117 | 0.22117 | [11 empty] | Omaha Public Power District | 100 | Omaha Public Power District | 100 | Regulated
Elk City Station | 7955_G_8 | 7955 | G | 8 |  | Landfill Gas |  | SPP_NEBR | Nebraska | 31 | Douglas | 55 | 31055 | 0.8 | 13500 | 2009 | 9999 |  |  | N | Landfill Gas | [13 empty] | 0.22117 | 0.22117 | 0.22117 | 0.22117 | [11 empty] | Omaha Public Power District | 100 | Omaha Public Power District | 100 | Regulated
Sediver | 7957_G_1 | 7957 | G | 1 |  | Combustion Turbine | IC Engine | S_VACA | South Carolina | 45 | York | 91 | 45091 | 2.4 | 10745 | 2003 | 9999 |  |  | N | Distillate Fuel Oil | [12 empty] | 3.5 | 1.6498 | 1.6498 | 1.6498 | 1.6498 | [11 empty] | Santee Cooper | 100 | Santee Cooper | 100 | Regulated
Horry Land Fill Gas Site | 7958_G_HG1 | 7958 | G | HG1 |  | Landfill Gas |  | S_VACA | South Carolina | 45 | Horry | 51 | 45051 | 1.1 | 13500 | 2001 | 9999 |  |  | N | Landfill Gas | [13 empty] | 0.22117 | 0.22117 | 0.22117 | 0.22117 | [11 empty] | Santee Cooper | 100 | Santee Cooper | 100 | Regulated
Horry Land Fill Gas Site | 7958_G_HG2 | 7958 | G | HG2 |  | Landfill Gas |  | S_VACA | South Carolina | 45 | Horry | 51 | 45051 | 1.1 | 13500 | 2001 | 9999 |  |  | N | Landfill Gas | [13 empty] | 0.22117 | 0.22117 | 0.22117 | 0.22117 | [11 empty] | Santee Cooper | 100 | Santee Cooper | 100 | Regulated
Horry Land Fill Gas Site | 7958_G_HG3 | 7958 | G | HG3 |  | Landfill Gas |  | S_VACA | South Carolina | 45 | Horry | 51 | 45051 | 1.1 | 13500 | 2003 | 9999 |  |  | N | Landfill Gas | [13 empty] | 0.22117 | 0.22117 | 0.22117 | 0.22117 | [11 empty] | Santee Cooper | 100 | Santee Cooper | 100 | Regulated
Kemper County | 7960_G_GT1 | 7960 | G | GT1 | 3379 | Combustion Turbine |  | S_C_TVA | Mississippi | 28 | Kemper | 69 | 28069 | 73.3 | 12134 | 2002 | 9999 |  |  | N | Natural Gas, Distillate Fuel Oil |  |  |  | DLNB + H2O | [8 empty] | 4.8 | 0.03242 | 0.03242 | 0.03242 | 0.03242 | [11 empty] | Tennessee Valley Authority | 100 | Tennessee Valley Authority | 100 | Regulated
Kemper County | 7960_G_GT2 | 7960 | G | GT2 | 3380 | Combustion Turbine |  | S_C_TVA | Mississippi | 28 | Kemper | 69 | 28069 | 73.3 | 12134 | 2002 | 9999 |  |  | N | Natural Gas, Distillate Fuel Oil |  |  |  | DLNB + H2O | [8 empty] | 4.8 | 0.03176 | 0.03176 | 0.03176 | 0.03176 | [11 empty] | Tennessee Valley Authority | 100 | Tennessee Valley Authority | 100 | Regulated
Kemper County | 7960_G_GT3 | 7960 | G | GT3 | 3381 | Combustion Turbine |  | S_C_TVA | Mississippi | 28 | Kemper | 69 | 28069 | 73.3 | 12134 | 2002 | 9999 |  |  | N | Natural Gas, Distillate Fuel Oil |  |  |  | DLNB + H2O | [8 empty] | 4.8 | 0.03025 | 0.03025 | 0.03025 | 0.03025 | [11 empty] | Tennessee Valley Authority | 100 | Tennessee Valley Authority | 100 | Regulated
Kemper County | 7960_G_GT4 | 7960 | G | GT4 | 3382 | Combustion Turbine |  | S_C_TVA | Mississippi | 28 | Kemper | 69 | 28069 | 73.3 | 12134 | 2002 | 9999 |  |  | N | Natural Gas, Distillate Fuel Oil |  |  |  | DLNB + H2O | [8 empty] | 4.8 | 0.03494 | 0.03494 | 0.03494 | 0.03494 | [11 empty] | Tennessee Valley Authority | 100 | Tennessee Valley Authority | 100 | Regulated
Warren F Sam Beasley Generation Station | 7962_G_001 | 7962 | G | 001 | 8426 | Combustion Turbine |  | PJM_EMAC | Delaware | 10 | Kent | 1 | 10001 | 48 | 10916 | 2002 | 9999 |  |  | N | Natural Gas, Distillate Fuel Oil |  |  |  | H2O | SCR | [7 empty] | 0.05 | 0.01615 | 0.01615 | 0.01615 | 0.01615 | [11 empty] | Delaware Municipal Electric Corp | 100 | Delaware Municipal Electric Corp | 100 | Regulated
Warren F Sam Beasley Generation Station | 7962_G_002 | 7962 | G | 002 | 90703 | Combustion Turbine |  | PJM_EMAC | Delaware | 10 | Kent | 1 | 10001 | 50 | 10916 | 2012 | 9999 |  |  | N | Natural Gas, Distillate Fuel Oil |  |  |  | H2O | SCR | [8 empty] | 0.01965 | 0.01965 | 0.01965 | 0.01965 | [11 empty] | Delaware Municipal Electric Corp | 100 | Delaware Municipal Electric Corp | 100 | Regulated
Peno Creek | 7964_G_GT1 | 7964 | G | GT1 | 9048 | Combustion Turbine |  | MIS_MO | Missouri | 29 | Pike | 163 | 29163 | 47 | 11264 | 2002 | 9999 |  |  | N | Natural Gas, Distillate Fuel Oil |  |  |  | H2O | [8 empty] | 0.05 | 0.08927 | 0.08927 | 0.08927 | 0.08927 | [11 empty] | Ameren Missouri | 100 | Ameren Corp | 100 | Regulated
Peno Creek | 7964_G_GT2 | 7964 | G | GT2 | 9050 | Combustion Turbine |  | MIS_MO | Missouri | 29 | Pike | 163 | 29163 | 47 | 11265 | 2002 | 9999 |  |  | N | Natural Gas, Distillate Fuel Oil |  |  |  | H2O | [8 empty] | 0.05 | 0.093 | 0.093 | 0.093 | 0.093 | [11 empty] | Ameren Missouri | 100 | Ameren Corp | 100 | Regulated
Peno Creek | 7964_G_GT3 | 7964 | G | GT3 | 9052 | Combustion Turbine |  | MIS_MO | Missouri | 29 | Pike | 163 | 29163 | 47 | 11265 | 2002 | 9999 |  |  | N | Natural Gas, Distillate Fuel Oil |  |  |  | H2O | [8 empty] | 0.05 | 0.0888 | 0.0888 | 0.0888 | 0.0888 | [11 empty] | Ameren Missouri | 100 | Ameren Corp | 100 | Regulated
Peno Creek | 7964_G_GT4 | 7964 | G | GT4 | 9054 | Combustion Turbine |  | MIS_MO | Missouri | 29 | Pike | 163 | 29163 | 47 | 11265 | 2002 | 9999 |  |  | N | Natural Gas, Distillate Fuel Oil |  |  |  | H2O | [8 empty] | 0.05 | 0.08962 | 0.08962 | 0.08962 | 0.08962 | [11 empty] | Ameren Missouri | 100 | Ameren Corp | 100 | Regulated
Salt Valley Wind Plant | 7965_G_G1 | 7965 | G | G1 |  | Onshore Wind |  | SPP_NEBR | Nebraska | 31 | Lancaster | 109 | 31109 | 0.7 | 0 | 1998 | 9999 |  |  | N | Wind | [13 empty] | 0 | 0 | 0 | 0 | [11 empty] | Lincoln Electric System | 100 | Lincoln Electric System | 100 | Regulated
Salt Valley Wind Plant | 7965_G_G2 | 7965 | G | G2 |  | Onshore Wind |  | SPP_NEBR | Nebraska | 31 | Lancaster | 109 | 31109 | 0.7 | 0 | 1999 | 9999 |  |  | N | Wind | [13 empty] | 0 | 0 | 0 | 0 | [11 empty] | Lincoln Electric System | 100 | Lincoln Electric System | 100 | Regulated
Iowa Distributed Wind Generation Project | 7966_G_IDWG | 7966 | G | IDWG |  | Onshore Wind |  | MIS_MIDA | Iowa | 19 | Kossuth | 109 | 19109 | 2.3 | 0 | 2000 | 9999 |  |  | N | Wind | [13 empty] | 0 | 0 | 0 | 0 | [11 empty] | Cedar Falls Utilities | 100 | Cedar Falls Utilities | 100 | Regulated
Lordsburg Generating | 7967_G_GT1 | 7967 | G | GT1 | 9190 | Combustion Turbine |  | WECC_NM | New Mexico | 35 | Hidalgo | 23 | 35023 | 41.3 | 11948 | 2002 | 9999 |  |  | N | Natural Gas |  |  |  | H2O | [8 empty] | 0.001 | 0.09367 | 0.09367 | 0.09367 | 0.09367 | [11 empty] | Public Service Co of New Mexico | 100 | PNM Resources Inc | 100 | Regulated
Lordsburg Generating | 7967_G_GT2 | 7967 | G | GT2 | 9191 | Combustion Turbine |  | WECC_NM | New Mexico | 35 | Hidalgo | 23 | 35023 | 41.3 | 11949 | 2002 | 9999 |  |  | N | Natural Gas |  |  |  | H2O | [8 empty] | 0.001 | 0.10326 | 0.10326 | 0.10326 | 0.10326 | [11 empty] | Public Service Co of New Mexico | 100 | PNM Resources Inc | 100 | Regulated
Pella Peaking | 7971_G_10 | 7971 | G | 10 |  | Combustion Turbine | IC Engine | MIS_MIDA | Iowa | 19 | Marion | 125 | 19125 | 1.8 | 10745 | 2003 | 9999 |  |  | N | Distillate Fuel Oil | [12 empty] | 0.15 | 1.6498 | 1.6498 | 1.6498 | 1.6498 | [11 empty] | Pella Municipal Light & Power | 100 | Pella Municipal Light & Power | 100 | Regulated
Pella Peaking | 7971_G_11 | 7971 | G | 11 |  | Combustion Turbine | IC Engine | MIS_MIDA | Iowa | 19 | Marion | 125 | 19125 | 1.8 | 10745 | 2003 | 9999 |  |  | N | Distillate Fuel Oil | [12 empty] | 0.15 | 1.6498 | 1.6498 | 1.6498 | 1.6498 | [11 empty] | Pella Municipal Light & Power | 100 | Pella Municipal Light & Power | 100 | Regulated
Pella Peaking | 7971_G_12 | 7971 | G | 12 |  | Combustion Turbine | IC Engine | MIS_MIDA | Iowa | 19 | Marion | 125 | 19125 | 1.8 | 10745 | 2003 | 9999 |  |  | N | Distillate Fuel Oil | [12 empty] | 0.15 | 1.6498 | 1.6498 | 1.6498 | 1.6498 | [11 empty] | Pella Municipal Light & Power | 100 | Pella Municipal Light & Power | 100 | Regulated
Pella Peaking | 7971_G_13 | 7971 | G | 13 |  | Combustion Turbine | IC Engine | MIS_MIDA | Iowa | 19 | Marion | 125 | 19125 | 1.8 | 10745 | 2003 | 9999 |  |  | N | Distillate Fuel Oil | [12 empty] | 0.15 | 1.6498 | 1.6498 | 1.6498 | 1.6498 | [11 empty] | Pella Municipal Light & Power | 100 | Pella Municipal Light & Power | 100 | Regulated
Pella Peaking | 7971_G_14 | 7971 | G | 14 |  | Combustion Turbine | IC Engine | MIS_MIDA | Iowa | 19 | Marion | 125 | 19125 | 1.8 | 10745 | 2003 | 9999 |  |  | N | Distillate Fuel Oil | [12 empty] | 0.15 | 1.6498 | 1.6498 | 1.6498 | 1.6498 | [11 empty] | Pella Municipal Light & Power | 100 | Pella Municipal Light & Power | 100 | Regulated
Pella Peaking | 7971_G_15 | 7971 | G | 15 |  | Combustion Turbine | IC Engine | MIS_MIDA | Iowa | 19 | Marion | 125 | 19125 | 1.8 | 10745 | 2003 | 9999 |  |  | N | Distillate Fuel Oil | [13 empty] | 1.6498 | 1.6498 | 1.6498 | 1.6498 | [11 empty] | Pella Municipal Light & Power | 100 | Pella Municipal Light & Power | 100 | Regulated
Pella Peaking | 7971_G_16 | 7971 | G | 16 |  | Combustion Turbine | IC Engine | MIS_MIDA | Iowa | 19 | Marion | 125 | 19125 | 1.8 | 10745 | 2003 | 9999 |  |  | N | Distillate Fuel Oil | [13 empty] | 1.6498 | 1.6498 | 1.6498 | 1.6498 | [11 empty] | Pella Municipal Light & Power | 100 | Pella Municipal Light & Power | 100 | Regulated
Pella Peaking | 7971_G_3 | 7971 | G | 3 |  | Combustion Turbine | IC Engine | MIS_MIDA | Iowa | 19 | Marion | 125 | 19125 | 1.8 | 10745 | 2003 | 9999 |  |  | N | Distillate Fuel Oil | [12 empty] | 0.15 | 1.6498 | 1.6498 | 1.6498 | 1.6498 | [11 empty] | Pella Municipal Light & Power | 100 | Pella Municipal Light & Power | 100 | Regulated
Pella Peaking | 7971_G_4 | 7971 | G | 4 |  | Combustion Turbine | IC Engine | MIS_MIDA | Iowa | 19 | Marion | 125 | 19125 | 1.8 | 10745 | 2003 | 9999 |  |  | N | Distillate Fuel Oil | [12 empty] | 0.15 | 1.6498 | 1.6498 | 1.6498 | 1.6498 | [11 empty] | Pella Municipal Light & Power | 100 | Pella Municipal Light & Power | 100 | Regulated
Pella Peaking | 7971_G_5 | 7971 | G | 5 |  | Combustion Turbine | IC Engine | MIS_MIDA | Iowa | 19 | Marion | 125 | 19125 | 1.8 | 10745 | 2003 | 9999 |  |  | N | Distillate Fuel Oil | [12 empty] | 0.15 | 1.6498 | 1.6498 | 1.6498 | 1.6498 | [11 empty] | Pella Municipal Light & Power | 100 | Pella Municipal Light & Power | 100 | Regulated
Pella Peaking | 7971_G_6 | 7971 | G | 6 |  | Combustion Turbine | IC Engine | MIS_MIDA | Iowa | 19 | Marion | 125 | 19125 | 1.8 | 10745 | 2003 | 9999 |  |  | N | Distillate Fuel Oil | [12 empty] | 0.15 | 1.6498 | 1.6498 | 1.6498 | 1.6498 | [11 empty] | Pella Municipal Light & Power | 100 | Pella Municipal Light & Power | 100 | Regulated
Pella Peaking | 7971_G_7 | 7971 | G | 7 |  | Combustion Turbine | IC Engine | MIS_MIDA | Iowa | 19 | Marion | 125 | 19125 | 1.8 | 10745 | 2003 | 9999 |  |  | N | Distillate Fuel Oil | [12 empty] | 0.15 | 1.6498 | 1.6498 | 1.6498 | 1.6498 | [11 empty] | Pella Municipal Light & Power | 100 | Pella Municipal Light & Power | 100 | Regulated
Pella Peaking | 7971_G_8 | 7971 | G | 8 |  | Combustion Turbine | IC Engine | MIS_MIDA | Iowa | 19 | Marion | 125 | 19125 | 1.8 | 10745 | 2003 | 9999 |  |  | N | Distillate Fuel Oil | [12 empty] | 0.15 | 1.6498 | 1.6498 | 1.6498 | 1.6498 | [11 empty] | Pella Municipal Light & Power | 100 | Pella Municipal Light & Power | 100 | Regulated
Pella Peaking | 7971_G_9 | 7971 | G | 9 |  | Combustion Turbine | IC Engine | MIS_MIDA | Iowa | 19 | Marion | 125 | 19125 | 1.8 | 10745 | 2003 | 9999 |  |  | N | Distillate Fuel Oil | [12 empty] | 0.15 | 1.6498 | 1.6498 | 1.6498 | 1.6498 | [11 empty] | Pella Municipal Light & Power | 100 | Pella Municipal Light & Power | 100 | Regulated
Sumpter | 7972_G_1 | 7972 | G | 1 | 9882 | Combustion Turbine |  | MIS_LMI | Michigan | 26 | Wayne | 163 | 26163 | 77 | 12670 | 2002 | 9999 |  |  | N | Natural Gas |  |  |  | DLNB | [8 empty] | 1.67 | 0.03221 | 0.03221 | 0.03221 | 0.03221 | [11 empty] | Wolverine Power Supply Coop Inc | 100 | Wolverine Power Supply Coop Inc | 100 | Regulated
Sumpter | 7972_G_2 | 7972 | G | 2 | 9883 | Combustion Turbine |  | MIS_LMI | Michigan | 26 | Wayne | 163 | 26163 | 77.5 | 12670 | 2002 | 9999 |  |  | N | Natural Gas |  |  |  | DLNB | [8 empty] | 1.67 | 0.03599 | 0.03599 | 0.03599 | 0.03599 | [11 empty] | Wolverine Power Supply Coop Inc | 100 | Wolverine Power Supply Coop Inc | 100 | Regulated
Sumpter | 7972_G_3 | 7972 | G | 3 | 9884 | Combustion Turbine |  | MIS_LMI | Michigan | 26 | Wayne | 163 | 26163 | 76.6 | 12670 | 2002 | 9999 |  |  | N | Natural Gas |  |  |  | DLNB | [8 empty] | 1.67 | 0.0369 | 0.0369 | 0.0369 | 0.0369 | [11 empty] | Wolverine Power Supply Coop Inc | 100 | Wolverine Power Supply Coop Inc | 100 | Regulated
Sumpter | 7972_G_4 | 7972 | G | 4 | 9885 | Combustion Turbine |  | MIS_LMI | Michigan | 26 | Wayne | 163 | 26163 | 77.3 | 12670 | 2002 | 9999 |  |  | N | Natural Gas |  |  |  | DLNB | [8 empty] | 1.67 | 0.03242 | 0.03242 | 0.03242 | 0.03242 | [11 empty] | Wolverine Power Supply Coop Inc | 100 | Wolverine Power Supply Coop Inc | 100 | Regulated
Sharpe | 7973_G_1 | 7973 | G | 1 |  | Combustion Turbine | IC Engine | SPP_N | Kansas | 20 | Coffey | 31 | 20031 | 2 | 12283 | 2002 | 9999 |  |  | N | Distillate Fuel Oil | [13 empty] | 1.6498 | 1.6498 | 1.6498 | 1.6498 | [11 empty] | Kansas Electric Power Coop Inc | 100 | Kansas Electric Power Coop Inc | 100 | Regulated
Sharpe | 7973_G_10 | 7973 | G | 10 |  | Combustion Turbine | IC Engine | SPP_N | Kansas | 20 | Coffey | 31 | 20031 | 2 | 12283 | 2002 | 9999 |  |  | N | Distillate Fuel Oil | [13 empty] | 1.6498 | 1.6498 | 1.6498 | 1.6498 | [11 empty] | Kansas Electric Power Coop Inc | 100 | Kansas Electric Power Coop Inc | 100 | Regulated
Sharpe | 7973_G_2 | 7973 | G | 2 |  | Combustion Turbine | IC Engine | SPP_N | Kansas | 20 | Coffey | 31 | 20031 | 2 | 12283 | 2002 | 9999 |  |  | N | Distillate Fuel Oil | [13 empty] | 1.6498 | 1.6498 | 1.6498 | 1.6498 | [11 empty] | Kansas Electric Power Coop Inc | 100 | Kansas Electric Power Coop Inc | 100 | Regulated
Sharpe | 7973_G_3 | 7973 | G | 3 |  | Combustion Turbine | IC Engine | SPP_N | Kansas | 20 | Coffey | 31 | 20031 | 2 | 12283 | 2002 | 9999 |  |  | N | Distillate Fuel Oil | [13 empty] | 1.6498 | 1.6498 | 1.6498 | 1.6498 | [11 empty] | Kansas Electric Power Coop Inc | 100 | Kansas Electric Power Coop Inc | 100 | Regulated
Sharpe | 7973_G_4 | 7973 | G | 4 |  | Combustion Turbine | IC Engine | SPP_N | Kansas | 20 | Coffey | 31 | 20031 | 2 | 12283 | 2002 | 9999 |  |  | N | Distillate Fuel Oil | [13 empty] | 1.6498 | 1.6498 | 1.6498 | 1.6498 | [11 empty] | Kansas Electric Power Coop Inc | 100 | Kansas Electric Power Coop Inc | 100 | Regulated
Sharpe | 7973_G_5 | 7973 | G | 5 |  | Combustion Turbine | IC Engine | SPP_N | Kansas | 20 | Coffey | 31 | 20031 | 2 | 12283 | 2002 | 9999 |  |  | N | Distillate Fuel Oil | [13 empty] | 1.6498 | 1.6498 | 1.6498 | 1.6498 | [11 empty] | Kansas Electric Power Coop Inc | 100 | Kansas Electric Power Coop Inc | 100 | Regulated
Sharpe | 7973_G_6 | 7973 | G | 6 |  | Combustion Turbine | IC Engine | SPP_N | Kansas | 20 | Coffey | 31 | 20031 | 2 | 12283 | 2002 | 9999 |  |  | N | Distillate Fuel Oil | [13 empty] | 1.6498 | 1.6498 | 1.6498 | 1.6498 | [11 empty] | Kansas Electric Power Coop Inc | 100 | Kansas Electric Power Coop Inc | 100 | Regulated
Sharpe | 7973_G_7 | 7973 | G | 7 |  | Combustion Turbine | IC Engine | SPP_N | Kansas | 20 | Coffey | 31 | 20031 | 2 | 12283 | 2002 | 9999 |  |  | N | Distillate Fuel Oil | [13 empty] | 1.6498 | 1.6498 | 1.6498 | 1.6498 | [11 empty] | Kansas Electric Power Coop Inc | 100 | Kansas Electric Power Coop Inc | 100 | Regulated
Sharpe | 7973_G_8 | 7973 | G | 8 |  | Combustion Turbine | IC Engine | SPP_N | Kansas | 20 | Coffey | 31 | 20031 | 2 | 12283 | 2002 | 9999 |  |  | N | Distillate Fuel Oil | [13 empty] | 1.6498 | 1.6498 | 1.6498 | 1.6498 | [11 empty] | Kansas Electric Power Coop Inc | 100 | Kansas Electric Power Coop Inc | 100 | Regulated
Sharpe | 7973_G_9 | 7973 | G | 9 |  | Combustion Turbine | IC Engine | SPP_N | Kansas | 20 | Coffey | 31 | 20031 | 2 | 12283 | 2002 | 9999 |  |  | N | Distillate Fuel Oil | [13 empty] | 1.6498 | 1.6498 | 1.6498 | 1.6498 | [11 empty] | Kansas Electric Power Coop Inc | 100 | Kansas Electric Power Coop Inc | 100 | Regulated
Chamberlain Wind Project | 7974_G_WTC1 | 7974 | G | WTC1 |  | Onshore Wind |  | SPP_WAUE | South Dakota | 46 | Brule | 15 | 46015 | 1.3 | 0 | 2001 | 9999 |  |  | N | Wind | [13 empty] | 0 | 0 | 0 | 0 | [11 empty] | Basin Electric Power Coop | 100 | Basin Electric Power Coop | 100 | Regulated
Chamberlain Wind Project | 7974_G_WTC2 | 7974 | G | WTC2 |  | Onshore Wind |  | SPP_WAUE | South Dakota | 46 | Brule | 15 | 46015 | 1.3 | 0 | 2001 | 9999 |  |  | N | Wind | [13 empty] | 0 | 0 | 0 | 0 | [11 empty] | Basin Electric Power Coop | 100 | Basin Electric Power Coop | 100 | Regulated
Pyramid | 7975_G_1 | 7975 | G | 1 | 9287 | Combustion Turbine |  | WECC_NM | New Mexico | 35 | Hidalgo | 23 | 35023 | 39.5 | 10745 | 2003 | 9999 |  |  | N | Natural Gas, Distillate Fuel Oil |  |  |  | H2O | [8 empty] | 0.74 | 0.12001 | 0.12001 | 0.12001 | 0.12001 | [11 empty] | Tri State Generation & Transmission Association Inc | 100 | Tri State Generation & Transmission Association Inc | 100 | Regulated
Pyramid | 7975_G_2 | 7975 | G | 2 | 9288 | Combustion Turbine |  | WECC_NM | New Mexico | 35 | Hidalgo | 23 | 35023 | 39.5 | 10745 | 2003 | 9999 |  |  | N | Natural Gas, Distillate Fuel Oil |  |  |  | H2O | [8 empty] | 0.74 | 0.12026 | 0.12026 | 0.12026 | 0.12026 | [11 empty] | Tri State Generation & Transmission Association Inc | 100 | Tri State Generation & Transmission Association Inc | 100 | Regulated
Pyramid | 7975_G_3 | 7975 | G | 3 | 9289 | Combustion Turbine |  | WECC_NM | New Mexico | 35 | Hidalgo | 23 | 35023 | 39.5 | 10745 | 2003 | 9999 |  |  | N | Natural Gas, Distillate Fuel Oil |  |  |  | H2O | [8 empty] | 0.74 | 0.11798 | 0.11798 | 0.11798 | 0.11798 | [11 empty] | Tri State Generation & Transmission Association Inc | 100 | Tri State Generation & Transmission Association Inc | 100 | Regulated
Pyramid | 7975_G_4 | 7975 | G | 4 | 9290 | Combustion Turbine |  | WECC_NM | New Mexico | 35 | Hidalgo | 23 | 35023 | 39.5 | 10745 | 2003 | 9999 |  |  | N | Natural Gas, Distillate Fuel Oil |  |  |  | H2O | [8 empty] | 0.74 | 0.11409 | 0.11409 | 0.11409 | 0.11409 | [11 empty] | Tri State Generation & Transmission Association Inc | 100 | Tri State Generation & Transmission Association Inc | 100 | Regulated
Mulvane 2 | 7976_G_10 | 7976 | G | 10 |  | Combustion Turbine | IC Engine | SPP_N | Kansas | 20 | Sedgwick | 173 | 20173 | 3.8 | 19551 | 2003 | 9999 |  |  | N | Distillate Fuel Oil | [12 empty] | 3 | 1.6498 | 1.6498 | 1.6498 | 1.6498 | [11 empty] | Mulvane KS (City of) | 100 | Mulvane KS (City of) | 100 | Regulated
Mulvane 2 | 7976_G_11 | 7976 | G | 11 |  | Combustion Turbine | IC Engine | SPP_N | Kansas | 20 | Sedgwick | 173 | 20173 | 3.8 | 22909 | 2003 | 9999 |  |  | N | Distillate Fuel Oil | [12 empty] | 3 | 1.6498 | 1.6498 | 1.6498 | 1.6498 | [11 empty] | Mulvane KS (City of) | 100 | Mulvane KS (City of) | 100 | Regulated
Mulvane 2 | 7976_G_9 | 7976 | G | 9 |  | Combustion Turbine | IC Engine | SPP_N | Kansas | 20 | Sedgwick | 173 | 20173 | 1 | 22341 | 2003 | 9999 |  |  | N | Distillate Fuel Oil | [12 empty] | 3 | 1.6498 | 1.6498 | 1.6498 | 1.6498 | [11 empty] | Mulvane KS (City of) | 100 | Mulvane KS (City of) | 100 | Regulated
Granite Falls 2 | 7977_G_1 | 7977 | G | 1 |  | Combustion Turbine | IC Engine | MIS_MNWI | Minnesota | 27 | Yellow Medicine | 173 | 27173 | 2 | 25000 | 2003 | 9999 |  |  | N | Distillate Fuel Oil | [13 empty] | 1.6498 | 1.6498 | 1.6498 | 1.6498 | [11 empty] | Granite Falls Light & Water Dept | 100 | Granite Falls Light & Water Dept | 100 | Regulated
Granite Falls 2 | 7977_G_2 | 7977 | G | 2 |  | Combustion Turbine | IC Engine | MIS_MNWI | Minnesota | 27 | Yellow Medicine | 173 | 27173 | 2 | 25000 | 2003 | 9999 |  |  | N | Distillate Fuel Oil | [13 empty] | 1.6498 | 1.6498 | 1.6498 | 1.6498 | [11 empty] | Granite Falls Light & Water Dept | 100 | Granite Falls Light & Water Dept | 100 | Regulated
Granite Falls 2 | 7977_G_3 | 7977 | G | 3 |  | Combustion Turbine | IC Engine | MIS_MNWI | Minnesota | 27 | Yellow Medicine | 173 | 27173 | 2 | 25000 | 2003 | 9999 |  |  | N | Distillate Fuel Oil | [13 empty] | 1.6498 | 1.6498 | 1.6498 | 1.6498 | [11 empty] | Granite Falls Light & Water Dept | 100 | Granite Falls Light & Water Dept | 100 | Regulated
Mill Creek (SC) | 7981_G_1 | 7981 | G | 1 | 9192 | Combustion Turbine |  | S_VACA | South Carolina | 45 | Cherokee | 21 | 45021 | 71 | 13019 | 2002 | 9999 |  |  | N | Natural Gas, Distillate Fuel Oil |  |  |  | DLNB + H2O | [8 empty] | 3.5 | 0.03628 | 0.03628 | 0.03628 | 0.03628 | [11 empty] | Duke Energy Carolinas | 100 | Duke Energy Corp | 100 | Regulated
Mill Creek (SC) | 7981_G_2 | 7981 | G | 2 | 9193 | Combustion Turbine |  | S_VACA | South Carolina | 45 | Cherokee | 21 | 45021 | 70 | 13020 | 2002 | 9999 |  |  | N | Natural Gas, Distillate Fuel Oil |  |  |  | DLNB + H2O | [8 empty] | 3.5 | 0.03428 | 0.03428 | 0.03428 | 0.03428 | [11 empty] | Duke Energy Carolinas | 100 | Duke Energy Corp | 100 | Regulated
Mill Creek (SC) | 7981_G_3 | 7981 | G | 3 | 9194 | Combustion Turbine |  | S_VACA | South Carolina | 45 | Cherokee | 21 | 45021 | 71 | 13019 | 2002 | 9999 |  |  | N | Natural Gas, Distillate Fuel Oil |  |  |  | DLNB + H2O | [8 empty] | 3.5 | 0.03996 | 0.03996 | 0.03996 | 0.03996 | [11 empty] | Duke Energy Carolinas | 100 | Duke Energy Corp | 100 | Regulated
Mill Creek (SC) | 7981_G_4 | 7981 | G | 4 | 9195 | Combustion Turbine |  | S_VACA | South Carolina | 45 | Cherokee | 21 | 45021 | 70 | 13020 | 2002 | 9999 |  |  | N | Natural Gas, Distillate Fuel Oil |  |  |  | DLNB + H2O | [8 empty] | 3.5 | 0.03338 | 0.03338 | 0.03338 | 0.03338 | [11 empty] | Duke Energy Carolinas | 100 | Duke Energy Corp | 100 | Regulated
Mill Creek (SC) | 7981_G_5 | 7981 | G | 5 | 9196 | Combustion Turbine |  | S_VACA | South Carolina | 45 | Cherokee | 21 | 45021 | 69 | 13021 | 2003 | 9999 |  |  | N | Natural Gas, Distillate Fuel Oil |  |  |  | DLNB + H2O | [8 empty] | 3.5 | 0.03183 | 0.03183 | 0.03183 | 0.03183 | [11 empty] | Duke Energy Carolinas | 100 | Duke Energy Corp | 100 | Regulated
Mill Creek (SC) | 7981_G_6 | 7981 | G | 6 | 9197 | Combustion Turbine |  | S_VACA | South Carolina | 45 | Cherokee | 21 | 45021 | 71 | 13019 | 2003 | 9999 |  |  | N | Natural Gas, Distillate Fuel Oil |  |  |  | DLNB + H2O | [8 empty] | 3.5 | 0.03438 | 0.03438 | 0.03438 | 0.03438 | [11 empty] | Duke Energy Carolinas | 100 | Duke Energy Corp | 100 | Regulated
Mill Creek (SC) | 7981_G_7 | 7981 | G | 7 | 9198 | Combustion Turbine |  | S_VACA | South Carolina | 45 | Cherokee | 21 | 45021 | 70 | 13020 | 2003 | 9999 |  |  | N | Natural Gas, Distillate Fuel Oil |  |  |  | DLNB + H2O | [8 empty] | 3.5 | 0.02947 | 0.02947 | 0.02947 | 0.02947 | [11 empty] | Duke Energy Carolinas | 100 | Duke Energy Corp | 100 | Regulated
Mill Creek (SC) | 7981_G_8 | 7981 | G | 8 | 9199 | Combustion Turbine |  | S_VACA | South Carolina | 45 | Cherokee | 21 | 45021 | 71 | 13019 | 2003 | 9999 |  |  | N | Natural Gas, Distillate Fuel Oil |  |  |  | DLNB + H2O | [8 empty] | 3.5 | 0.02777 | 0.02777 | 0.02777 | 0.02777 | [11 empty] | Duke Energy Carolinas | 100 | Duke Energy Corp | 100 | Regulated
South Generation | 7982_G_3 | 7982 | G | 3 |  | Combustion Turbine | IC Engine | MIS_MNWI | Minnesota | 27 | Redwood | 127 | 27127 | 2 | 12608 | 2003 | 9999 |  |  | N | Distillate Fuel Oil | [13 empty] | 0.0114 | 0.0114 | 0.0114 | 0.0114 | [11 empty] | Redwood Falls Public Utility Commission | 100 | Redwood Falls Public Utility Commission | 100 | Regulated
South Generation | 7982_G_4 | 7982 | G | 4 |  | Combustion Turbine | IC Engine | MIS_MNWI | Minnesota | 27 | Redwood | 127 | 27127 | 2 | 12608 | 2003 | 9999 |  |  | N | Distillate Fuel Oil | [13 empty] | 0.01099 | 0.01099 | 0.01099 | 0.01099 | [11 empty] | Redwood Falls Public Utility Commission | 100 | Redwood Falls Public Utility Commission | 100 | Regulated
South Generation | 7982_G_5 | 7982 | G | 5 |  | Combustion Turbine | IC Engine | MIS_MNWI | Minnesota | 27 | Redwood | 127 | 27127 | 2.2 | 12621 | 2003 | 9999 |  |  | N | Distillate Fuel Oil | [13 empty] | 4.3905 | 4.3905 | 4.3905 | 4.3905 | [11 empty] | Redwood Falls Public Utility Commission | 100 | Redwood Falls Public Utility Commission | 100 | Regulated
Kalkaska CT #1 | 7984_G_001 | 7984 | G | 001 | 9291 | Combustion Turbine |  | MIS_LMI | Michigan | 26 | Kalkaska | 79 | 26079 | 48.3 | 10745 | 2002 | 9999 |  |  | N | Natural Gas |  |  |  | H2O | [8 empty] | 1.67 | 0.08998 | 0.08998 | 0.08998 | 0.08998 | [11 empty] | Michigan Public Power Agency | 100 | Michigan Public Power Agency | 100 | Regulated
Greater Des Moines | 7985_G_GT1 | 7985 | G | GT1 | 9886 | Combined Cycle |  | MIS_MIDA | Iowa | 19 | Polk | 153 | 19153 | 163.4 | 7823 | 2003 | 9999 |  |  | N | Natural Gas |  |  |  | DLNB | SCR | [7 empty] | 0.002 | 0.0095 | 0.0095 | 0.0095 | 0.0095 | [11 empty] | MidAmerican Energy Co | 100 | Berkshire Hathaway Inc | 100 | Regulated
Greater Des Moines | 7985_G_GT2 | 7985 | G | GT2 | 9887 | Combined Cycle |  | MIS_MIDA | Iowa | 19 | Polk | 153 | 19153 | 164.2 | 7823 | 2003 | 9999 |  |  | N | Natural Gas |  |  |  | DLNB | SCR | [7 empty] | 0.002 | 0.0095 | 0.0095 | 0.0095 | 0.0095 | [11 empty] | MidAmerican Energy Co | 100 | Berkshire Hathaway Inc | 100 | Regulated
Greater Des Moines | 7985_G_ST1 | 7985 | G | ST1 | 9886 | Combined Cycle |  | MIS_MIDA | Iowa | 19 | Polk | 153 | 19153 | 183.2 | 7823 | 2004 | 9999 |  |  | N | Natural Gas |  |  |  | DLNB | SCR | [7 empty] | 0.002 | 0.0095 | 0.0095 | 0.0095 | 0.0095 | [11 empty] | MidAmerican Energy Co | 100 | Berkshire Hathaway Inc | 100 | Regulated
Lake One | 7987_G_L1 | 7987 | G | L1 | 9888 | Combustion Turbine |  | WEC_LADW | California | 6 | Los Angeles | 37 | 06037 | 48 | 11549 | 2002 | 9999 |  |  | N | Natural Gas |  |  |  | H2O | SCR | [7 empty] | 0.74 | 0.01996 | 0.01996 | 0.01996 | 0.01996 | [11 empty] | Burbank Water & Power | 100 | Burbank Water & Power | 100 | Regulated
Silver Creek | 7988_G_1 | 7988 | G | 1 | 88205 | Combustion Turbine |  | MIS_MS | Mississippi | 28 | Jefferson Davis | 65 | 28065 | 75 | 12614 | 2003 | 9999 |  |  | N | Natural Gas |  |  |  | DLNB | [8 empty] | 4.8 | 0.03165 | 0.03165 | 0.03165 | 0.03165 | [11 empty] | Cooperative Energy | 100 | South Mississippi Electric Power Association | 100 | Regulated
Silver Creek | 7988_G_2 | 7988 | G | 2 | 88206 | Combustion Turbine |  | MIS_MS | Mississippi | 28 | Jefferson Davis | 65 | 28065 | 75 | 12614 | 2004 | 9999 |  |  | N | Natural Gas |  |  |  | DLNB | [8 empty] | 4.8 | 0.02473 | 0.02473 | 0.02473 | 0.02473 | [11 empty] | Cooperative Energy | 100 | South Mississippi Electric Power Association | 100 | Regulated
Silver Creek | 7988_G_3 | 7988 | G | 3 | 88207 | Combustion Turbine |  | MIS_MS | Mississippi | 28 | Jefferson Davis | 65 | 28065 | 75 | 12614 | 2005 | 9999 |  |  | N | Natural Gas |  |  |  | DLNB | [8 empty] | 4.8 | 0.02516 | 0.02516 | 0.02516 | 0.02516 | [11 empty] | Cooperative Energy | 100 | South Mississippi Electric Power Association | 100 | Regulated
Sylvarena | 7989_G_1 | 7989 | G | 1 | 88208 | Combustion Turbine |  | MIS_MS | Mississippi | 28 | Smith | 129 | 28129 | 43 | 10745 | 2003 | 9999 |  |  | N | Natural Gas |  |  |  | H2O | [8 empty] | 4.8 | 0.08868 | 0.08868 | 0.08868 | 0.08868 | [11 empty] | Cooperative Energy | 100 | South Mississippi Electric Power Association | 100 | Regulated
Sylvarena | 7989_G_2 | 7989 | G | 2 | 88209 | Combustion Turbine |  | MIS_MS | Mississippi | 28 | Smith | 129 | 28129 | 43 | 10745 | 2003 | 9999 |  |  | N | Natural Gas |  |  |  | H2O | [8 empty] | 4.8 | 0.08872 | 0.08872 | 0.08872 | 0.08872 | [11 empty] | Cooperative Energy | 100 | South Mississippi Electric Power Association | 100 | Regulated
Sylvarena | 7989_G_3 | 7989 | G | 3 | 88210 | Combustion Turbine |  | MIS_MS | Mississippi | 28 | Smith | 129 | 28129 | 43 | 10745 | 2003 | 9999 |  |  | N | Natural Gas |  |  |  | H2O | [8 empty] | 4.8 | 0.08805 | 0.08805 | 0.08805 | 0.08805 | [11 empty] | Cooperative Energy | 100 | South Mississippi Electric Power Association | 100 | Regulated
Altamont | 7990_G_1 | 7990 | G | 1 |  | Combustion Turbine | IC Engine | MIS_IL | Illinois | 17 | Effingham | 49 | 17049 | 1.8 | 10745 | 2002 | 9999 |  |  | N | Distillate Fuel Oil | [12 empty] | 1 | 1.6498 | 1.6498 | 1.6498 | 1.6498 | [11 empty] | Altamont IL (City of) | 100 | Altamont IL (City of) | 100 | Regulated
Altamont | 7990_G_2 | 7990 | G | 2 |  | Combustion Turbine | IC Engine | MIS_IL | Illinois | 17 | Effingham | 49 | 17049 | 1.8 | 10745 | 2002 | 9999 |  |  | N | Distillate Fuel Oil | [12 empty] | 1 | 1.6498 | 1.6498 | 1.6498 | 1.6498 | [11 empty] | Altamont IL (City of) | 100 | Altamont IL (City of) | 100 | Regulated
Altamont | 7990_G_3 | 7990 | G | 3 |  | Combustion Turbine | IC Engine | MIS_IL | Illinois | 17 | Effingham | 49 | 17049 | 1.8 | 10745 | 2002 | 9999 |  |  | N | Distillate Fuel Oil | [12 empty] | 1 | 1.6498 | 1.6498 | 1.6498 | 1.6498 | [11 empty] | Altamont IL (City of) | 100 | Altamont IL (City of) | 100 | Regulated
Altamont | 7990_G_4 | 7990 | G | 4 |  | Combustion Turbine | IC Engine | MIS_IL | Illinois | 17 | Effingham | 49 | 17049 | 1.8 | 10745 | 2006 | 9999 |  |  | N | Distillate Fuel Oil | [13 empty] | 1.6498 | 1.6498 | 1.6498 | 1.6498 | [11 empty] | Altamont IL (City of) | 100 | Altamont IL (City of) | 100 | Regulated
West Campus Cogeneration Facility | 7991_G_1 | 7991 | G | 1 | 10043 | Combined Cycle |  | MIS_WUMS | Wisconsin | 55 | Dane | 25 | 55025 | 28.4 | 8961 | 2005 | 9999 |  |  | Y | Natural Gas, Distillate Fuel Oil |  |  |  |  | SCR | [8 empty] | 0.0089 | 0.0089 | 0.0089 | 0.0089 | [11 empty] | Madison Gas & Electric Co | 55 | MGE Energy Inc | 55 | Regulated
West Campus Cogeneration Facility | 7991_G_CT2 | 7991 | G | CT2 | 10044 | Combined Cycle |  | MIS_WUMS | Wisconsin | 55 | Dane | 25 | 55025 | 32 | 8961 | 2005 | 9999 |  |  | Y | Natural Gas, Distillate Fuel Oil |  |  |  |  | SCR | [8 empty] | 0.0089 | 0.0089 | 0.0089 | 0.0089 | [11 empty] | Madison Gas & Electric Co | 55 | MGE Energy Inc | 55 | Regulated
West Campus Cogeneration Facility | 7991_G_STG1 | 7991 | G | STG1 | 10043 | Combined Cycle |  | MIS_WUMS | Wisconsin | 55 | Dane | 25 | 55025 | 67.8 | 8961 | 2005 | 9999 |  |  | Y | Natural Gas, Distillate Fuel Oil |  |  |  | H2O | SCR | [8 empty] | 0.0089 | 0.0089 | 0.0089 | 0.0089 | [11 empty] | Madison Gas & Electric Co | 55 | MGE Energy Inc | 55 | Regulated
Airport Industrial | 7995_G_IC1 | 7995 | G | IC1 |  | Combustion Turbine | IC Engine | WECC_CO | Colorado | 8 | Pueblo | 101 | 08101 | 2.5 | 12283 | 2002 | 9999 |  |  | N | Distillate Fuel Oil | [12 empty] | 1.2 | 1.6498 | 1.6498 | 1.6498 | 1.6498 | [11 empty] | Black Hills Colorado Electric LLC | 100 | Black Hills Corp | 100 | Regulated
Airport Industrial | 7995_G_IC2 | 7995 | G | IC2 |  | Combustion Turbine | IC Engine | WECC_CO | Colorado | 8 | Pueblo | 101 | 08101 | 2.5 | 12283 | 2002 | 9999 |  |  | N | Distillate Fuel Oil | [12 empty] | 1.2 | 1.6498 | 1.6498 | 1.6498 | 1.6498 | [11 empty] | Black Hills Colorado Electric LLC | 100 | Black Hills Corp | 100 | Regulated
Airport Industrial | 7995_G_IC3 | 7995 | G | IC3 |  | Combustion Turbine | IC Engine | WECC_CO | Colorado | 8 | Pueblo | 101 | 08101 | 2.5 | 12283 | 2002 | 9999 |  |  | N | Distillate Fuel Oil | [12 empty] | 1.2 | 1.6498 | 1.6498 | 1.6498 | 1.6498 | [11 empty] | Black Hills Colorado Electric LLC | 100 | Black Hills Corp | 100 | Regulated
Airport Industrial | 7995_G_IC4 | 7995 | G | IC4 |  | Combustion Turbine | IC Engine | WECC_CO | Colorado | 8 | Pueblo | 101 | 08101 | 2.5 | 12283 | 2002 | 9999 |  |  | N | Distillate Fuel Oil | [12 empty] | 1.2 | 1.6498 | 1.6498 | 1.6498 | 1.6498 | [11 empty] | Black Hills Colorado Electric LLC | 100 | Black Hills Corp | 100 | Regulated
Winston | 7997_G_WD01 | 7997 | G | WD01 |  | Combustion Turbine | IC Engine | FRCC | Florida | 12 | Polk | 105 | 12105 | 2.5 | 25000 | 2001 | 9999 |  |  | N | Distillate Fuel Oil |  |  |  |  | SCR | [7 empty] | 0.8 | 0.28169 | 0.28169 | 0.28169 | 0.28169 | [11 empty] | Lakeland Dept of Electric Water Utilities | 100 | Lakeland Dept of Electric Water Utilities | 100 | Regulated
Winston | 7997_G_WD02 | 7997 | G | WD02 |  | Combustion Turbine | IC Engine | FRCC | Florida | 12 | Polk | 105 | 12105 | 2.5 | 25000 | 2001 | 9999 |  |  | N | Distillate Fuel Oil |  |  |  |  | SCR | [7 empty] | 0.8 | 0.28168 | 0.28168 | 0.28168 | 0.28168 | [11 empty] | Lakeland Dept of Electric Water Utilities | 100 | Lakeland Dept of Electric Water Utilities | 100 | Regulated
Winston | 7997_G_WD03 | 7997 | G | WD03 |  | Combustion Turbine | IC Engine | FRCC | Florida | 12 | Polk | 105 | 12105 | 2.5 | 25000 | 2001 | 9999 |  |  | N | Distillate Fuel Oil |  |  |  |  | SCR | [7 empty] | 0.8 | 0.28168 | 0.28168 | 0.28168 | 0.28168 | [11 empty] | Lakeland Dept of Electric Water Utilities | 100 | Lakeland Dept of Electric Water Utilities | 100 | Regulated
Winston | 7997_G_WD04 | 7997 | G | WD04 |  | Combustion Turbine | IC Engine | FRCC | Florida | 12 | Polk | 105 | 12105 | 2.5 | 25000 | 2001 | 9999 |  |  | N | Distillate Fuel Oil |  |  |  |  | SCR | [7 empty] | 0.8 | 0.28168 | 0.28168 | 0.28168 | 0.28168 | [11 empty] | Lakeland Dept of Electric Water Utilities | 100 | Lakeland Dept of Electric Water Utilities | 100 | Regulated
Winston | 7997_G_WD05 | 7997 | G | WD05 |  | Combustion Turbine | IC Engine | FRCC | Florida | 12 | Polk | 105 | 12105 | 2.5 | 25000 | 2001 | 9999 |  |  | N | Distillate Fuel Oil | [13 empty] | 1.6498 | 1.6498 | 1.6498 | 1.6498 | [11 empty] | Lakeland Dept of Electric Water Utilities | 100 | Lakeland Dept of Electric Water Utilities | 100 | Regulated
Winston | 7997_G_WD06 | 7997 | G | WD06 |  | Combustion Turbine | IC Engine | FRCC | Florida | 12 | Polk | 105 | 12105 | 2.5 | 25000 | 2001 | 9999 |  |  | N | Distillate Fuel Oil | [13 empty] | 1.6498 | 1.6498 | 1.6498 | 1.6498 | [11 empty] | Lakeland Dept of Electric Water Utilities | 100 | Lakeland Dept of Electric Water Utilities | 100 | Regulated
Winston | 7997_G_WD07 | 7997 | G | WD07 |  | Combustion Turbine | IC Engine | FRCC | Florida | 12 | Polk | 105 | 12105 | 2.5 | 25000 | 2001 | 9999 |  |  | N | Distillate Fuel Oil | [13 empty] | 1.6498 | 1.6498 | 1.6498 | 1.6498 | [11 empty] | Lakeland Dept of Electric Water Utilities | 100 | Lakeland Dept of Electric Water Utilities | 100 | Regulated
Winston | 7997_G_WD08 | 7997 | G | WD08 |  | Combustion Turbine | IC Engine | FRCC | Florida | 12 | Polk | 105 | 12105 | 2.5 | 25000 | 2001 | 9999 |  |  | N | Distillate Fuel Oil | [13 empty] | 1.6498 | 1.6498 | 1.6498 | 1.6498 | [11 empty] | Lakeland Dept of Electric Water Utilities | 100 | Lakeland Dept of Electric Water Utilities | 100 | Regulated
Winston | 7997_G_WD09 | 7997 | G | WD09 |  | Combustion Turbine | IC Engine | FRCC | Florida | 12 | Polk | 105 | 12105 | 2.5 | 25000 | 2001 | 9999 |  |  | N | Distillate Fuel Oil | [13 empty] | 1.6498 | 1.6498 | 1.6498 | 1.6498 | [11 empty] | Lakeland Dept of Electric Water Utilities | 100 | Lakeland Dept of Electric Water Utilities | 100 | Regulated
Winston | 7997_G_WD10 | 7997 | G | WD10 |  | Combustion Turbine | IC Engine | FRCC | Florida | 12 | Polk | 105 | 12105 | 2.5 | 25000 | 2001 | 9999 |  |  | N | Distillate Fuel Oil | [13 empty] | 1.6498 | 1.6498 | 1.6498 | 1.6498 | [11 empty] | Lakeland Dept of Electric Water Utilities | 100 | Lakeland Dept of Electric Water Utilities | 100 | Regulated
Winston | 7997_G_WD11 | 7997 | G | WD11 |  | Combustion Turbine | IC Engine | FRCC | Florida | 12 | Polk | 105 | 12105 | 2.5 | 25000 | 2001 | 9999 |  |  | N | Distillate Fuel Oil | [13 empty] | 1.6498 | 1.6498 | 1.6498 | 1.6498 | [11 empty] | Lakeland Dept of Electric Water Utilities | 100 | Lakeland Dept of Electric Water Utilities | 100 | Regulated
Winston | 7997_G_WD12 | 7997 | G | WD12 |  | Combustion Turbine | IC Engine | FRCC | Florida | 12 | Polk | 105 | 12105 | 2.5 | 25000 | 2001 | 9999 |  |  | N | Distillate Fuel Oil | [13 empty] | 1.6498 | 1.6498 | 1.6498 | 1.6498 | [11 empty] | Lakeland Dept of Electric Water Utilities | 100 | Lakeland Dept of Electric Water Utilities | 100 | Regulated
Winston | 7997_G_WD13 | 7997 | G | WD13 |  | Combustion Turbine | IC Engine | FRCC | Florida | 12 | Polk | 105 | 12105 | 2.5 | 25000 | 2001 | 9999 |  |  | N | Distillate Fuel Oil | [13 empty] | 1.6498 | 1.6498 | 1.6498 | 1.6498 | [11 empty] | Lakeland Dept of Electric Water Utilities | 100 | Lakeland Dept of Electric Water Utilities | 100 | Regulated
Winston | 7997_G_WD14 | 7997 | G | WD14 |  | Combustion Turbine | IC Engine | FRCC | Florida | 12 | Polk | 105 | 12105 | 2.5 | 25000 | 2001 | 9999 |  |  | N | Distillate Fuel Oil | [13 empty] | 1.6498 | 1.6498 | 1.6498 | 1.6498 | [11 empty] | Lakeland Dept of Electric Water Utilities | 100 | Lakeland Dept of Electric Water Utilities | 100 | Regulated
Winston | 7997_G_WD15 | 7997 | G | WD15 |  | Combustion Turbine | IC Engine | FRCC | Florida | 12 | Polk | 105 | 12105 | 2.5 | 25000 | 2001 | 9999 |  |  | N | Distillate Fuel Oil | [13 empty] | 1.6498 | 1.6498 | 1.6498 | 1.6498 | [11 empty] | Lakeland Dept of Electric Water Utilities | 100 | Lakeland Dept of Electric Water Utilities | 100 | Regulated
Winston | 7997_G_WD16 | 7997 | G | WD16 |  | Combustion Turbine | IC Engine | FRCC | Florida | 12 | Polk | 105 | 12105 | 2.5 | 25000 | 2001 | 9999 |  |  | N | Distillate Fuel Oil | [13 empty] | 1.6498 | 1.6498 | 1.6498 | 1.6498 | [11 empty] | Lakeland Dept of Electric Water Utilities | 100 | Lakeland Dept of Electric Water Utilities | 100 | Regulated
Winston | 7997_G_WD17 | 7997 | G | WD17 |  | Combustion Turbine | IC Engine | FRCC | Florida | 12 | Polk | 105 | 12105 | 2.5 | 25000 | 2001 | 9999 |  |  | N | Distillate Fuel Oil | [13 empty] | 1.6498 | 1.6498 | 1.6498 | 1.6498 | [11 empty] | Lakeland Dept of Electric Water Utilities | 100 | Lakeland Dept of Electric Water Utilities | 100 | Regulated
Winston | 7997_G_WD18 | 7997 | G | WD18 |  | Combustion Turbine | IC Engine | FRCC | Florida | 12 | Polk | 105 | 12105 | 2.5 | 25000 | 2001 | 9999 |  |  | N | Distillate Fuel Oil | [13 empty] | 1.6498 | 1.6498 | 1.6498 | 1.6498 | [11 empty] | Lakeland Dept of Electric Water Utilities | 100 | Lakeland Dept of Electric Water Utilities | 100 | Regulated
Winston | 7997_G_WD19 | 7997 | G | WD19 |  | Combustion Turbine | IC Engine | FRCC | Florida | 12 | Polk | 105 | 12105 | 2.5 | 25000 | 2001 | 9999 |  |  | N | Distillate Fuel Oil | [13 empty] | 1.6498 | 1.6498 | 1.6498 | 1.6498 | [11 empty] | Lakeland Dept of Electric Water Utilities | 100 | Lakeland Dept of Electric Water Utilities | 100 | Regulated
Winston | 7997_G_WD20 | 7997 | G | WD20 |  | Combustion Turbine | IC Engine | FRCC | Florida | 12 | Polk | 105 | 12105 | 2.5 | 25000 | 2001 | 9999 |  |  | N | Distillate Fuel Oil | [13 empty] | 1.6498 | 1.6498 | 1.6498 | 1.6498 | [11 empty] | Lakeland Dept of Electric Water Utilities | 100 | Lakeland Dept of Electric Water Utilities | 100 | Regulated
Grays Harbor Energy Facility | 7999_G_CT1 | 7999 | G | CT1 | 89846 | Combined Cycle |  | WECC_PNW | Washington | 53 | Grays Harbor | 27 | 53027 | 151 | 7671 | 2008 | 9999 |  |  | N | Natural Gas |  |  |  | DLNB | SCR | [8 empty] | 0.00772 | 0.00772 | 0.00772 | 0.00772 | [11 empty] | Grays Harbor Energy LLC | 100 | Invenergy LLC | 100 | Non-regulated
Grays Harbor Energy Facility | 7999_G_CT2 | 7999 | G | CT2 | 89847 | Combined Cycle |  | WECC_PNW | Washington | 53 | Grays Harbor | 27 | 53027 | 153 | 7671 | 2008 | 9999 |  |  | N | Natural Gas |  |  |  | DLNB | SCR | [8 empty] | 0.00772 | 0.00772 | 0.00772 | 0.00772 | [11 empty] | Grays Harbor Energy LLC | 100 | Invenergy LLC | 100 | Non-regulated
Grays Harbor Energy Facility | 7999_G_ST1 | 7999 | G | ST1 | 89846 | Combined Cycle |  | WECC_PNW | Washington | 53 | Grays Harbor | 27 | 53027 | 291 | 7671 | 2008 | 9999 |  |  | N | Natural Gas |  |  |  | LNB + NH3 | SCR | [8 empty] | 0.00772 | 0.00772 | 0.00772 | 0.00772 | [11 empty] | Grays Harbor Energy LLC | 100 | Invenergy LLC | 100 | Non-regulated
Beatrice | 8000_G_CT1 | 8000 | G | CT1 | 88088 | Combined Cycle |  | SPP_NEBR | Nebraska | 31 | Gage | 67 | 31067 | 69 | 8498 | 2005 | 9999 |  |  | N | Natural Gas |  |  |  | DLNB | SCR | [8 empty] | 0.01197 | 0.01197 | 0.01197 | 0.01197 | [11 empty] | Nebraska Public Power District | 100 | Nebraska Public Power District | 100 | Regulated
Beatrice | 8000_G_CT2 | 8000 | G | CT2 | 88089 | Combined Cycle |  | SPP_NEBR | Nebraska | 31 | Gage | 67 | 31067 | 68 | 8498 | 2005 | 9999 |  |  | N | Natural Gas |  |  |  | DLNB | SCR | [8 empty] | 0.01197 | 0.01197 | 0.01197 | 0.01197 | [11 empty] | Nebraska Public Power District | 100 | Nebraska Public Power District | 100 | Regulated
Beatrice | 8000_G_ST1 | 8000 | G | ST1 | 88088 | Combined Cycle |  | SPP_NEBR | Nebraska | 31 | Gage | 67 | 31067 | 83 | 8498 | 2005 | 9999 |  |  | N | Natural Gas |  |  |  | DLNB | SCR | [8 empty] | 0.01197 | 0.01197 | 0.01197 | 0.01197 | [11 empty] | Nebraska Public Power District | 100 | Nebraska Public Power District | 100 | Regulated
Fife Brook | 8004_G_GEN1 | 8004 | G | GEN1 |  | Hydro |  | NENGREST | Massachusetts | 25 | Berkshire | 3 | 25003 | 11.2 | 0 | 1974 | 9999 |  |  | N | Hydro | [13 empty] | 0 | 0 | 0 | 0 | [11 empty] | Brookfield Renewable Energy Partners LP | 50 | Brookfield Asset Management Inc | 50 | Non-regulated
Bear Swamp | 8005_G_GEN1 | 8005 | G | GEN1 |  | Pumped Storage |  | NENGREST | Massachusetts | 25 | Berkshire | 3 | 25003 | 333 | 0 | 1974 | 9999 |  |  | N | Pumped Storage | [13 empty] | 0 | 0 | 0 | 0 | [11 empty] | Bear Swamp Power Co LLC | 100 | Emera Inc | 100 | Non-regulated
Bear Swamp | 8005_G_GEN2 | 8005 | G | GEN2 |  | Pumped Storage |  | NENGREST | Massachusetts | 25 | Berkshire | 3 | 25003 | 333 | 0 | 1974 | 9999 |  |  | N | Pumped Storage | [13 empty] | 0 | 0 | 0 | 0 | [11 empty] | Bear Swamp Power Co LLC | 100 | Emera Inc | 100 | Non-regulated
Holtsville | 8007_G_1 | 8007 | G | 1 | 3402 | Combustion Turbine |  | NY_Z_K | New York | 36 | Suffolk | 103 | 36103 | 55.5 | 15129 | 1974 | 9999 |  |  | N | Distillate Fuel Oil |  |  |  | H2O | [8 empty] | 1.053 | 0.16278 | 0.16278 | 0.16278 | 0.16278 | [11 empty] | National Grid Generation LLC | 100 | National Grid Plc | 100 | Regulated
Holtsville | 8007_G_10 | 8007 | G | 10 | 3411 | Combustion Turbine |  | NY_Z_K | New York | 36 | Suffolk | 103 | 36103 | 54.1 | 15125 | 1975 | 9999 |  |  | N | Distillate Fuel Oil |  |  |  | H2O | [8 empty] | 1.053 | 0.16278 | 0.16278 | 0.16278 | 0.16278 | [11 empty] | National Grid Generation LLC | 100 | National Grid Plc | 100 | Regulated
Holtsville | 8007_G_2 | 8007 | G | 2 | 3403 | Combustion Turbine |  | NY_Z_K | New York | 36 | Suffolk | 103 | 36103 | 55.6 | 15150 | 1974 | 9999 |  |  | N | Distillate Fuel Oil |  |  |  | H2O | [8 empty] | 1.053 | 0.16278 | 0.16278 | 0.16278 | 0.16278 | [11 empty] | National Grid Generation LLC | 100 | National Grid Plc | 100 | Regulated
Holtsville | 8007_G_3 | 8007 | G | 3 | 3404 | Combustion Turbine |  | NY_Z_K | New York | 36 | Suffolk | 103 | 36103 | 51 | 15135 | 1974 | 9999 |  |  | N | Distillate Fuel Oil |  |  |  | H2O | [8 empty] | 1.053 | 0.16278 | 0.16278 | 0.16278 | 0.16278 | [11 empty] | National Grid Generation LLC | 100 | National Grid Plc | 100 | Regulated
Holtsville | 8007_G_4 | 8007 | G | 4 | 3405 | Combustion Turbine |  | NY_Z_K | New York | 36 | Suffolk | 103 | 36103 | 52.4 | 15123 | 1974 | 9999 |  |  | N | Distillate Fuel Oil |  |  |  | H2O | [8 empty] | 1.053 | 0.16278 | 0.16278 | 0.16278 | 0.16278 | [11 empty] | National Grid Generation LLC | 100 | National Grid Plc | 100 | Regulated
Holtsville | 8007_G_5 | 8007 | G | 5 | 3406 | Combustion Turbine |  | NY_Z_K | New York | 36 | Suffolk | 103 | 36103 | 53.4 | 15119 | 1974 | 9999 |  |  | N | Distillate Fuel Oil |  |  |  | H2O | [8 empty] | 1.053 | 0.16278 | 0.16278 | 0.16278 | 0.16278 | [11 empty] | National Grid Generation LLC | 100 | National Grid Plc | 100 | Regulated
Holtsville | 8007_G_6 | 8007 | G | 6 | 3407 | Combustion Turbine |  | NY_Z_K | New York | 36 | Suffolk | 103 | 36103 | 50.4 | 15118 | 1975 | 9999 |  |  | N | Distillate Fuel Oil |  |  |  | H2O | [8 empty] | 1.053 | 0.16278 | 0.16278 | 0.16278 | 0.16278 | [11 empty] | National Grid Generation LLC | 100 | National Grid Plc | 100 | Regulated
Holtsville | 8007_G_7 | 8007 | G | 7 | 3408 | Combustion Turbine |  | NY_Z_K | New York | 36 | Suffolk | 103 | 36103 | 49.2 | 15109 | 1975 | 9999 |  |  | N | Distillate Fuel Oil |  |  |  | H2O | [8 empty] | 1.053 | 0.16278 | 0.16278 | 0.16278 | 0.16278 | [11 empty] | National Grid Generation LLC | 100 | National Grid Plc | 100 | Regulated
Holtsville | 8007_G_8 | 8007 | G | 8 | 3409 | Combustion Turbine |  | NY_Z_K | New York | 36 | Suffolk | 103 | 36103 | 55.4 | 15132 | 1975 | 9999 |  |  | N | Distillate Fuel Oil |  |  |  | H2O | [8 empty] | 1.053 | 0.16278 | 0.16278 | 0.16278 | 0.16278 | [11 empty] | National Grid Generation LLC | 100 | National Grid Plc | 100 | Regulated
Holtsville | 8007_G_9 | 8007 | G | 9 | 3410 | Combustion Turbine |  | NY_Z_K | New York | 36 | Suffolk | 103 | 36103 | 55.3 | 15128 | 1975 | 9999 |  |  | N | Distillate Fuel Oil |  |  |  | H2O | [8 empty] | 1.053 | 0.16278 | 0.16278 | 0.16278 | 0.16278 | [11 empty] | National Grid Generation LLC | 100 | National Grid Plc | 100 | Regulated
Murray Turbine | 8010_G_1 | 8010 | G | 1 |  | Combustion Turbine |  | WECC_UT | Utah | 49 | Salt Lake | 35 | 49035 | 12 | 12087 | 2001 | 9999 |  |  | N | Natural Gas | [12 empty] | 0.85 | 0.047 | 0.047 | 0.047 | 0.047 | [11 empty] | Murray City Power Dept | 100 | Murray City Power Dept | 100 | Regulated
Murray Turbine | 8010_G_2 | 8010 | G | 2 |  | Combustion Turbine |  | WECC_UT | Utah | 49 | Salt Lake | 35 | 49035 | 12 | 12087 | 2001 | 9999 |  |  | N | Natural Gas | [12 empty] | 0.85 | 0.14524 | 0.14524 | 0.14524 | 0.14524 | [11 empty] | Murray City Power Dept | 100 | Murray City Power Dept | 100 | Regulated
Murray Turbine | 8010_G_3 | 8010 | G | 3 |  | Combustion Turbine |  | WECC_UT | Utah | 49 | Salt Lake | 35 | 49035 | 12 | 12087 | 2002 | 9999 |  |  | N | Natural Gas | [12 empty] | 0.85 | 0.09351 | 0.09351 | 0.09351 | 0.09351 | [11 empty] | Murray City Power Dept | 100 | Murray City Power Dept | 100 | Regulated
Croydon CT Generating Station | 8012_G_11 | 8012 | G | 11 | 3423 | Combustion Turbine |  | PJM_EMAC | Pennsylvania | 42 | Bucks | 17 | 42017 | 49 | 12410 | 1974 | 9999 |  |  | N | Distillate Fuel Oil | [12 empty] | 1 | 0.41347 | 0.41347 | 0.41347 | 0.41347 | [11 empty] | Exelon Generation Supply LLC | 100 | Exelon Corp | 100 | Non-regulated
Croydon CT Generating Station | 8012_G_12 | 8012 | G | 12 | 3424 | Combustion Turbine |  | PJM_EMAC | Pennsylvania | 42 | Bucks | 17 | 42017 | 49 | 12412 | 1974 | 9999 |  |  | N | Distillate Fuel Oil | [12 empty] | 1 | 0.41347 | 0.41347 | 0.41347 | 0.41347 | [11 empty] | Exelon Generation Supply LLC | 100 | Exelon Corp | 100 | Non-regulated
Croydon CT Generating Station | 8012_G_21 | 8012 | G | 21 | 3425 | Combustion Turbine |  | PJM_EMAC | Pennsylvania | 42 | Bucks | 17 | 42017 | 49 | 12412 | 1974 | 9999 |  |  | N | Distillate Fuel Oil | [12 empty] | 1 | 0.41347 | 0.41347 | 0.41347 | 0.41347 | [11 empty] | Exelon Generation Supply LLC | 100 | Exelon Corp | 100 | Non-regulated
Croydon CT Generating Station | 8012_G_22 | 8012 | G | 22 | 3426 | Combustion Turbine |  | PJM_EMAC | Pennsylvania | 42 | Bucks | 17 | 42017 | 49 | 12412 | 1974 | 9999 |  |  | N | Distillate Fuel Oil | [12 empty] | 1 | 0.41347 | 0.41347 | 0.41347 | 0.41347 | [11 empty] | Exelon Generation Supply LLC | 100 | Exelon Corp | 100 | Non-regulated
Croydon CT Generating Station | 8012_G_31 | 8012 | G | 31 | 3427 | Combustion Turbine |  | PJM_EMAC | Pennsylvania | 42 | Bucks | 17 | 42017 | 49 | 12412 | 1974 | 9999 |  |  | N | Distillate Fuel Oil | [12 empty] | 1 | 0.41347 | 0.41347 | 0.41347 | 0.41347 | [11 empty] | Exelon Generation Supply LLC | 100 | Exelon Corp | 100 | Non-regulated
Croydon CT Generating Station | 8012_G_32 | 8012 | G | 32 | 3428 | Combustion Turbine |  | PJM_EMAC | Pennsylvania | 42 | Bucks | 17 | 42017 | 48 | 12413 | 1974 | 9999 |  |  | N | Distillate Fuel Oil | [12 empty] | 1 | 0.41347 | 0.41347 | 0.41347 | 0.41347 | [11 empty] | Exelon Generation Supply LLC | 100 | Exelon Corp | 100 | Non-regulated
Croydon CT Generating Station | 8012_G_41 | 8012 | G | 41 | 3429 | Combustion Turbine |  | PJM_EMAC | Pennsylvania | 42 | Bucks | 17 | 42017 | 49 | 12412 | 1974 | 9999 |  |  | N | Distillate Fuel Oil | [12 empty] | 1 | 0.41347 | 0.41347 | 0.41347 | 0.41347 | [11 empty] | Exelon Generation Supply LLC | 100 | Exelon Corp | 100 | Non-regulated
Croydon CT Generating Station | 8012_G_42 | 8012 | G | 42 | 3430 | Combustion Turbine |  | PJM_EMAC | Pennsylvania | 42 | Bucks | 17 | 42017 | 49 | 12412 | 1974 | 9999 |  |  | N | Distillate Fuel Oil | [12 empty] | 1 | 0.41347 | 0.41347 | 0.41347 | 0.41347 | [11 empty] | Exelon Generation Supply LLC | 100 | Exelon Corp | 100 | Non-regulated
Winter | 8013_G_IC 1 | 8013 | G | IC 1 |  | Combustion Turbine | IC Engine | MIS_MNWI | Wisconsin | 55 | Sawyer | 113 | 55113 | 2.8 | 12283 | 2002 | 9999 |  |  | N | Distillate Fuel Oil | [12 empty] | 3 | 1.6498 | 1.6498 | 1.6498 | 1.6498 | [11 empty] | North Central Power Co Inc | 100 | North Central Power Co Inc | 100 | Regulated
Winter | 8013_G_IC 2 | 8013 | G | IC 2 |  | Combustion Turbine | IC Engine | MIS_MNWI | Wisconsin | 55 | Sawyer | 113 | 55113 | 2.8 | 12283 | 2002 | 9999 |  |  | N | Distillate Fuel Oil | [12 empty] | 3 | 1.6498 | 1.6498 | 1.6498 | 1.6498 | [11 empty] | North Central Power Co Inc | 100 | North Central Power Co Inc | 100 | Regulated
Paragould Reciprocating | 8015_G_011 | 8015 | G | 011 |  | Combustion Turbine | IC Engine | SPP_WEST | Arkansas | 5 | Greene | 55 | 05055 | 6 | 10745 | 2001 | 9999 |  |  | N | Natural Gas | [13 empty] | 1.061 | 1.061 | 1.061 | 1.061 | [11 empty] | Paragould Light & Water Commission | 100 | Paragould Light & Water Commission | 100 | Regulated
Paragould Reciprocating | 8015_G_021 | 8015 | G | 021 |  | Combustion Turbine | IC Engine | SPP_WEST | Arkansas | 5 | Greene | 55 | 05055 | 6 | 10745 | 2001 | 9999 |  |  | N | Natural Gas | [13 empty] | 1.061 | 1.061 | 1.061 | 1.061 | [11 empty] | Paragould Light & Water Commission | 100 | Paragould Light & Water Commission | 100 | Regulated
Paragould Reciprocating | 8015_G_031 | 8015 | G | 031 |  | Combustion Turbine | IC Engine | SPP_WEST | Arkansas | 5 | Greene | 55 | 05055 | 6 | 10745 | 2001 | 9999 |  |  | N | Natural Gas | [13 empty] | 1.061 | 1.061 | 1.061 | 1.061 | [11 empty] | Paragould Light & Water Commission | 100 | Paragould Light & Water Commission | 100 | Regulated
Factory | 8016_G_1 | 8016 | G | 1 | 9200 | Combustion Turbine |  | MIS_IL | Illinois | 17 | Sangamon | 167 | 17167 | 16.8 | 18581 | 1973 | 9999 |  |  | N | Distillate Fuel Oil | [12 empty] | 1 | 1.2001 | 1.2001 | 1.2001 | 1.2001 | [11 empty] | Springfield Water Light & Power Dept | 100 | Springfield Water Light & Power Dept | 100 | Regulated
Baldwin City Plant No 2 | 8020_G_7 | 8020 | G | 7 |  | Combustion Turbine | IC Engine | SPP_N | Kansas | 20 | Douglas | 45 | 20045 | 3 | 10745 | 2004 | 9999 |  |  | N | Natural Gas, Distillate Fuel Oil | [13 empty] | 1.6498 | 1.6498 | 1.6498 | 1.6498 | [11 empty] | Baldwin City KS (City of) | 100 | Baldwin City KS (City of) | 100 | Regulated
Baldwin City Plant No 2 | 8020_G_8 | 8020 | G | 8 |  | Combustion Turbine | IC Engine | SPP_N | Kansas | 20 | Douglas | 45 | 20045 | 3 | 10745 | 2004 | 9999 |  |  | N | Natural Gas, Distillate Fuel Oil | [13 empty] | 1.6498 | 1.6498 | 1.6498 | 1.6498 | [11 empty] | Baldwin City KS (City of) | 100 | Baldwin City KS (City of) | 100 | Regulated
Boulder Park | 8022_G_1 | 8022 | G | 1 |  | Combustion Turbine | IC Engine | WECC_PNW | Washington | 53 | Spokane | 63 | 53063 | 4.1 | 10745 | 2002 | 9999 |  |  | N | Natural Gas | [12 empty] | 2.63 | 1.061 | 1.061 | 1.061 | 1.061 | [11 empty] | Avista Corp | 100 | Avista Corp | 100 | Regulated
Boulder Park | 8022_G_2 | 8022 | G | 2 |  | Combustion Turbine | IC Engine | WECC_PNW | Washington | 53 | Spokane | 63 | 53063 | 4.1 | 10745 | 2002 | 9999 |  |  | N | Natural Gas | [12 empty] | 2.63 | 1.061 | 1.061 | 1.061 | 1.061 | [11 empty] | Avista Corp | 100 | Avista Corp | 100 | Regulated
Boulder Park | 8022_G_3 | 8022 | G | 3 |  | Combustion Turbine | IC Engine | WECC_PNW | Washington | 53 | Spokane | 63 | 53063 | 4.1 | 10745 | 2002 | 9999 |  |  | N | Natural Gas | [12 empty] | 2.63 | 1.061 | 1.061 | 1.061 | 1.061 | [11 empty] | Avista Corp | 100 | Avista Corp | 100 | Regulated
Boulder Park | 8022_G_4 | 8022 | G | 4 |  | Combustion Turbine | IC Engine | WECC_PNW | Washington | 53 | Spokane | 63 | 53063 | 4.1 | 10745 | 2002 | 9999 |  |  | N | Natural Gas | [12 empty] | 2.63 | 1.061 | 1.061 | 1.061 | 1.061 | [11 empty] | Avista Corp | 100 | Avista Corp | 100 | Regulated
Boulder Park | 8022_G_5 | 8022 | G | 5 |  | Combustion Turbine | IC Engine | WECC_PNW | Washington | 53 | Spokane | 63 | 53063 | 4.1 | 10745 | 2002 | 9999 |  |  | N | Natural Gas | [12 empty] | 2.63 | 1.061 | 1.061 | 1.061 | 1.061 | [11 empty] | Avista Corp | 100 | Avista Corp | 100 | Regulated
Boulder Park | 8022_G_6 | 8022 | G | 6 |  | Combustion Turbine | IC Engine | WECC_PNW | Washington | 53 | Spokane | 63 | 53063 | 4.1 | 10745 | 2002 | 9999 |  |  | N | Natural Gas | [12 empty] | 2.63 | 1.061 | 1.061 | 1.061 | 1.061 | [11 empty] | Avista Corp | 100 | Avista Corp | 100 | Regulated
Hartzog | 8026_G_1 | 8026 | G | 1 |  | Combustion Turbine |  | WECC_WY | Wyoming | 56 | Campbell | 5 | 56005 | 5 | 16663 | 2002 | 9999 |  |  | N | Natural Gas | [12 empty] | 0.8 | 0.23894 | 0.23894 | 0.23894 | 0.23894 | [11 empty] | Basin Electric Power Coop | 100 | Basin Electric Power Coop | 100 | Regulated
Hartzog | 8026_G_2 | 8026 | G | 2 |  | Combustion Turbine |  | WECC_WY | Wyoming | 56 | Campbell | 5 | 56005 | 5 | 16665 | 2002 | 9999 |  |  | N | Natural Gas | [12 empty] | 0.8 | 0.23894 | 0.23894 | 0.23894 | 0.23894 | [11 empty] | Basin Electric Power Coop | 100 | Basin Electric Power Coop | 100 | Regulated
Hartzog | 8026_G_3 | 8026 | G | 3 |  | Combustion Turbine |  | WECC_WY | Wyoming | 56 | Campbell | 5 | 56005 | 5 | 16665 | 2002 | 9999 |  |  | N | Natural Gas | [12 empty] | 0.8 | 0.23894 | 0.23894 | 0.23894 | 0.23894 | [11 empty] | Basin Electric Power Coop | 100 | Basin Electric Power Coop | 100 | Regulated
Blue Lake | 8027_G_7 | 8027 | G | 7 | 89378 | Combustion Turbine |  | MIS_MNWI | Minnesota | 27 | Scott | 139 | 27139 | 150 | 11358 | 2005 | 9999 |  |  | N | Natural Gas |  |  |  | DLNB | [8 empty] | 0.5 | 0.0319 | 0.0319 | 0.0319 | 0.0319 | [11 empty] | Xcel Energy Services Inc | 100 | Xcel Energy Inc | 100 | Regulated
Blue Lake | 8027_G_8 | 8027 | G | 8 | 89379 | Combustion Turbine |  | MIS_MNWI | Minnesota | 27 | Scott | 139 | 27139 | 150 | 11358 | 2005 | 9999 |  |  | N | Natural Gas |  |  |  | DLNB | [8 empty] | 0.5 | 0.02792 | 0.02792 | 0.02792 | 0.02792 | [11 empty] | Xcel Energy Services Inc | 100 | Xcel Energy Inc | 100 | Regulated
Arvada | 8028_G_1 | 8028 | G | 1 |  | Combustion Turbine |  | WECC_WY | Wyoming | 56 | Sheridan | 33 | 56033 | 5 | 16765 | 2002 | 9999 |  |  | N | Natural Gas | [12 empty] | 0.8 | 0.23894 | 0.23894 | 0.23894 | 0.23894 | [11 empty] | Basin Electric Power Coop | 100 | Basin Electric Power Coop | 100 | Regulated
Arvada | 8028_G_2 | 8028 | G | 2 |  | Combustion Turbine |  | WECC_WY | Wyoming | 56 | Sheridan | 33 | 56033 | 5 | 16771 | 2002 | 9999 |  |  | N | Natural Gas | [12 empty] | 0.8 | 0.23894 | 0.23894 | 0.23894 | 0.23894 | [11 empty] | Basin Electric Power Coop | 100 | Basin Electric Power Coop | 100 | Regulated
Sycamore (IA) | 8029_G_1 | 8029 | G | 1 | 90084 | Combustion Turbine |  | MIS_MIDA | Iowa | 19 | Polk | 153 | 19153 | 75 | 20633 | 1974 | 9999 |  |  | N | Natural Gas, Distillate Fuel Oil | [12 empty] | 0.5 | 0.30343 | 0.30343 | 0.30343 | 0.30343 | [11 empty] | MidAmerican Energy Co | 100 | Berkshire Hathaway Inc | 100 | Regulated
Sycamore (IA) | 8029_G_2 | 8029 | G | 2 | 90085 | Combustion Turbine |  | MIS_MIDA | Iowa | 19 | Polk | 153 | 19153 | 73.9 | 20637 | 1974 | 9999 |  |  | N | Natural Gas, Distillate Fuel Oil | [12 empty] | 0.5 | 0.32625 | 0.32625 | 0.32625 | 0.32625 | [11 empty] | MidAmerican Energy Co | 100 | Berkshire Hathaway Inc | 100 | Regulated
Barber Creek | 8030_G_1 | 8030 | G | 1 |  | Combustion Turbine |  | WECC_WY | Wyoming | 56 | Campbell | 5 | 56005 | 5 | 17364 | 2002 | 9999 |  |  | N | Natural Gas | [12 empty] | 0.8 | 0.23894 | 0.23894 | 0.23894 | 0.23894 | [11 empty] | Basin Electric Power Coop | 100 | Basin Electric Power Coop | 100 | Regulated
Barber Creek | 8030_G_2 | 8030 | G | 2 |  | Combustion Turbine |  | WECC_WY | Wyoming | 56 | Campbell | 5 | 56005 | 5 | 17359 | 2002 | 9999 |  |  | N | Natural Gas | [12 empty] | 0.8 | 0.23894 | 0.23894 | 0.23894 | 0.23894 | [11 empty] | Basin Electric Power Coop | 100 | Basin Electric Power Coop | 100 | Regulated
Barber Creek | 8030_G_3 | 8030 | G | 3 |  | Combustion Turbine |  | WECC_WY | Wyoming | 56 | Campbell | 5 | 56005 | 5 | 17359 | 2002 | 9999 |  |  | N | Natural Gas | [12 empty] | 0.8 | 0.23894 | 0.23894 | 0.23894 | 0.23894 | [11 empty] | Basin Electric Power Coop | 100 | Basin Electric Power Coop | 100 | Regulated
Emery Station | 8031_G_11 | 8031 | G | 11 | 88332 | Combined Cycle |  | MIS_IA | Iowa | 19 | Cerro Gordo | 33 | 19033 | 150.3 | 7056 | 2004 | 9999 |  |  | N | Natural Gas |  |  |  | DLNB + H2O + NH3 | SCR | [7 empty] | 0.002 | 0.00731 | 0.00731 | 0.00731 | 0.00731 | [11 empty] | Interstate Power & Light Co | 100 | Alliant Energy Corp | 100 | Regulated
Emery Station | 8031_G_12 | 8031 | G | 12 | 88333 | Combined Cycle |  | MIS_IA | Iowa | 19 | Cerro Gordo | 33 | 19033 | 152.1 | 7056 | 2004 | 9999 |  |  | N | Natural Gas |  |  |  | DLNB + H2O + NH3 | SCR | [7 empty] | 0.002 | 0.00731 | 0.00731 | 0.00731 | 0.00731 | [11 empty] | Interstate Power & Light Co | 100 | Alliant Energy Corp | 100 | Regulated
Emery Station | 8031_G_ST1 | 8031 | G | ST1 | 88332 | Combined Cycle |  | MIS_IA | Iowa | 19 | Cerro Gordo | 33 | 19033 | 239.9 | 7056 | 2004 | 9999 |  |  | N | Natural Gas |  |  |  | DLNB + H2O + NH3 | SCR | [7 empty] | 0.002 | 0.00731 | 0.00731 | 0.00731 | 0.00731 | [11 empty] | Interstate Power & Light Co | 100 | Alliant Energy Corp | 100 | Regulated
Yankton | 8034_G_1 | 8034 | G | 1 |  | Combustion Turbine | IC Engine | SPP_WAUE | South Dakota | 46 | Yankton | 135 | 46135 | 2.2 | 12283 | 1974 | 9999 |  |  | N | Natural Gas, Distillate Fuel Oil | [12 empty] | 3 | 1.061 | 1.061 | 1.061 | 1.061 | [11 empty] | NorthWestern Corp | 100 | NorthWestern Corp | 100 | Regulated
Yankton | 8034_G_2 | 8034 | G | 2 |  | Combustion Turbine | IC Engine | SPP_WAUE | South Dakota | 46 | Yankton | 135 | 46135 | 2.8 | 12283 | 1974 | 9999 |  |  | N | Distillate Fuel Oil | [12 empty] | 3 | 1.6498 | 1.6498 | 1.6498 | 1.6498 | [11 empty] | NorthWestern Corp | 100 | NorthWestern Corp | 100 | Regulated
Yankton | 8034_G_3 | 8034 | G | 3 |  | Combustion Turbine | IC Engine | SPP_WAUE | South Dakota | 46 | Yankton | 135 | 46135 | 6.5 | 12283 | 1975 | 9999 |  |  | N | Natural Gas, Distillate Fuel Oil | [12 empty] | 3 | 1.061 | 1.061 | 1.061 | 1.061 | [11 empty] | NorthWestern Corp | 100 | NorthWestern Corp | 100 | Regulated
Yankton | 8034_G_4 | 8034 | G | 4 |  | Combustion Turbine | IC Engine | SPP_WAUE | South Dakota | 46 | Yankton | 135 | 46135 | 2 | 12283 | 1963 | 9999 |  |  | N | Distillate Fuel Oil | [12 empty] | 3 | 1.6498 | 1.6498 | 1.6498 | 1.6498 | [11 empty] | NorthWestern Corp | 100 | NorthWestern Corp | 100 | Regulated
Cooper Nuclear Station | 8036_G_1 | 8036 | G | 1 |  | Nuclear |  | SPP_NEBR | Nebraska | 31 | Nemaha | 127 | 31127 | 770 | 10456 | 1974 | 9999 |  |  | N | Nuclear Fuel | [13 empty] | 0 | 0 | 0 | 0 | [11 empty] | Nebraska Public Power District | 100 | Nebraska Public Power District | 100 | Regulated
Clifton | 8037_G_1 | 8037 | G | 1 | 90747 | Combustion Turbine |  | SPP_N | Kansas | 20 | Washington | 201 | 20201 | 75.6 | 31000 | 1974 | 9999 |  |  | N | Natural Gas | [13 empty] | 0.23626 | 0.23626 | 0.23626 | 0.23626 | [11 empty] | Mid Kansas Electric Co LLC | 100 | Wheatland Electric Coop Inc | 100 | Regulated
Clifton | 8037_G_2 | 8037 | G | 2 |  | Combustion Turbine | IC Engine | SPP_N | Kansas | 20 | Washington | 201 | 20201 | 2.5 | 13259 | 1974 | 9999 |  |  | N | Distillate Fuel Oil | [12 empty] | 3 | 0.04018 | 0.04018 | 0.04018 | 0.04018 | [11 empty] | Mid Kansas Electric Co LLC | 100 | Wheatland Electric Coop Inc | 100 | Regulated
Intercession City | 8049_G_P1 | 8049 | G | P1 |  | Combustion Turbine |  | FRCC | Florida | 12 | Osceola | 97 | 12097 | 45 | 13352 | 1974 | 9999 |  |  | N | Distillate Fuel Oil | [12 empty] | 0.501 | 0.58181 | 0.58181 | 0.58181 | 0.58181 | [11 empty] | Duke Energy Florida | 100 | Duke Energy Corp | 100 | Regulated
Intercession City | 8049_G_P10 | 8049 | G | P10 | 3440 | Combustion Turbine |  | FRCC | Florida | 12 | Osceola | 97 | 12097 | 74 | 13352 | 1993 | 9999 |  |  | N | Natural Gas, Distillate Fuel Oil |  |  |  | H2O | [8 empty] | 0.2 | 0.08259 | 0.08259 | 0.08259 | 0.08259 | [11 empty] | Duke Energy Florida | 100 | Duke Energy Corp | 100 | Regulated
Intercession City | 8049_G_P11 | 8049 | G | P11 | 3441 | Combustion Turbine |  | FRCC | Florida | 12 | Osceola | 97 | 12097 | 140 | 13338 | 1997 | 9999 |  |  | N | Distillate Fuel Oil |  |  |  | H2O | [8 empty] | 0.2 | 0.13418 | 0.13418 | 0.13418 | 0.13418 | [11 empty] | Duke Energy Florida | 100 | Duke Energy Corp | 100 | Regulated
Intercession City | 8049_G_P12 | 8049 | G | P12 | 3442 | Combustion Turbine |  | FRCC | Florida | 12 | Osceola | 97 | 12097 | 73 | 13352 | 2000 | 9999 |  |  | N | Natural Gas, Distillate Fuel Oil |  |  |  | DLNB + H2O | [8 empty] | 0.05 | 0.03234 | 0.03234 | 0.03234 | 0.03234 | [11 empty] | Duke Energy Florida | 100 | Duke Energy Corp | 100 | Regulated
Intercession City | 8049_G_P13 | 8049 | G | P13 | 3443 | Combustion Turbine |  | FRCC | Florida | 12 | Osceola | 97 | 12097 | 73 | 13351 | 2000 | 9999 |  |  | N | Natural Gas, Distillate Fuel Oil |  |  |  | DLNB + H2O | [8 empty] | 0.05 | 0.03246 | 0.03246 | 0.03246 | 0.03246 | [11 empty] | Duke Energy Florida | 100 | Duke Energy Corp | 100 | Regulated
Intercession City | 8049_G_P14 | 8049 | G | P14 | 3444 | Combustion Turbine |  | FRCC | Florida | 12 | Osceola | 97 | 12097 | 73 | 13351 | 2000 | 9999 |  |  | N | Natural Gas, Distillate Fuel Oil |  |  |  | DLNB + H2O | [8 empty] | 0.05 | 0.03053 | 0.03053 | 0.03053 | 0.03053 | [11 empty] | Duke Energy Florida | 100 | Duke Energy Corp | 100 | Regulated
Intercession City | 8049_G_P2 | 8049 | G | P2 |  | Combustion Turbine |  | FRCC | Florida | 12 | Osceola | 97 | 12097 | 46 | 13352 | 1974 | 9999 |  |  | N | Distillate Fuel Oil | [12 empty] | 0.501 | 0.52979 | 0.52979 | 0.52979 | 0.52979 | [11 empty] | Duke Energy Florida | 100 | Duke Energy Corp | 100 | Regulated
Intercession City | 8049_G_P3 | 8049 | G | P3 |  | Combustion Turbine |  | FRCC | Florida | 12 | Osceola | 97 | 12097 | 46 | 13352 | 1974 | 9999 |  |  | N | Distillate Fuel Oil | [12 empty] | 0.501 | 0.53803 | 0.53803 | 0.53803 | 0.53803 | [11 empty] | Duke Energy Florida | 100 | Duke Energy Corp | 100 | Regulated
Intercession City | 8049_G_P4 | 8049 | G | P4 |  | Combustion Turbine |  | FRCC | Florida | 12 | Osceola | 97 | 12097 | 46 | 13352 | 1974 | 9999 |  |  | N | Distillate Fuel Oil | [12 empty] | 0.501 | 0.54952 | 0.54952 | 0.54952 | 0.54952 | [11 empty] | Duke Energy Florida | 100 | Duke Energy Corp | 100 | Regulated
Intercession City | 8049_G_P5 | 8049 | G | P5 |  | Combustion Turbine |  | FRCC | Florida | 12 | Osceola | 97 | 12097 | 45 | 13352 | 1974 | 9999 |  |  | N | Distillate Fuel Oil | [12 empty] | 0.501 | 0.87953 | 0.87953 | 0.87953 | 0.87953 | [11 empty] | Duke Energy Florida | 100 | Duke Energy Corp | 100 | Regulated
Intercession City | 8049_G_P6 | 8049 | G | P6 |  | Combustion Turbine |  | FRCC | Florida | 12 | Osceola | 97 | 12097 | 47 | 13352 | 1974 | 9999 |  |  | N | Distillate Fuel Oil | [12 empty] | 0.501 | 0.66849 | 0.66849 | 0.66849 | 0.66849 | [11 empty] | Duke Energy Florida | 100 | Duke Energy Corp | 100 | Regulated
Intercession City | 8049_G_P7 | 8049 | G | P7 | 3445 | Combustion Turbine |  | FRCC | Florida | 12 | Osceola | 97 | 12097 | 78 | 13352 | 1993 | 9999 |  |  | N | Natural Gas, Distillate Fuel Oil |  |  |  | H2O | [8 empty] | 0.2 | 0.08407 | 0.08407 | 0.08407 | 0.08407 | [11 empty] | Duke Energy Florida | 100 | Duke Energy Corp | 100 | Regulated
Intercession City | 8049_G_P8 | 8049 | G | P8 | 3446 | Combustion Turbine |  | FRCC | Florida | 12 | Osceola | 97 | 12097 | 77 | 13352 | 1993 | 9999 |  |  | N | Natural Gas, Distillate Fuel Oil |  |  |  | H2O | [8 empty] | 0.2 | 0.07843 | 0.07843 | 0.07843 | 0.07843 | [11 empty] | Duke Energy Florida | 100 | Duke Energy Corp | 100 | Regulated
Intercession City | 8049_G_P9 | 8049 | G | P9 | 3447 | Combustion Turbine |  | FRCC | Florida | 12 | Osceola | 97 | 12097 | 77 | 13352 | 1993 | 9999 |  |  | N | Natural Gas, Distillate Fuel Oil |  |  |  | H2O | [8 empty] | 0.2 | 0.08319 | 0.08319 | 0.08319 | 0.08319 | [11 empty] | Duke Energy Florida | 100 | Duke Energy Corp | 100 | Regulated
Charles E Monty | 805_G_M-1 | 805 | G | M-1 |  | Hydro |  | NENG_ME | Maine | 23 | Androscoggin | 1 | 23001 | 14 | 0 | 1990 | 9999 |  |  | N | Hydro | [13 empty] | 0 | 0 | 0 | 0 | [11 empty] | Brookfield White Pine Hydro LLC | 100 | Brookfield Asset Management Inc | 100 | Non-regulated
Charles E Monty | 805_G_M2 | 805 | G | M2 |  | Hydro |  | NENG_ME | Maine | 23 | Androscoggin | 1 | 23001 | 14 | 0 | 1990 | 9999 |  |  | N | Hydro | [13 empty] | 0 | 0 | 0 | 0 | [11 empty] | Brookfield White Pine Hydro LLC | 100 | Brookfield Asset Management Inc | 100 | Non-regulated
Pouch | 8053_G_N01 | 8053 | G | N01 | 8388 | Combustion Turbine |  | NY_Z_J | New York | 36 | Richmond | 85 | 36085 | 45.1 | 10745 | 2001 | 9999 |  |  | N | Natural Gas |  |  |  |  | SCR | [7 empty] | 1.053 | 0.00968 | 0.00934 | 0.00968 | 0.00934 | [11 empty] | New York Power Authority | 100 | New York Power Authority | 100 | Regulated
Arkansas Nuclear One | 8055_G_1 | 8055 | G | 1 |  | Nuclear |  | MIS_AR | Arkansas | 5 | Pope | 115 | 05115 | 833.3 | 10456 | 1974 | 9999 |  |  | N | Nuclear Fuel | [13 empty] | 0 | 0 | 0 | 0 | [11 empty] | Entergy Arkansas LLC | 100 | Entergy Corp | 100 | Regulated
Arkansas Nuclear One | 8055_G_2 | 8055 | G | 2 |  | Nuclear |  | MIS_AR | Arkansas | 5 | Pope | 115 | 05115 | 984.5 | 10456 | 1980 | 9999 |  |  | N | Nuclear Fuel | [13 empty] | 0 | 0 | 0 | 0 | [11 empty] | Entergy Arkansas LLC | 100 | Entergy Corp | 100 | Regulated
Waterford 1 & 2 | 8056_G_4 | 8056 | G | 4 | 91255 | Combustion Turbine |  | MIS_AMSO | Louisiana | 22 | St Charles | 89 | 22089 | 32.1 | 14922 | 2009 | 9999 |  |  | N | Distillate Fuel Oil |  |  |  | STM | [9 empty] | 0.12039 | 0.12039 | 0.12039 | 0.12039 | [11 empty] | Entergy Louisiana LLC | 100 | Entergy Corp | 100 | Regulated
Comanche (OK) | 8059_G_1G1 | 8059 | G | 1G1 | 3452 | Combined Cycle |  | SPP_WEST | Oklahoma | 40 | Comanche | 31 | 40031 | 78 | 9675 | 1973 | 9999 |  |  | N | Natural Gas |  |  |  | DLNB | [9 empty] | 0.03587 | 0.03587 | 0.03587 | 0.03587 | [11 empty] | Public Service Co of Oklahoma | 100 | American Electric Power Co Inc | 100 | Regulated
Comanche (OK) | 8059_G_1G2 | 8059 | G | 1G2 | 3453 | Combined Cycle |  | SPP_WEST | Oklahoma | 40 | Comanche | 31 | 40031 | 78 | 9675 | 1973 | 9999 |  |  | N | Natural Gas |  |  |  | DLNB | [9 empty] | 0.03587 | 0.03587 | 0.03587 | 0.03587 | [11 empty] | Public Service Co of Oklahoma | 100 | American Electric Power Co Inc | 100 | Regulated
Comanche (OK) | 8059_G_1S | 8059 | G | 1S | 3452 | Combined Cycle |  | SPP_WEST | Oklahoma | 40 | Comanche | 31 | 40031 | 104 | 9675 | 1974 | 9999 |  |  | N | Natural Gas |  |  |  | DLNB | [9 empty] | 0.03587 | 0.03587 | 0.03587 | 0.03587 | [11 empty] | Public Service Co of Oklahoma | 100 | American Electric Power Co Inc | 100 | Regulated
DeCordova Steam Electric Station | 8063_G_BESS | 8063 | G | BESS |  | Energy Storage |  | ERC_REST | Texas | 48 | Hood | 221 | 48221 | 260 | 0 | 2022 | 9999 |  |  | N | Energy Storage | [13 empty] | 0 | 0 | 0 | 0 | [11 empty] | Luminant Generation Company LLC | 100 | Luminant Generation Company LLC | 100 | Non-regulated
DeCordova Steam Electric Station | 8063_G_CT1 | 8063 | G | CT1 | 90028 | Combustion Turbine |  | ERC_REST | Texas | 48 | Hood | 221 | 48221 | 69 | 13340 | 1990 | 9999 |  |  | N | Natural Gas, Distillate Fuel Oil |  |  |  | H2O | [8 empty] | 0.5 | 0.70018 | 0.70018 | 0.70018 | 0.70018 | [11 empty] | Luminant Generation Co LLC | 100 | Energy Future Holdings Corp | 100 | Non-regulated
DeCordova Steam Electric Station | 8063_G_CT2 | 8063 | G | CT2 | 90029 | Combustion Turbine |  | ERC_REST | Texas | 48 | Hood | 221 | 48221 | 68 | 13340 | 1990 | 9999 |  |  | N | Natural Gas, Distillate Fuel Oil |  |  |  | H2O | [8 empty] | 0.5 | 0.72779 | 0.72779 | 0.72779 | 0.72779 | [11 empty] | Luminant Generation Co LLC | 100 | Energy Future Holdings Corp | 100 | Non-regulated
DeCordova Steam Electric Station | 8063_G_CT3 | 8063 | G | CT3 | 90030 | Combustion Turbine |  | ERC_REST | Texas | 48 | Hood | 221 | 48221 | 68 | 13339 | 1990 | 9999 |  |  | N | Natural Gas, Distillate Fuel Oil |  |  |  | H2O | [8 empty] | 0.5 | 0.72175 | 0.72175 | 0.72175 | 0.72175 | [11 empty] | Luminant Generation Co LLC | 100 | Energy Future Holdings Corp | 100 | Non-regulated
DeCordova Steam Electric Station | 8063_G_CT4 | 8063 | G | CT4 | 90031 | Combustion Turbine |  | ERC_REST | Texas | 48 | Hood | 221 | 48221 | 69 | 13338 | 1990 | 9999 |  |  | N | Natural Gas, Distillate Fuel Oil |  |  |  | H2O | [8 empty] | 0.5 | 0.70867 | 0.70867 | 0.70867 | 0.70867 | [11 empty] | Luminant Generation Co LLC | 100 | Energy Future Holdings Corp | 100 | Non-regulated
Santan | 8068_G_ST1 | 8068 | G | ST1 |  | Combined Cycle |  | WECC_AZ | Arizona | 4 | Maricopa | 13 | 04013 | 92 | 9463 | 1974 | 9999 | other |  | N | Natural Gas |  |  |  | LNB | [9 empty] | 0.07979 | 0.07979 | 0.07979 | 0.07979 | [11 empty] | Salt River Project | 100 | Salt River Project | 100 | Regulated
Santan | 8068_G_ST2 | 8068 | G | ST2 |  | Combined Cycle |  | WECC_AZ | Arizona | 4 | Maricopa | 13 | 04013 | 92 | 9429 | 1974 | 9999 | other |  | N | Natural Gas |  |  |  | LNB | [9 empty] | 0.07383 | 0.07383 | 0.07383 | 0.07383 | [11 empty] | Salt River Project | 100 | Salt River Project | 100 | Regulated
Santan | 8068_G_ST3 | 8068 | G | ST3 |  | Combined Cycle |  | WECC_AZ | Arizona | 4 | Maricopa | 13 | 04013 | 92 | 9383 | 1974 | 9999 | other |  | N | Natural Gas |  |  |  | LNB | [9 empty] | 0.07774 | 0.07774 | 0.07774 | 0.07774 | [11 empty] | Salt River Project | 100 | Salt River Project | 100 | Regulated
Santan | 8068_G_ST4 | 8068 | G | ST4 |  | Combined Cycle |  | WECC_AZ | Arizona | 4 | Maricopa | 13 | 04013 | 92 | 9415 | 1975 | 9999 | other |  | N | Natural Gas |  |  |  | LNB | [9 empty] | 0.07499 | 0.07499 | 0.07499 | 0.07499 | [11 empty] | Salt River Project | 100 | Salt River Project | 100 | Regulated
Santan | 8068_G_ST5A | 8068 | G | ST5A | 10065 | Combined Cycle |  | WECC_AZ | Arizona | 4 | Maricopa | 13 | 04013 | 151 | 7489 | 2005 | 9999 |  |  | N | Natural Gas |  |  |  | DLNB | SCR | [8 empty] | 0.00642 | 0.00642 | 0.00642 | 0.00642 | [11 empty] | Salt River Project | 100 | Salt River Project | 100 | Regulated
Santan | 8068_G_ST5B | 8068 | G | ST5B | 10066 | Combined Cycle |  | WECC_AZ | Arizona | 4 | Maricopa | 13 | 04013 | 151 | 7489 | 2005 | 9999 |  |  | N | Natural Gas |  |  |  | DLNB | SCR | [8 empty] | 0.00642 | 0.00642 | 0.00642 | 0.00642 | [11 empty] | Salt River Project | 100 | Salt River Project | 100 | Regulated
Santan | 8068_G_ST5S | 8068 | G | ST5S | 10065 | Combined Cycle |  | WECC_AZ | Arizona | 4 | Maricopa | 13 | 04013 | 280 | 7489 | 2005 | 9999 |  |  | N | Natural Gas |  |  |  | LNB | SCR | [8 empty] | 0.00642 | 0.00642 | 0.00642 | 0.00642 | [11 empty] | Salt River Project | 100 | Salt River Project | 100 | Regulated
Santan | 8068_G_ST6A | 8068 | G | ST6A | 10067 | Combined Cycle |  | WECC_AZ | Arizona | 4 | Maricopa | 13 | 04013 | 151 | 7489 | 2006 | 9999 |  |  | N | Natural Gas |  |  |  | DLNB | SCR | [8 empty] | 0.00591 | 0.00591 | 0.00591 | 0.00591 | [11 empty] | Salt River Project | 100 | Salt River Project | 100 | Regulated
Santan | 8068_G_ST6S | 8068 | G | ST6S | 10067 | Combined Cycle |  | WECC_AZ | Arizona | 4 | Maricopa | 13 | 04013 | 126 | 7489 | 2006 | 9999 |  |  | N | Natural Gas |  |  |  | LNB | SCR | [8 empty] | 0.00591 | 0.00591 | 0.00591 | 0.00591 | [11 empty] | Salt River Project | 100 | Salt River Project | 100 | Regulated
Beaver | 8073_G_1 | 8073 | G | 1 |  | Combined Cycle |  | WECC_PNW | Oregon | 41 | Columbia | 9 | 41009 | 55.3 | 10337 | 1974 | 9999 |  |  | N | Natural Gas, Distillate Fuel Oil | [13 empty] | 0.07576 | 0.07576 | 0.07576 | 0.07576 | [11 empty] | Portland General Electric Co | 100 | Portland General Electric Co | 100 | Regulated
Beaver | 8073_G_2 | 8073 | G | 2 |  | Combined Cycle |  | WECC_PNW | Oregon | 41 | Columbia | 9 | 41009 | 55.3 | 10337 | 1974 | 9999 |  |  | N | Natural Gas, Distillate Fuel Oil | [13 empty] | 0.07576 | 0.07576 | 0.07576 | 0.07576 | [11 empty] | Portland General Electric Co | 100 | Portland General Electric Co | 100 | Regulated
Beaver | 8073_G_3 | 8073 | G | 3 |  | Combined Cycle |  | WECC_PNW | Oregon | 41 | Columbia | 9 | 41009 | 55.3 | 10337 | 1974 | 9999 |  |  | N | Natural Gas, Distillate Fuel Oil | [13 empty] | 0.07576 | 0.07576 | 0.07576 | 0.07576 | [11 empty] | Portland General Electric Co | 100 | Portland General Electric Co | 100 | Regulated
Beaver | 8073_G_4 | 8073 | G | 4 |  | Combined Cycle |  | WECC_PNW | Oregon | 41 | Columbia | 9 | 41009 | 55.3 | 10337 | 1974 | 9999 |  |  | N | Natural Gas, Distillate Fuel Oil | [13 empty] | 0.07576 | 0.07576 | 0.07576 | 0.07576 | [11 empty] | Portland General Electric Co | 100 | Portland General Electric Co | 100 | Regulated
Beaver | 8073_G_5 | 8073 | G | 5 |  | Combined Cycle |  | WECC_PNW | Oregon | 41 | Columbia | 9 | 41009 | 55.3 | 10337 | 1974 | 9999 |  |  | N | Natural Gas, Distillate Fuel Oil | [13 empty] | 0.07576 | 0.07576 | 0.07576 | 0.07576 | [11 empty] | Portland General Electric Co | 100 | Portland General Electric Co | 100 | Regulated
Beaver | 8073_G_6 | 8073 | G | 6 |  | Combined Cycle |  | WECC_PNW | Oregon | 41 | Columbia | 9 | 41009 | 55.3 | 10337 | 1974 | 9999 |  |  | N | Natural Gas, Distillate Fuel Oil | [13 empty] | 0.07576 | 0.07576 | 0.07576 | 0.07576 | [11 empty] | Portland General Electric Co | 100 | Portland General Electric Co | 100 | Regulated
Beaver | 8073_G_7 | 8073 | G | 7 |  | Combined Cycle |  | WECC_PNW | Oregon | 41 | Columbia | 9 | 41009 | 137 | 10337 | 1977 | 9999 |  |  | N | Natural Gas, Distillate Fuel Oil | [13 empty] | 0.07576 | 0.07576 | 0.07576 | 0.07576 | [11 empty] | Portland General Electric Co | 100 | Portland General Electric Co | 100 | Regulated
Beaver | 8073_G_8 | 8073 | G | 8 |  | Combustion Turbine |  | WECC_PNW | Oregon | 41 | Columbia | 9 | 41009 | 24 | 12333 | 2001 | 9999 |  |  | N | Natural Gas | [12 empty] | 1.4 | 0.05585 | 0.05585 | 0.05585 | 0.05585 | [11 empty] | Portland General Electric Co | 100 | Portland General Electric Co | 100 | Regulated
Jarvis (Hinckley) | 808_G_1 | 808 | G | 1 |  | Hydro |  | NY_Z_C&E | New York | 36 | Oneida | 65 | 36065 | 4.5 | 0 | 1991 | 9999 |  |  | N | Hydro | [13 empty] | 0 | 0 | 0 | 0 | [11 empty] | New York Power Authority | 100 | New York Power Authority | 100 | Regulated
Jarvis (Hinckley) | 808_G_2 | 808 | G | 2 |  | Hydro |  | NY_Z_C&E | New York | 36 | Oneida | 65 | 36065 | 4.5 | 0 | 1991 | 9999 |  |  | N | Hydro | [13 empty] | 0 | 0 | 0 | 0 | [11 empty] | New York Power Authority | 100 | New York Power Authority | 100 | Regulated
American Falls | 809_G_1 | 809 | G | 1 |  | Hydro |  | WECC_ID | Idaho | 16 | Power | 77 | 16077 | 32 | 0 | 1978 | 9999 |  |  | N | Hydro | [13 empty] | 0 | 0 | 0 | 0 | [11 empty] | Idaho Power Co | 100 | IDACORP Inc | 100 | Regulated
American Falls | 809_G_2 | 809 | G | 2 |  | Hydro |  | WECC_ID | Idaho | 16 | Power | 77 | 16077 | 31.5 | 0 | 1978 | 9999 |  |  | N | Hydro | [13 empty] | 0 | 0 | 0 | 0 | [11 empty] | Idaho Power Co | 100 | IDACORP Inc | 100 | Regulated
American Falls | 809_G_3 | 809 | G | 3 |  | Hydro |  | WECC_ID | Idaho | 16 | Power | 77 | 16077 | 31.8 | 0 | 1978 | 9999 |  |  | N | Hydro | [13 empty] | 0 | 0 | 0 | 0 | [11 empty] | Idaho Power Co | 100 | IDACORP Inc | 100 | Regulated
Bliss | 810_G_1 | 810 | G | 1 |  | Hydro |  | WECC_ID | Idaho | 16 | Gooding | 47 | 16047 | 32 | 0 | 1949 | 9999 |  |  | N | Hydro | [13 empty] | 0 | 0 | 0 | 0 | [11 empty] | Idaho Power Co | 100 | IDACORP Inc | 100 | Regulated
Bliss | 810_G_2 | 810 | G | 2 |  | Hydro |  | WECC_ID | Idaho | 16 | Gooding | 47 | 16047 | 25.8 | 0 | 1950 | 9999 |  |  | N | Hydro | [13 empty] | 0 | 0 | 0 | 0 | [11 empty] | Idaho Power Co | 100 | IDACORP Inc | 100 | Regulated
Bliss | 810_G_3 | 810 | G | 3 |  | Hydro |  | WECC_ID | Idaho | 16 | Gooding | 47 | 16047 | 22.4 | 0 | 1950 | 9999 |  |  | N | Hydro | [13 empty] | 0 | 0 | 0 | 0 | [11 empty] | Idaho Power Co | 100 | IDACORP Inc | 100 | Regulated
Springfield (CO) | 8100_G_1 | 8100 | G | 1 |  | Combustion Turbine | IC Engine | WECC_CO | Colorado | 8 | Baca | 9 | 08009 | 1.2 | 12283 | 1965 | 9999 |  |  | N | Natural Gas, Distillate Fuel Oil | [12 empty] | 1.2 | 1.6498 | 1.6498 | 1.6498 | 1.6498 | [11 empty] | Springfield Municipal Utilities | 100 | Springfield Municipal Utilities | 100 | Regulated
Springfield (CO) | 8100_G_2 | 8100 | G | 2 |  | Combustion Turbine | IC Engine | WECC_CO | Colorado | 8 | Baca | 9 | 08009 | 0.2 | 12283 | 1950 | 9999 |  |  | N | Natural Gas, Distillate Fuel Oil | [12 empty] | 1.2 | 1.6498 | 1.6498 | 1.6498 | 1.6498 | [11 empty] | Springfield Municipal Utilities | 100 | Springfield Municipal Utilities | 100 | Regulated
Springfield (CO) | 8100_G_IC4 | 8100 | G | IC4 |  | Combustion Turbine | IC Engine | WECC_CO | Colorado | 8 | Baca | 9 | 08009 | 0.5 | 12283 | 1950 | 9999 |  |  | N | Natural Gas, Distillate Fuel Oil | [12 empty] | 1.2 | 1.6498 | 1.6498 | 1.6498 | 1.6498 | [11 empty] | Springfield Municipal Utilities | 100 | Springfield Municipal Utilities | 100 | Regulated
Springfield (CO) | 8100_G_IC5 | 8100 | G | IC5 |  | Combustion Turbine | IC Engine | WECC_CO | Colorado | 8 | Baca | 9 | 08009 | 0.8 | 12283 | 1960 | 9999 |  |  | N | Natural Gas, Distillate Fuel Oil | [12 empty] | 1.2 | 1.6498 | 1.6498 | 1.6498 | 1.6498 | [11 empty] | Springfield Municipal Utilities | 100 | Springfield Municipal Utilities | 100 | Regulated
Halstad | 8105_G_4 | 8105 | G | 4 |  | Combustion Turbine | IC Engine | MIS_MNWI | Minnesota | 27 | Norman | 107 | 27107 | 1.9 | 22109 | 2007 | 9999 |  |  | N | Distillate Fuel Oil | [13 empty] | 1.6498 | 1.6498 | 1.6498 | 1.6498 | [11 empty] | Halstad MN (City of) | 100 | Halstad MN (City of) | 100 | Regulated
Halstad | 8105_G_5 | 8105 | G | 5 |  | Combustion Turbine | IC Engine | MIS_MNWI | Minnesota | 27 | Norman | 107 | 27107 | 1.9 | 22093 | 2007 | 9999 |  |  | N | Distillate Fuel Oil | [13 empty] | 1.6498 | 1.6498 | 1.6498 | 1.6498 | [11 empty] | Halstad MN (City of) | 100 | Halstad MN (City of) | 100 | Regulated
Tipton | 8106_G_1A | 8106 | G | 1A |  | Combustion Turbine | IC Engine | MIS_IL | Iowa | 19 | Cedar | 31 | 19031 | 2 | 11686 | 2001 | 9999 |  |  | N | Natural Gas, Distillate Fuel Oil | [12 empty] | 0.161 | 1.061 | 1.061 | 1.061 | 1.061 | [11 empty] | Tipton IA (City of) | 100 | Tipton IA (City of) | 100 | Regulated
Tipton | 8106_G_2 | 8106 | G | 2 |  | Combustion Turbine | IC Engine | MIS_IL | Iowa | 19 | Cedar | 31 | 19031 | 1.2 | 11756 | 1971 | 9999 |  |  | N | Natural Gas, Distillate Fuel Oil | [12 empty] | 1.629 | 1.061 | 1.061 | 1.061 | 1.061 | [11 empty] | Tipton IA (City of) | 100 | Tipton IA (City of) | 100 | Regulated
Tipton | 8106_G_5 | 8106 | G | 5 |  | Combustion Turbine | IC Engine | MIS_IL | Iowa | 19 | Cedar | 31 | 19031 | 2 | 11797 | 2011 | 9999 |  |  | N | Distillate Fuel Oil | [13 empty] | 1.6498 | 1.6498 | 1.6498 | 1.6498 | [11 empty] | Tipton IA (City of) | 100 | Tipton IA (City of) | 100 | Regulated
Tipton | 8106_G_6 | 8106 | G | 6 |  | Combustion Turbine | IC Engine | MIS_IL | Iowa | 19 | Cedar | 31 | 19031 | 2 | 11797 | 2011 | 9999 |  |  | N | Distillate Fuel Oil | [13 empty] | 1.6498 | 1.6498 | 1.6498 | 1.6498 | [11 empty] | Tipton IA (City of) | 100 | Tipton IA (City of) | 100 | Regulated
Tipton | 8106_G_7 | 8106 | G | 7 |  | Combustion Turbine | IC Engine | MIS_IL | Iowa | 19 | Cedar | 31 | 19031 | 2 | 10745 | 2019 | 9999 |  |  | N | Distillate Fuel Oil | [13 empty] | 1.6498 | 1.6498 | 1.6498 | 1.6498 | [11 empty] | Tipton IA (City of) | 100 | Tipton IA (City of) | 100 | Regulated
Hopkinton | 8108_G_1 | 8108 | G | 1 |  | Combustion Turbine | IC Engine | MIS_IL | Iowa | 19 | Delaware | 55 | 19055 | 1.6 | 11454 | 1973 | 9999 |  |  | N | Distillate Fuel Oil | [12 empty] | 2.5 | 1.6498 | 1.6498 | 1.6498 | 1.6498 | [11 empty] | Hopkinton Municipal Utilities | 100 | Hopkinton Municipal Utilities | 100 | Regulated
Hopkinton | 8108_G_CAT | 8108 | G | CAT |  | Combustion Turbine | IC Engine | MIS_IL | Iowa | 19 | Delaware | 55 | 19055 | 2.2 | 11369 | 2011 | 9999 |  |  | N | Distillate Fuel Oil | [13 empty] | 1.6498 | 1.6498 | 1.6498 | 1.6498 | [11 empty] | Hopkinton Municipal Utilities | 100 | Hopkinton Municipal Utilities | 100 | Regulated
Brownlee | 811_G_1 | 811 | G | 1 |  | Hydro |  | WECC_ID | Idaho | 16 | Washington | 87 | 16087 | 114 | 0 | 1959 | 9999 |  |  | N | Hydro | [13 empty] | 0 | 0 | 0 | 0 | [11 empty] | Idaho Power Co | 100 | IDACORP Inc | 100 | Regulated
Brownlee | 811_G_2 | 811 | G | 2 |  | Hydro |  | WECC_ID | Idaho | 16 | Washington | 87 | 16087 | 104.6 | 0 | 1958 | 9999 |  |  | N | Hydro | [13 empty] | 0 | 0 | 0 | 0 | [11 empty] | Idaho Power Co | 100 | IDACORP Inc | 100 | Regulated
Brownlee | 811_G_3 | 811 | G | 3 |  | Hydro |  | WECC_ID | Idaho | 16 | Washington | 87 | 16087 | 104.2 | 0 | 1958 | 9999 |  |  | N | Hydro | [13 empty] | 0 | 0 | 0 | 0 | [11 empty] | Idaho Power Co | 100 | IDACORP Inc | 100 | Regulated
Brownlee | 811_G_4 | 811 | G | 4 |  | Hydro |  | WECC_ID | Idaho | 16 | Washington | 87 | 16087 | 108.8 | 0 | 1958 | 9999 |  |  | N | Hydro | [13 empty] | 0 | 0 | 0 | 0 | [11 empty] | Idaho Power Co | 100 | IDACORP Inc | 100 | Regulated
Brownlee | 811_G_5 | 811 | G | 5 |  | Hydro |  | WECC_ID | Idaho | 16 | Washington | 87 | 16087 | 241.7 | 0 | 1980 | 9999 |  |  | N | Hydro | [13 empty] | 0 | 0 | 0 | 0 | [11 empty] | Idaho Power Co | 100 | IDACORP Inc | 100 | Regulated
Stanberry | 8110_G_1 | 8110 | G | 1 |  | Combustion Turbine | IC Engine | S_D_AECI | Missouri | 29 | Gentry | 75 | 29075 | 1.1 | 12283 | 1963 | 9999 |  |  | N | Natural Gas, Distillate Fuel Oil | [12 empty] | 2.3 | 1.061 | 1.061 | 1.061 | 1.061 | [11 empty] | Stanberry MO (City of) | 100 | Stanberry MO (City of) | 100 | Regulated
Stanberry | 8110_G_2 | 8110 | G | 2 |  | Combustion Turbine | IC Engine | S_D_AECI | Missouri | 29 | Gentry | 75 | 29075 | 1.1 | 12283 | 1967 | 9999 |  |  | N | Natural Gas, Distillate Fuel Oil | [12 empty] | 2.3 | 1.061 | 1.061 | 1.061 | 1.061 | [11 empty] | Stanberry MO (City of) | 100 | Stanberry MO (City of) | 100 | Regulated
Stanberry | 8110_G_IC5 | 8110 | G | IC5 |  | Combustion Turbine | IC Engine | S_D_AECI | Missouri | 29 | Gentry | 75 | 29075 | 0.3 | 12283 | 1958 | 9999 |  |  | N | Distillate Fuel Oil | [12 empty] | 2.3 | 1.6498 | 1.6498 | 1.6498 | 1.6498 | [11 empty] | Stanberry MO (City of) | 100 | Stanberry MO (City of) | 100 | Regulated
Stanberry | 8110_G_IC6 | 8110 | G | IC6 |  | Combustion Turbine | IC Engine | S_D_AECI | Missouri | 29 | Gentry | 75 | 29075 | 1.8 | 12283 | 1979 | 9999 |  |  | N | Natural Gas, Distillate Fuel Oil | [12 empty] | 2.3 | 1.061 | 1.061 | 1.061 | 1.061 | [11 empty] | Stanberry MO (City of) | 100 | Stanberry MO (City of) | 100 | Regulated
C J Strike | 812_G_1 | 812 | G | 1 |  | Hydro |  | WECC_ID | Idaho | 16 | Owyhee | 73 | 16073 | 31.2 | 0 | 1952 | 9999 |  |  | N | Hydro | [13 empty] | 0 | 0 | 0 | 0 | [11 empty] | Idaho Power Co | 100 | IDACORP Inc | 100 | Regulated
C J Strike | 812_G_2 | 812 | G | 2 |  | Hydro |  | WECC_ID | Idaho | 16 | Owyhee | 73 | 16073 | 30.3 | 0 | 1952 | 9999 |  |  | N | Hydro | [13 empty] | 0 | 0 | 0 | 0 | [11 empty] | Idaho Power Co | 100 | IDACORP Inc | 100 | Regulated
C J Strike | 812_G_3 | 812 | G | 3 |  | Hydro |  | WECC_ID | Idaho | 16 | Owyhee | 73 | 16073 | 31.3 | 0 | 1952 | 9999 |  |  | N | Hydro | [13 empty] | 0 | 0 | 0 | 0 | [11 empty] | Idaho Power Co | 100 | IDACORP Inc | 100 | Regulated
Cascade Dam | 813_G_1 | 813 | G | 1 |  | Hydro |  | WECC_ID | Idaho | 16 | Valley | 85 | 16085 | 6.4 | 0 | 1984 | 9999 |  |  | N | Hydro | [13 empty] | 0 | 0 | 0 | 0 | [11 empty] | Idaho Power Co | 100 | IDACORP Inc | 100 | Regulated
Cascade Dam | 813_G_2 | 813 | G | 2 |  | Hydro |  | WECC_ID | Idaho | 16 | Valley | 85 | 16085 | 6.4 | 0 | 1983 | 9999 |  |  | N | Hydro | [13 empty] | 0 | 0 | 0 | 0 | [11 empty] | Idaho Power Co | 100 | IDACORP Inc | 100 | Regulated
Clear Lake | 814_G_1 | 814 | G | 1 |  | Hydro |  | WECC_ID | Idaho | 16 | Gooding | 47 | 16047 | 2.2 | 0 | 1937 | 9999 |  |  | N | Hydro | [13 empty] | 0 | 0 | 0 | 0 | [11 empty] | Idaho Power Co | 100 | IDACORP Inc | 100 | Regulated
Lower Malad | 815_G_1 | 815 | G | 1 |  | Hydro |  | WECC_ID | Idaho | 16 | Gooding | 47 | 16047 | 13.3 | 0 | 1948 | 9999 |  |  | N | Hydro | [13 empty] | 0 | 0 | 0 | 0 | [11 empty] | Idaho Power Co | 100 | IDACORP Inc | 100 | Regulated
Lower Salmon | 816_G_1 | 816 | G | 1 |  | Hydro |  | WECC_ID | Idaho | 16 | Gooding | 47 | 16047 | 18.1 | 0 | 1949 | 9999 |  |  | N | Hydro | [13 empty] | 0 | 0 | 0 | 0 | [11 empty] | Idaho Power Co | 100 | IDACORP Inc | 100 | Regulated
Lower Salmon | 816_G_2 | 816 | G | 2 |  | Hydro |  | WECC_ID | Idaho | 16 | Gooding | 47 | 16047 | 14.4 | 0 | 1949 | 9999 |  |  | N | Hydro | [13 empty] | 0 | 0 | 0 | 0 | [11 empty] | Idaho Power Co | 100 | IDACORP Inc | 100 | Regulated
Lower Salmon | 816_G_3 | 816 | G | 3 |  | Hydro |  | WECC_ID | Idaho | 16 | Gooding | 47 | 16047 | 17.7 | 0 | 1949 | 9999 |  |  | N | Hydro | [13 empty] | 0 | 0 | 0 | 0 | [11 empty] | Idaho Power Co | 100 | IDACORP Inc | 100 | Regulated
Lower Salmon | 816_G_4 | 816 | G | 4 |  | Hydro |  | WECC_ID | Idaho | 16 | Gooding | 47 | 16047 | 16.7 | 0 | 1949 | 9999 |  |  | N | Hydro | [13 empty] | 0 | 0 | 0 | 0 | [11 empty] | Idaho Power Co | 100 | IDACORP Inc | 100 | Regulated
Salmon Diesel | 817_G_1 | 817 | G | 1 |  | Combustion Turbine | IC Engine | WECC_ID | Idaho | 16 | Lemhi | 59 | 16059 | 2.7 | 12619 | 1967 | 9999 |  |  | N | Distillate Fuel Oil | [12 empty] | 1.75 | 1.6498 | 1.6498 | 1.6498 | 1.6498 | [11 empty] | Idaho Power Co | 100 | IDACORP Inc | 100 | Regulated
Salmon Diesel | 817_G_2 | 817 | G | 2 |  | Combustion Turbine | IC Engine | WECC_ID | Idaho | 16 | Lemhi | 59 | 16059 | 2.7 | 12910 | 1967 | 9999 |  |  | N | Distillate Fuel Oil | [12 empty] | 1.75 | 1.6498 | 1.6498 | 1.6498 | 1.6498 | [11 empty] | Idaho Power Co | 100 | IDACORP Inc | 100 | Regulated
Shoshone Falls | 818_G_3 | 818 | G | 3 |  | Hydro |  | WECC_ID | Idaho | 16 | Jerome | 53 | 16053 | 0.4 | 0 | 1921 | 9999 |  |  | N | Hydro | [13 empty] | 0 | 0 | 0 | 0 | [11 empty] | Idaho Power Co | 100 | IDACORP Inc | 100 | Regulated
Shoshone Falls | 818_G_4 | 818 | G | 4 |  | Hydro |  | WECC_ID | Idaho | 16 | Jerome | 53 | 16053 | 3 | 0 | 2020 | 9999 |  |  | N | Hydro | [13 empty] | 0 | 0 | 0 | 0 | [11 empty] | Idaho Power Co | 100 | IDACORP Inc | 100 | Regulated
Swan Falls | 819_G_1 | 819 | G | 1 |  | Hydro |  | WECC_ID | Idaho | 16 | Ada | 1 | 16001 | 14 | 0 | 1994 | 9999 |  |  | N | Hydro | [13 empty] | 0 | 0 | 0 | 0 | [11 empty] | Idaho Power Co | 100 | IDACORP Inc | 100 | Regulated
Swan Falls | 819_G_2 | 819 | G | 2 |  | Hydro |  | WECC_ID | Idaho | 16 | Ada | 1 | 16001 | 13.9 | 0 | 1994 | 9999 |  |  | N | Hydro | [13 empty] | 0 | 0 | 0 | 0 | [11 empty] | Idaho Power Co | 100 | IDACORP Inc | 100 | Regulated
Thousand Springs | 820_G_3 | 820 | G | 3 |  | Hydro |  | WECC_ID | Idaho | 16 | Gooding | 47 | 16047 | 5.7 | 0 | 1920 | 9999 |  |  | N | Hydro | [13 empty] | 0 | 0 | 0 | 0 | [11 empty] | Idaho Power Co | 100 | IDACORP Inc | 100 | Regulated
Twin Falls (ID) | 821_G_1 | 821 | G | 1 |  | Hydro |  | WECC_ID | Idaho | 16 | Twin Falls | 83 | 16083 | 10.1 | 0 | 1935 | 9999 |  |  | N | Hydro | [13 empty] | 0 | 0 | 0 | 0 | [11 empty] | Idaho Power Co | 100 | IDACORP Inc | 100 | Regulated
Twin Falls (ID) | 821_G_2 | 821 | G | 2 |  | Hydro |  | WECC_ID | Idaho | 16 | Twin Falls | 83 | 16083 | 32.1 | 0 | 1995 | 9999 |  |  | N | Hydro | [13 empty] | 0 | 0 | 0 | 0 | [11 empty] | Idaho Power Co | 100 | IDACORP Inc | 100 | Regulated
Ray D Nixon | 8219_G_GT1 | 8219 | G | GT1 | 3468 | Combustion Turbine |  | WECC_CO | Colorado | 8 | El Paso | 41 | 08041 | 30 | 14912 | 1999 | 9999 |  |  | N | Natural Gas |  |  |  | DLNB | [8 empty] | 1.2 | 0.05024 | 0.05024 | 0.05024 | 0.05024 | [11 empty] | Colorado Springs Utilities | 100 | Colorado Springs Utilities | 100 | Regulated
Ray D Nixon | 8219_G_GT2 | 8219 | G | GT2 | 3467 | Combustion Turbine |  | WECC_CO | Colorado | 8 | El Paso | 41 | 08041 | 30 | 14921 | 1999 | 9999 |  |  | N | Natural Gas |  |  |  | DLNB | [8 empty] | 1.2 | 0.03235 | 0.03235 | 0.03235 | 0.03235 | [11 empty] | Colorado Springs Utilities | 100 | Colorado Springs Utilities | 100 | Regulated
Upper Salmon A | 822_G_1 | 822 | G | 1 |  | Hydro |  | WECC_ID | Idaho | 16 | Twin Falls | 83 | 16083 | 9.1 | 0 | 1937 | 9999 |  |  | N | Hydro | [13 empty] | 0 | 0 | 0 | 0 | [11 empty] | Idaho Power Co | 100 | IDACORP Inc | 100 | Regulated
Upper Salmon A | 822_G_2 | 822 | G | 2 |  | Hydro |  | WECC_ID | Idaho | 16 | Twin Falls | 83 | 16083 | 8.2 | 0 | 1937 | 9999 |  |  | N | Hydro | [13 empty] | 0 | 0 | 0 | 0 | [11 empty] | Idaho Power Co | 100 | IDACORP Inc | 100 | Regulated
Springerville | 8223_G_SGSS | 8223 | G | SGSS |  | Solar PV |  | WECC_AZ | Arizona | 4 | Apache | 1 | 04001 | 3.7 | 0 | 2001 | 9999 |  |  | N | Solar | [13 empty] | 0 | 0 | 0 | 0 | [11 empty] | Tucson Electric Power Co | 100 | Uns Energy Corp | 100 | Regulated
Springerville | 8223_G_SGSS1 | 8223 | G | SGSS1 |  | Solar PV |  | WECC_AZ | Arizona | 4 | Apache | 1 | 04001 | 1.4 | 0 | 2010 | 9999 |  |  | N | Solar | [13 empty] | 0 | 0 | 0 | 0 | [11 empty] | Tucson Electric Power Co | 100 | Uns Energy Corp | 100 | Regulated
Springerville | 8223_G_WMS | 8223 | G | WMS |  | Solar PV |  | WECC_AZ | Arizona | 4 | Apache | 1 | 04001 | 8.3 | 0 | 2014 | 9999 |  |  | N | Solar | [13 empty] | 0 | 0 | 0 | 0 | [11 empty] | Tucson Electric Power Co | 100 | Uns Energy Corp | 100 | Regulated
Seneca Generation LLC | 8225_G_1 | 8225 | G | 1 |  | Pumped Storage |  | PJM_PENE | Pennsylvania | 42 | Warren | 123 | 42123 | 234 | 0 | 1970 | 9999 |  |  | N | Pumped Storage | [13 empty] | 0 | 0 | 0 | 0 | [11 empty] | Seneca Generation LLC | 100 | LS Power Group | 100 | Non-regulated
Seneca Generation LLC | 8225_G_2 | 8225 | G | 2 |  | Pumped Storage |  | PJM_PENE | Pennsylvania | 42 | Warren | 123 | 42123 | 218 | 0 | 1970 | 9999 |  |  | N | Pumped Storage | [13 empty] | 0 | 0 | 0 | 0 | [11 empty] | Seneca Generation LLC | 100 | LS Power Group | 100 | Non-regulated
Seneca Generation LLC | 8225_G_3 | 8225 | G | 3 |  | Hydro |  | PJM_PENE | Pennsylvania | 42 | Warren | 123 | 42123 | 30 | 0 | 1970 | 9999 |  |  | N | Hydro | [13 empty] | 0 | 0 | 0 | 0 | [11 empty] | Seneca Generation LLC | 100 | LS Power Group | 100 | Non-regulated
Upper Malad | 823_G_1 | 823 | G | 1 |  | Hydro |  | WECC_ID | Idaho | 16 | Gooding | 47 | 16047 | 6.8 | 0 | 1948 | 9999 |  |  | N | Hydro | [13 empty] | 0 | 0 | 0 | 0 | [11 empty] | Idaho Power Co | 100 | IDACORP Inc | 100 | Regulated
Ashton | 825_G_1 | 825 | G | 1 |  | Hydro |  | WECC_ID | Idaho | 16 | Fremont | 43 | 16043 | 2.7 | 0 | 1917 | 9999 |  |  | N | Hydro | [13 empty] | 0 | 0 | 0 | 0 | [11 empty] | PacifiCorp | 100 | Berkshire Hathaway Inc | 100 | Regulated
Ashton | 825_G_2 | 825 | G | 2 |  | Hydro |  | WECC_ID | Idaho | 16 | Fremont | 43 | 16043 | 2.2 | 0 | 1925 | 9999 |  |  | N | Hydro | [13 empty] | 0 | 0 | 0 | 0 | [11 empty] | PacifiCorp | 100 | Berkshire Hathaway Inc | 100 | Regulated
Ashton | 825_G_3 | 825 | G | 3 |  | Hydro |  | WECC_ID | Idaho | 16 | Fremont | 43 | 16043 | 2.2 | 0 | 1925 | 9999 |  |  | N | Hydro | [13 empty] | 0 | 0 | 0 | 0 | [11 empty] | PacifiCorp | 100 | Berkshire Hathaway Inc | 100 | Regulated
Grace | 827_G_3 | 827 | G | 3 |  | Hydro |  | WECC_ID | Idaho | 16 | Caribou | 29 | 16029 | 11 | 0 | 1923 | 9999 |  |  | N | Hydro | [13 empty] | 0 | 0 | 0 | 0 | [11 empty] | PacifiCorp | 100 | Berkshire Hathaway Inc | 100 | Regulated
Grace | 827_G_4 | 827 | G | 4 |  | Hydro |  | WECC_ID | Idaho | 16 | Caribou | 29 | 16029 | 11 | 0 | 1923 | 9999 |  |  | N | Hydro | [13 empty] | 0 | 0 | 0 | 0 | [11 empty] | PacifiCorp | 100 | Berkshire Hathaway Inc | 100 | Regulated
Grace | 827_G_5 | 827 | G | 5 |  | Hydro |  | WECC_ID | Idaho | 16 | Caribou | 29 | 16029 | 11 | 0 | 1923 | 9999 |  |  | N | Hydro | [13 empty] | 0 | 0 | 0 | 0 | [11 empty] | PacifiCorp | 100 | Berkshire Hathaway Inc | 100 | Regulated
Oneida | 829_G_1 | 829 | G | 1 |  | Hydro |  | WECC_ID | Idaho | 16 | Franklin | 41 | 16041 | 9.3 | 0 | 1915 | 9999 |  |  | N | Hydro | [13 empty] | 0 | 0 | 0 | 0 | [11 empty] | PacifiCorp | 100 | Berkshire Hathaway Inc | 100 | Regulated
Oneida | 829_G_2 | 829 | G | 2 |  | Hydro |  | WECC_ID | Idaho | 16 | Franklin | 41 | 16041 | 9.3 | 0 | 1916 | 9999 |  |  | N | Hydro | [13 empty] | 0 | 0 | 0 | 0 | [11 empty] | PacifiCorp | 100 | Berkshire Hathaway Inc | 100 | Regulated
Oneida | 829_G_3 | 829 | G | 3 |  | Hydro |  | WECC_ID | Idaho | 16 | Franklin | 41 | 16041 | 9.3 | 0 | 1920 | 9999 |  |  | N | Hydro | [13 empty] | 0 | 0 | 0 | 0 | [11 empty] | PacifiCorp | 100 | Berkshire Hathaway Inc | 100 | Regulated
Soda | 831_G_1 | 831 | G | 1 |  | Hydro |  | WECC_ID | Idaho | 16 | Caribou | 29 | 16029 | 7.6 | 0 | 1924 | 9999 |  |  | N | Hydro | [13 empty] | 0 | 0 | 0 | 0 | [11 empty] | PacifiCorp | 100 | Berkshire Hathaway Inc | 100 | Regulated
Soda | 831_G_2 | 831 | G | 2 |  | Hydro |  | WECC_ID | Idaho | 16 | Caribou | 29 | 16029 | 7.6 | 0 | 1924 | 9999 |  |  | N | Hydro | [13 empty] | 0 | 0 | 0 | 0 | [11 empty] | PacifiCorp | 100 | Berkshire Hathaway Inc | 100 | Regulated
Cabinet Gorge | 833_G_1 | 833 | G | 1 |  | Hydro |  | WECC_PNW | Idaho | 16 | Bonner | 17 | 16017 | 44.3 | 0 | 1953 | 9999 |  |  | N | Hydro | [13 empty] | 0 | 0 | 0 | 0 | [11 empty] | Avista Corp | 100 | Avista Corp | 100 | Regulated
Cabinet Gorge | 833_G_2 | 833 | G | 2 |  | Hydro |  | WECC_PNW | Idaho | 16 | Bonner | 17 | 16017 | 73.9 | 0 | 1953 | 9999 |  |  | N | Hydro | [13 empty] | 0 | 0 | 0 | 0 | [11 empty] | Avista Corp | 100 | Avista Corp | 100 | Regulated
Cabinet Gorge | 833_G_3 | 833 | G | 3 |  | Hydro |  | WECC_PNW | Idaho | 16 | Bonner | 17 | 16017 | 73.4 | 0 | 1952 | 9999 |  |  | N | Hydro | [13 empty] | 0 | 0 | 0 | 0 | [11 empty] | Avista Corp | 100 | Avista Corp | 100 | Regulated
Cabinet Gorge | 833_G_4 | 833 | G | 4 |  | Hydro |  | WECC_PNW | Idaho | 16 | Bonner | 17 | 16017 | 63 | 0 | 1952 | 9999 |  |  | N | Hydro | [13 empty] | 0 | 0 | 0 | 0 | [11 empty] | Avista Corp | 100 | Avista Corp | 100 | Regulated
Post Falls | 835_G_1 | 835 | G | 1 |  | Hydro |  | WECC_PNW | Idaho | 16 | Kootenai | 55 | 16055 | 2.8 | 0 | 1907 | 9999 |  |  | N | Hydro | [13 empty] | 0 | 0 | 0 | 0 | [11 empty] | Avista Corp | 100 | Avista Corp | 100 | Regulated
Post Falls | 835_G_2 | 835 | G | 2 |  | Hydro |  | WECC_PNW | Idaho | 16 | Kootenai | 55 | 16055 | 2.8 | 0 | 1906 | 9999 |  |  | N | Hydro | [13 empty] | 0 | 0 | 0 | 0 | [11 empty] | Avista Corp | 100 | Avista Corp | 100 | Regulated
Post Falls | 835_G_3 | 835 | G | 3 |  | Hydro |  | WECC_PNW | Idaho | 16 | Kootenai | 55 | 16055 | 2.8 | 0 | 1906 | 9999 |  |  | N | Hydro | [13 empty] | 0 | 0 | 0 | 0 | [11 empty] | Avista Corp | 100 | Avista Corp | 100 | Regulated
Post Falls | 835_G_4 | 835 | G | 4 |  | Hydro |  | WECC_PNW | Idaho | 16 | Kootenai | 55 | 16055 | 2.8 | 0 | 1906 | 9999 |  |  | N | Hydro | [13 empty] | 0 | 0 | 0 | 0 | [11 empty] | Avista Corp | 100 | Avista Corp | 100 | Regulated
Post Falls | 835_G_5 | 835 | G | 5 |  | Hydro |  | WECC_PNW | Idaho | 16 | Kootenai | 55 | 16055 | 2.8 | 0 | 1908 | 9999 |  |  | N | Hydro | [13 empty] | 0 | 0 | 0 | 0 | [11 empty] | Avista Corp | 100 | Avista Corp | 100 | Regulated
Scott Flat | 839_G_7P | 839 | G | 7P |  | Hydro |  | WEC_CALN | California | 6 | Nevada | 57 | 06057 | 0.9 | 0 | 1985 | 9999 |  |  | N | Hydro | [13 empty] | 0 | 0 | 0 | 0 | [11 empty] | Nevada Irrigation District | 100 | Nevada Irrigation District | 100 | Non-regulated
Dworshak | 840_G_1 | 840 | G | 1 |  | Hydro |  | WECC_PNW | Idaho | 16 | Clearwater | 35 | 16035 | 103 | 0 | 1975 | 9999 |  |  | N | Hydro | [13 empty] | 0 | 0 | 0 | 0 | [11 empty] | USACE Northwestern Division | 100 | U S Army Corps of Engineers | 100 | Regulated
Dworshak | 840_G_2 | 840 | G | 2 |  | Hydro |  | WECC_PNW | Idaho | 16 | Clearwater | 35 | 16035 | 103 | 0 | 1975 | 9999 |  |  | N | Hydro | [13 empty] | 0 | 0 | 0 | 0 | [11 empty] | USACE Northwestern Division | 100 | U S Army Corps of Engineers | 100 | Regulated
Dworshak | 840_G_3 | 840 | G | 3 |  | Hydro |  | WECC_PNW | Idaho | 16 | Clearwater | 35 | 16035 | 259 | 0 | 1974 | 9999 |  |  | N | Hydro | [13 empty] | 0 | 0 | 0 | 0 | [11 empty] | USACE Northwestern Division | 100 | U S Army Corps of Engineers | 100 | Regulated
City Power Plant | 841_G_3 | 841 | G | 3 |  | Hydro |  | WECC_ID | Idaho | 16 | Bonneville | 19 | 16019 | 8 | 0 | 1982 | 9999 |  |  | N | Hydro | [13 empty] | 0 | 0 | 0 | 0 | [11 empty] | Idaho Falls ID (City of) | 100 | Idaho Falls ID (City of) | 100 | Regulated
Lower No 2 | 843_G_1 | 843 | G | 1 |  | Hydro |  | WECC_ID | Idaho | 16 | Bonneville | 19 | 16019 | 3 | 0 | 1940 | 9999 |  |  | N | Hydro | [13 empty] | 0 | 0 | 0 | 0 | [11 empty] | Idaho Falls ID (City of) | 100 | Idaho Falls ID (City of) | 100 | Regulated
Upper Power Plant | 844_G_4 | 844 | G | 4 |  | Hydro |  | WECC_ID | Idaho | 16 | Bonneville | 19 | 16019 | 8 | 0 | 1982 | 9999 |  |  | N | Hydro | [13 empty] | 0 | 0 | 0 | 0 | [11 empty] | Idaho Falls ID (City of) | 100 | Idaho Falls ID (City of) | 100 | Regulated
Combie South | 846_G_1 | 846 | G | 1 |  | Hydro |  | WEC_CALN | California | 6 | Nevada | 57 | 06057 | 0.5 | 0 | 1984 | 9999 |  |  | N | Hydro | [13 empty] | 0 | 0 | 0 | 0 | [11 empty] | Nevada Irrigation District | 100 | Nevada Irrigation District | 100 | Non-regulated
Combie South | 846_G_2 | 846 | G | 2 |  | Hydro |  | WEC_CALN | California | 6 | Nevada | 57 | 06057 | 0.5 | 0 | 1984 | 9999 |  |  | N | Hydro | [13 empty] | 0 | 0 | 0 | 0 | [11 empty] | Nevada Irrigation District | 100 | Nevada Irrigation District | 100 | Non-regulated
Combie South | 846_G_3 | 846 | G | 3 |  | Hydro |  | WEC_CALN | California | 6 | Nevada | 57 | 06057 | 0.5 | 0 | 1984 | 9999 |  |  | N | Hydro | [13 empty] | 0 | 0 | 0 | 0 | [11 empty] | Nevada Irrigation District | 100 | Nevada Irrigation District | 100 | Non-regulated
Palisades Dam | 850_G_1 | 850 | G | 1 |  | Hydro |  | WECC_ID | Idaho | 16 | Bonneville | 19 | 16019 | 44.1 | 0 | 1957 | 9999 |  |  | N | Hydro | [13 empty] | 0 | 0 | 0 | 0 | [11 empty] | U S Bureau of Reclamation | 100 | U S Bureau of Reclamation | 100 | Regulated
Palisades Dam | 850_G_2 | 850 | G | 2 |  | Hydro |  | WECC_ID | Idaho | 16 | Bonneville | 19 | 16019 | 44.1 | 0 | 1957 | 9999 |  |  | N | Hydro | [13 empty] | 0 | 0 | 0 | 0 | [11 empty] | U S Bureau of Reclamation | 100 | U S Bureau of Reclamation | 100 | Regulated
Palisades Dam | 850_G_3 | 850 | G | 3 |  | Hydro |  | WECC_ID | Idaho | 16 | Bonneville | 19 | 16019 | 44.1 | 0 | 1957 | 9999 |  |  | N | Hydro | [13 empty] | 0 | 0 | 0 | 0 | [11 empty] | U S Bureau of Reclamation | 100 | U S Bureau of Reclamation | 100 | Regulated
Palisades Dam | 850_G_4 | 850 | G | 4 |  | Hydro |  | WECC_ID | Idaho | 16 | Bonneville | 19 | 16019 | 44.1 | 0 | 1958 | 9999 |  |  | N | Hydro | [13 empty] | 0 | 0 | 0 | 0 | [11 empty] | U S Bureau of Reclamation | 100 | U S Bureau of Reclamation | 100 | Regulated
Albeni Falls | 851_G_1 | 851 | G | 1 |  | Hydro |  | WECC_PNW | Idaho | 16 | Bonner | 17 | 16017 | 14 | 0 | 1955 | 9999 |  |  | N | Hydro | [13 empty] | 0 | 0 | 0 | 0 | [11 empty] | USACE Northwestern Division | 100 | U S Army Corps of Engineers | 100 | Regulated
Albeni Falls | 851_G_2 | 851 | G | 2 |  | Hydro |  | WECC_PNW | Idaho | 16 | Bonner | 17 | 16017 | 14 | 0 | 1955 | 9999 |  |  | N | Hydro | [13 empty] | 0 | 0 | 0 | 0 | [11 empty] | USACE Northwestern Division | 100 | U S Army Corps of Engineers | 100 | Regulated
Albeni Falls | 851_G_3 | 851 | G | 3 |  | Hydro |  | WECC_PNW | Idaho | 16 | Bonner | 17 | 16017 | 14 | 0 | 1955 | 9999 |  |  | N | Hydro | [13 empty] | 0 | 0 | 0 | 0 | [11 empty] | USACE Northwestern Division | 100 | U S Army Corps of Engineers | 100 | Regulated
Grand Tower Energy Center LLC | 862_G_1 | 862 | G | 1 | 578 | Combined Cycle |  | MIS_IL | Illinois | 17 | Jackson | 77 | 17077 | 161 | 15000 | 2001 | 2045 |  |  | N | Natural Gas |  |  |  | DLNB | [8 empty] | 0.001 | 0.07235 | 0.07235 | 0.07235 | 0.07235 | [11 empty] | Grand Tower Energy Center LLC | 100 | Rockland Capital | 100 | Non-regulated
Grand Tower Energy Center LLC | 862_G_2 | 862 | G | 2 | 579 | Combined Cycle |  | MIS_IL | Illinois | 17 | Jackson | 77 | 17077 | 159 | 15000 | 2001 | 2045 |  |  | N | Natural Gas |  |  |  | DLNB | [8 empty] | 0.001 | 0.07255 | 0.07255 | 0.07255 | 0.07255 | [11 empty] | Grand Tower Energy Center LLC | 100 | Rockland Capital | 100 | Non-regulated
Grand Tower Energy Center LLC | 862_G_3 | 862 | G | 3 | 578 | Combined Cycle |  | MIS_IL | Illinois | 17 | Jackson | 77 | 17077 | 86 | 15000 | 1951 | 2045 |  |  | N | Natural Gas |  |  |  | DLNB | [8 empty] | 0.001 | 0.07235 | 0.07235 | 0.07235 | 0.07235 | [11 empty] | Grand Tower Energy Center LLC | 100 | Rockland Capital | 100 | Non-regulated
Grand Tower Energy Center LLC | 862_G_4 | 862 | G | 4 | 579 | Combined Cycle |  | MIS_IL | Illinois | 17 | Jackson | 77 | 17077 | 105 | 15000 | 1958 | 2045 |  |  | N | Natural Gas |  |  |  | DLNB | [8 empty] | 0.001 | 0.07255 | 0.07255 | 0.07255 | 0.07255 | [11 empty] | Grand Tower Energy Center LLC | 100 | Rockland Capital | 100 | Non-regulated
Dresden Generating Station | 869_G_2 | 869 | G | 2 |  | Nuclear |  | PJM_COMD | Illinois | 17 | Grundy | 63 | 17063 | 902 | 10456 | 1970 | 9999 |  |  | N | Nuclear Fuel | [13 empty] | 0 | 0 | 0 | 0 | [11 empty] | Exelon Generation Supply LLC | 100 | Exelon Corp | 100 | Non-regulated
Dresden Generating Station | 869_G_3 | 869 | G | 3 |  | Nuclear |  | PJM_COMD | Illinois | 17 | Grundy | 63 | 17063 | 895 | 10456 | 1971 | 9999 |  |  | N | Nuclear Fuel | [13 empty] | 0 | 0 | 0 | 0 | [11 empty] | Exelon Generation Supply LLC | 100 | Exelon Corp | 100 | Non-regulated
Ashokan | 88_G_1 | 88 | G | 1 |  | Hydro |  | NY_Z_G-I | New York | 36 | Ulster | 111 | 36111 | 2.3 | 0 | 1982 | 9999 |  |  | N | Hydro | [13 empty] | 0 | 0 | 0 | 0 | [11 empty] | New York Power Authority | 100 | New York Power Authority | 100 | Regulated
Ashokan | 88_G_2 | 88 | G | 2 |  | Hydro |  | NY_Z_G-I | New York | 36 | Ulster | 111 | 36111 | 2.3 | 0 | 1982 | 9999 |  |  | N | Hydro | [13 empty] | 0 | 0 | 0 | 0 | [11 empty] | New York Power Authority | 100 | New York Power Authority | 100 | Regulated
Quad Cities Generating Station | 880_G_1 | 880 | G | 1 |  | Nuclear |  | PJM_COMD | Illinois | 17 | Rock Island | 161 | 17161 | 908 | 10456 | 1972 | 9999 |  |  | N | Nuclear Fuel | [13 empty] | 0 | 0 | 0 | 0 | [11 empty] | Exelon Generation Supply LLC | 75 | Exelon Corp | 75 | Non-regulated
Quad Cities Generating Station | 880_G_2 | 880 | G | 2 |  | Nuclear |  | PJM_COMD | Illinois | 17 | Rock Island | 161 | 17161 | 911 | 10456 | 1972 | 9999 |  |  | N | Nuclear Fuel | [13 empty] | 0 | 0 | 0 | 0 | [11 empty] | Exelon Generation Supply LLC | 75 | Exelon Corp | 75 | Non-regulated
Waukegan | 883_G_311 | 883 | G | 311 | 9161 | Combustion Turbine |  | PJM_COMD | Illinois | 17 | Lake | 97 | 17097 | 24.6 | 17378 | 1968 | 2030 |  |  | N | Distillate Fuel Oil | [12 empty] | 1 | 0.25 | 0.25 | 0.25 | 0.25 | [11 empty] | Midwest Generations EME LLC | 100 | NRG Energy Inc | 100 | Non-regulated
Waukegan | 883_G_312 | 883 | G | 312 | 9162 | Combustion Turbine |  | PJM_COMD | Illinois | 17 | Lake | 97 | 17097 | 28.5 | 17378 | 1968 | 2030 |  |  | N | Distillate Fuel Oil | [12 empty] | 1 | 0.25 | 0.25 | 0.25 | 0.25 | [11 empty] | Midwest Generations EME LLC | 100 | NRG Energy Inc | 100 | Non-regulated
Waukegan | 883_G_321 | 883 | G | 321 | 9163 | Combustion Turbine |  | PJM_COMD | Illinois | 17 | Lake | 97 | 17097 | 28 | 17376 | 1968 | 2030 |  |  | N | Distillate Fuel Oil | [12 empty] | 1 | 0.25 | 0.25 | 0.25 | 0.25 | [11 empty] | Midwest Generations EME LLC | 100 | NRG Energy Inc | 100 | Non-regulated
Waukegan | 883_G_322 | 883 | G | 322 | 9164 | Combustion Turbine |  | PJM_COMD | Illinois | 17 | Lake | 97 | 17097 | 26.7 | 17376 | 1968 | 2030 |  |  | N | Distillate Fuel Oil | [12 empty] | 1 | 0.25 | 0.25 | 0.25 | 0.25 | [11 empty] | Midwest Generations EME LLC | 100 | NRG Energy Inc | 100 | Non-regulated
Fisk Street | 886_G_311 | 886 | G | 311 | 9165 | Combustion Turbine |  | PJM_COMD | Illinois | 17 | Cook | 31 | 17031 | 25.4 | 17437 | 1968 | 2030 |  |  | N | Distillate Fuel Oil | [12 empty] | 1 | 0.25 | 0.25 | 0.25 | 0.25 | [11 empty] | Midwest Generations EME LLC | 100 | NRG Energy Inc | 100 | Non-regulated
Fisk Street | 886_G_312 | 886 | G | 312 | 9166 | Combustion Turbine |  | PJM_COMD | Illinois | 17 | Cook | 31 | 17031 | 23.7 | 17440 | 1968 | 2030 |  |  | N | Distillate Fuel Oil | [12 empty] | 1 | 0.25 | 0.25 | 0.25 | 0.25 | [11 empty] | Midwest Generations EME LLC | 100 | NRG Energy Inc | 100 | Non-regulated
Fisk Street | 886_G_321 | 886 | G | 321 | 9167 | Combustion Turbine |  | PJM_COMD | Illinois | 17 | Cook | 31 | 17031 | 25.4 | 17436 | 1968 | 2030 |  |  | N | Distillate Fuel Oil | [12 empty] | 1 | 0.25 | 0.25 | 0.25 | 0.25 | [11 empty] | Midwest Generations EME LLC | 100 | NRG Energy Inc | 100 | Non-regulated
Fisk Street | 886_G_322 | 886 | G | 322 | 9168 | Combustion Turbine |  | PJM_COMD | Illinois | 17 | Cook | 31 | 17031 | 25.4 | 17436 | 1968 | 2030 |  |  | N | Distillate Fuel Oil | [12 empty] | 1 | 0.25 | 0.25 | 0.25 | 0.25 | [11 empty] | Midwest Generations EME LLC | 100 | NRG Energy Inc | 100 | Non-regulated
Fisk Street | 886_G_331 | 886 | G | 331 | 9169 | Combustion Turbine |  | PJM_COMD | Illinois | 17 | Cook | 31 | 17031 | 23.7 | 17440 | 1968 | 2030 |  |  | N | Distillate Fuel Oil | [12 empty] | 1 | 0.25 | 0.25 | 0.25 | 0.25 | [11 empty] | Midwest Generations EME LLC | 100 | NRG Energy Inc | 100 | Non-regulated
Fisk Street | 886_G_332 | 886 | G | 332 | 9170 | Combustion Turbine |  | PJM_COMD | Illinois | 17 | Cook | 31 | 17031 | 25.4 | 17436 | 1968 | 2030 |  |  | N | Distillate Fuel Oil | [12 empty] | 1 | 0.25 | 0.25 | 0.25 | 0.25 | [11 empty] | Midwest Generations EME LLC | 100 | NRG Energy Inc | 100 | Non-regulated
Fisk Street | 886_G_341 | 886 | G | 341 | 9172 | Combustion Turbine |  | PJM_COMD | Illinois | 17 | Cook | 31 | 17031 | 25.4 | 17436 | 1968 | 2030 |  |  | N | Distillate Fuel Oil | [12 empty] | 1 | 0.25 | 0.25 | 0.25 | 0.25 | [11 empty] | Midwest Generations EME LLC | 100 | NRG Energy Inc | 100 | Non-regulated
Fisk Street | 886_G_342 | 886 | G | 342 | 9172 | Combustion Turbine |  | PJM_COMD | Illinois | 17 | Cook | 31 | 17031 | 22.8 | 17438 | 1968 | 2030 |  |  | N | Distillate Fuel Oil | [12 empty] | 1 | 0.25 | 0.25 | 0.25 | 0.25 | [11 empty] | Midwest Generations EME LLC | 100 | NRG Energy Inc | 100 | Non-regulated
Hoover Dam (AZ) | 8902_G_A0 | 8902 | G | A0 |  | Hydro |  | WECC_AZ | Arizona | 4 | Mohave | 15 | 04015 | 2.7 | 0 | 1936 | 9999 |  |  | N | Hydro | [13 empty] | 0 | 0 | 0 | 0 | [11 empty] | U S Bureau of Reclamation | 100 | U S Bureau of Reclamation | 100 | Regulated
Hoover Dam (AZ) | 8902_G_A1 | 8902 | G | A1 |  | Hydro |  | WECC_AZ | Arizona | 4 | Mohave | 15 | 04015 | 130 | 0 | 1941 | 9999 |  |  | N | Hydro | [13 empty] | 0 | 0 | 0 | 0 | [11 empty] | U S Bureau of Reclamation | 100 | U S Bureau of Reclamation | 100 | Regulated
Hoover Dam (AZ) | 8902_G_A2 | 8902 | G | A2 |  | Hydro |  | WECC_AZ | Arizona | 4 | Mohave | 15 | 04015 | 130 | 0 | 1942 | 9999 |  |  | N | Hydro | [13 empty] | 0 | 0 | 0 | 0 | [11 empty] | U S Bureau of Reclamation | 100 | U S Bureau of Reclamation | 100 | Regulated
Hoover Dam (AZ) | 8902_G_A3 | 8902 | G | A3 |  | Hydro |  | WECC_AZ | Arizona | 4 | Mohave | 15 | 04015 | 130 | 0 | 1952 | 9999 |  |  | N | Hydro | [13 empty] | 0 | 0 | 0 | 0 | [11 empty] | U S Bureau of Reclamation | 100 | U S Bureau of Reclamation | 100 | Regulated
Hoover Dam (AZ) | 8902_G_A4 | 8902 | G | A4 |  | Hydro |  | WECC_AZ | Arizona | 4 | Mohave | 15 | 04015 | 130 | 0 | 1952 | 9999 |  |  | N | Hydro | [13 empty] | 0 | 0 | 0 | 0 | [11 empty] | U S Bureau of Reclamation | 100 | U S Bureau of Reclamation | 100 | Regulated
Hoover Dam (AZ) | 8902_G_A5 | 8902 | G | A5 |  | Hydro |  | WECC_AZ | Arizona | 4 | Mohave | 15 | 04015 | 127 | 0 | 1943 | 9999 |  |  | N | Hydro | [13 empty] | 0 | 0 | 0 | 0 | [11 empty] | U S Bureau of Reclamation | 100 | U S Bureau of Reclamation | 100 | Regulated
Hoover Dam (AZ) | 8902_G_A6 | 8902 | G | A6 |  | Hydro |  | WECC_AZ | Arizona | 4 | Mohave | 15 | 04015 | 130 | 0 | 1939 | 9999 |  |  | N | Hydro | [13 empty] | 0 | 0 | 0 | 0 | [11 empty] | U S Bureau of Reclamation | 100 | U S Bureau of Reclamation | 100 | Regulated
Hoover Dam (AZ) | 8902_G_A7 | 8902 | G | A7 |  | Hydro |  | WECC_AZ | Arizona | 4 | Mohave | 15 | 04015 | 130 | 0 | 1939 | 9999 |  |  | N | Hydro | [13 empty] | 0 | 0 | 0 | 0 | [11 empty] | U S Bureau of Reclamation | 100 | U S Bureau of Reclamation | 100 | Regulated
Hoover Dam (AZ) | 8902_G_A8 | 8902 | G | A8 |  | Hydro |  | WECC_AZ | Arizona | 4 | Mohave | 15 | 04015 | 61.5 | 0 | 1937 | 9999 |  |  | N | Hydro | [13 empty] | 0 | 0 | 0 | 0 | [11 empty] | U S Bureau of Reclamation | 100 | U S Bureau of Reclamation | 100 | Regulated
Hoover Dam (AZ) | 8902_G_A9 | 8902 | G | A9 |  | Hydro |  | WECC_AZ | Arizona | 4 | Mohave | 15 | 04015 | 68.5 | 0 | 1952 | 9999 |  |  | N | Hydro | [13 empty] | 0 | 0 | 0 | 0 | [11 empty] | U S Bureau of Reclamation | 100 | U S Bureau of Reclamation | 100 | Regulated
Astoria Generating Station | 8906_G_1 | 8906 | G | 1 | 3489 | Combustion Turbine |  | NY_Z_J | New York | 36 | Queens | 81 | 36081 | 13.6 | 18734 | 1967 | 9999 |  |  | N | Natural Gas | [13 empty] | 0.2224 | 0.0919 | 0.2224 | 0.0919 | [11 empty] | Astoria Generating | 100 | ArcLight Capital Partners LLC | 100 | Non-regulated
Moline | 899_G_GT1 | 899 | G | GT1 |  | Combustion Turbine |  | MIS_MIDA | Illinois | 17 | Rock Island | 161 | 17161 | 15 | 25000 | 1970 | 2045 |  |  | N | Natural Gas | [12 empty] | 1 | 0.43543 | 0.43543 | 0.43543 | 0.43543 | [11 empty] | MidAmerican Energy Co | 100 | Berkshire Hathaway Inc | 100 | Regulated
Moline | 899_G_GT2 | 899 | G | GT2 |  | Combustion Turbine |  | MIS_MIDA | Illinois | 17 | Rock Island | 161 | 17161 | 15 | 25000 | 1970 | 2045 |  |  | N | Natural Gas | [12 empty] | 1 | 0.46013 | 0.46013 | 0.46013 | 0.46013 | [11 empty] | MidAmerican Energy Co | 100 | Berkshire Hathaway Inc | 100 | Regulated
Moline | 899_G_GT3 | 899 | G | GT3 |  | Combustion Turbine |  | MIS_MIDA | Illinois | 17 | Rock Island | 161 | 17161 | 15 | 25000 | 1970 | 2045 |  |  | N | Natural Gas | [12 empty] | 1 | 0.40217 | 0.40217 | 0.40217 | 0.40217 | [11 empty] | MidAmerican Energy Co | 100 | Berkshire Hathaway Inc | 100 | Regulated
Moline | 899_G_GT4 | 899 | G | GT4 |  | Combustion Turbine |  | MIS_MIDA | Illinois | 17 | Rock Island | 161 | 17161 | 15 | 25000 | 1970 | 2045 |  |  | N | Natural Gas | [12 empty] | 1 | 0.36651 | 0.36651 | 0.36651 | 0.36651 | [11 empty] | MidAmerican Energy Co | 100 | Berkshire Hathaway Inc | 100 | Regulated
Moline | 899_G_HY1 | 899 | G | HY1 |  | Hydro |  | MIS_MIDA | Illinois | 17 | Rock Island | 161 | 17161 | 0.8 | 0 | 1942 | 9999 |  |  | N | Hydro | [13 empty] | 0 | 0 | 0 | 0 | [11 empty] | MidAmerican Energy Co | 100 | Berkshire Hathaway Inc | 100 | Regulated
Moline | 899_G_HY2 | 899 | G | HY2 |  | Hydro |  | MIS_MIDA | Illinois | 17 | Rock Island | 161 | 17161 | 0.8 | 0 | 1942 | 9999 |  |  | N | Hydro | [13 empty] | 0 | 0 | 0 | 0 | [11 empty] | MidAmerican Energy Co | 100 | Berkshire Hathaway Inc | 100 | Regulated
Moline | 899_G_HY3 | 899 | G | HY3 |  | Hydro |  | MIS_MIDA | Illinois | 17 | Rock Island | 161 | 17161 | 0.8 | 0 | 1942 | 9999 |  |  | N | Hydro | [13 empty] | 0 | 0 | 0 | 0 | [11 empty] | MidAmerican Energy Co | 100 | Berkshire Hathaway Inc | 100 | Regulated
Moline | 899_G_HY4 | 899 | G | HY4 |  | Hydro |  | MIS_MIDA | Illinois | 17 | Rock Island | 161 | 17161 | 0.8 | 0 | 1942 | 9999 |  |  | N | Hydro | [13 empty] | 0 | 0 | 0 | 0 | [11 empty] | MidAmerican Energy Co | 100 | Berkshire Hathaway Inc | 100 | Regulated
Copper | 9_G_1 | 9 | G | 1 | 90211 | Combustion Turbine |  | WECC_NM | Texas | 48 | El Paso | 141 | 48141 | 63 | 16930 | 1980 | 9999 |  |  | N | Natural Gas |  |  |  | H2O | [8 empty] | 3 | 0.24448 | 0.24448 | 0.24448 | 0.24448 | [11 empty] | El Paso Electric Co | 100 | JPMorgan Chase & Co | 100 | Regulated
Rockton | 903_G_1 | 903 | G | 1 |  | Hydro |  | PJM_COMD | Illinois | 17 | Winnebago | 201 | 17201 | 0.6 | 0 | 1929 | 9999 |  |  | N | Hydro | [13 empty] | 0 | 0 | 0 | 0 | [11 empty] | Midwest Hydro LLC | 100 | Hudson Clean Energy Partners LP | 100 | Non-regulated
Rockton | 903_G_2 | 903 | G | 2 |  | Hydro |  | PJM_COMD | Illinois | 17 | Winnebago | 201 | 17201 | 0.5 | 0 | 1929 | 9999 |  |  | N | Hydro | [13 empty] | 0 | 0 | 0 | 0 | [11 empty] | Midwest Hydro LLC | 100 | Hudson Clean Energy Partners LP | 100 | Non-regulated
Cherry Street | 9038_G_12 | 9038 | G | 12 |  | Combustion Turbine | IC Engine | NENGREST | Massachusetts | 25 | Middlesex | 17 | 25017 | 4.9 | 11220 | 1972 | 9999 |  |  | N | Natural Gas, Distillate Fuel Oil | [12 empty] | 0.789 | 3.1 | 3.1 | 3.1 | 3.1 | [11 empty] | Hudson Light & Power Dept | 100 | Hudson Light & Power Dept | 100 | Regulated
Cherry Street | 9038_G_7 | 9038 | G | 7 |  | Combustion Turbine | IC Engine | NENGREST | Massachusetts | 25 | Middlesex | 17 | 25017 | 2.5 | 11228 | 1951 | 9999 |  |  | N | Distillate Fuel Oil | [12 empty] | 0.789 | 3.1545 | 3.1545 | 3.1545 | 3.1545 | [11 empty] | Hudson Light & Power Dept | 100 | Hudson Light & Power Dept | 100 | Regulated
Cherry Street | 9038_G_8 | 9038 | G | 8 |  | Combustion Turbine | IC Engine | NENGREST | Massachusetts | 25 | Middlesex | 17 | 25017 | 3.4 | 11204 | 1956 | 9999 |  |  | N | Natural Gas, Distillate Fuel Oil | [12 empty] | 0.789 | 3.0738 | 3.0738 | 3.0738 | 3.0738 | [11 empty] | Hudson Light & Power Dept | 100 | Hudson Light & Power Dept | 100 | Regulated
Alamo | 905_G_1 | 905 | G | 1 |  | Hydro |  | WECC_SCE | California | 6 | Los Angeles | 37 | 06037 | 17 | 0 | 1986 | 9999 |  |  | N | Hydro | [13 empty] | 0 | 0 | 0 | 0 | [11 empty] | California Dept Water Resources | 100 | California Dept Water Resources | 100 | Regulated
Monroe Street | 9095_G_6 | 9095 | G | 6 |  | Hydro |  | WECC_PNW | Washington | 53 | Spokane | 63 | 53063 | 15 | 0 | 1992 | 9999 |  |  | N | Hydro | [13 empty] | 0 | 0 | 0 | 0 | [11 empty] | Avista Corp | 100 | Avista Corp | 100 | Regulated
Upper Falls | 9096_G_1 | 9096 | G | 1 |  | Hydro |  | WECC_PNW | Washington | 53 | Spokane | 63 | 53063 | 10.2 | 0 | 1922 | 9999 |  |  | N | Hydro | [13 empty] | 0 | 0 | 0 | 0 | [11 empty] | Avista Corp | 100 | Avista Corp | 100 | Regulated
Venice | 913_G_GT2 | 913 | G | GT2 | 9044 | Combustion Turbine |  | MIS_MO | Illinois | 17 | Madison | 119 | 17119 | 49 | 11411 | 2002 | 2045 |  |  | N | Natural Gas, Distillate Fuel Oil |  |  |  | H2O | [8 empty] | 0.1 | 0.13963 | 0.13963 | 0.13963 | 0.13963 | [11 empty] | Ameren Missouri | 100 | Ameren Corp | 100 | Regulated
Venice | 913_G_GT3 | 913 | G | GT3 | 89497 | Combustion Turbine |  | MIS_MO | Illinois | 17 | Madison | 119 | 17119 | 169 | 11411 | 2005 | 2045 |  |  | N | Natural Gas |  |  |  | DLNB + H2O | [8 empty] | 0.28 | 0.04696 | 0.04696 | 0.04696 | 0.04696 | [11 empty] | Ameren Missouri | 100 | Ameren Corp | 100 | Regulated
Venice | 913_G_GT4 | 913 | G | GT4 | 89498 | Combustion Turbine |  | MIS_MO | Illinois | 17 | Madison | 119 | 17119 | 169 | 11411 | 2005 | 2045 |  |  | N | Natural Gas |  |  |  | DLNB + H2O | [8 empty] | 0.28 | 0.05797 | 0.05797 | 0.05797 | 0.05797 | [11 empty] | Ameren Missouri | 100 | Ameren Corp | 100 | Regulated
Venice | 913_G_GT5 | 913 | G | GT5 | 89499 | Combustion Turbine |  | MIS_MO | Illinois | 17 | Madison | 119 | 17119 | 104 | 11411 | 2005 | 2045 |  |  | N | Natural Gas |  |  |  | DLNB + H2O | [8 empty] | 0.28 | 0.08073 | 0.08073 | 0.08073 | 0.08073 | [11 empty] | Ameren Missouri | 100 | Ameren Corp | 100 | Regulated
Quincy Chute | 917_G_1 | 917 | G | 1 |  | Hydro |  | WECC_PNW | Washington | 53 | Grant | 25 | 53025 | 9.4 | 0 | 1985 | 9999 |  |  | N | Hydro | [13 empty] | 0 | 0 | 0 | 0 | [11 empty] | Grand Coulee Project Hydroelectric Authority | 100 | East Columbia Basin Irrigation District | 100 | Regulated
Hydro Plant No 3 | 925_G_2 | 925 | G | 2 |  | Hydro |  | WECC_UT | Utah | 49 | Sanpete | 39 | 49039 | 0.6 | 0 | 1984 | 9999 |  |  | N | Hydro | [13 empty] | 0 | 0 | 0 | 0 | [11 empty] | Ephraim UT (City of) | 100 | Ephraim UT (City of) | 100 | Regulated
Hydro Plant No 3 | 925_G_3 | 925 | G | 3 |  | Hydro |  | WECC_UT | Utah | 49 | Sanpete | 39 | 49039 | 2 | 0 | 1984 | 9999 |  |  | N | Hydro | [13 empty] | 0 | 0 | 0 | 0 | [11 empty] | Ephraim UT (City of) | 100 | Ephraim UT (City of) | 100 | Regulated
Breese | 934_G_2 | 934 | G | 2 |  | Combustion Turbine | IC Engine | MIS_IL | Illinois | 17 | Clinton | 27 | 17027 | 3 | 12953 | 1982 | 2045 |  |  | N | Natural Gas, Distillate Fuel Oil | [12 empty] | 1 | 0.53337 | 0.53337 | 0.53337 | 0.53337 | [11 empty] | Breese IL (City of) | 100 | Breese IL (City of) | 100 | Regulated
Breese | 934_G_5 | 934 | G | 5 |  | Combustion Turbine | IC Engine | MIS_IL | Illinois | 17 | Clinton | 27 | 17027 | 2.5 | 12948 | 1992 | 9999 |  |  | N | Distillate Fuel Oil | [12 empty] | 1 | 1.6498 | 1.6498 | 1.6498 | 1.6498 | [11 empty] | Breese IL (City of) | 100 | Breese IL (City of) | 100 | Regulated
Breese | 934_G_6 | 934 | G | 6 |  | Combustion Turbine | IC Engine | MIS_IL | Illinois | 17 | Clinton | 27 | 17027 | 2.5 | 12948 | 1997 | 9999 |  |  | N | Distillate Fuel Oil | [12 empty] | 1 | 3.3804 | 3.3804 | 3.3804 | 3.3804 | [11 empty] | Breese IL (City of) | 100 | Breese IL (City of) | 100 | Regulated
Breese | 934_G_7 | 934 | G | 7 |  | Combustion Turbine | IC Engine | MIS_IL | Illinois | 17 | Clinton | 27 | 17027 | 2.5 | 12948 | 2008 | 9999 |  |  | N | Distillate Fuel Oil | [13 empty] | 1.6498 | 1.6498 | 1.6498 | 1.6498 | [11 empty] | Breese IL (City of) | 100 | Breese IL (City of) | 100 | Regulated
Breese | 934_G_8 | 934 | G | 8 |  | Combustion Turbine | IC Engine | MIS_IL | Illinois | 17 | Clinton | 27 | 17027 | 2.5 | 12455 | 2014 | 9999 |  |  | N | Distillate Fuel Oil | [13 empty] | 1.6498 | 1.6498 | 1.6498 | 1.6498 | [11 empty] | Breese IL (City of) | 100 | Breese IL (City of) | 100 | Regulated
Breese | 934_G_IC1 | 934 | G | IC1 |  | Combustion Turbine | IC Engine | MIS_IL | Illinois | 17 | Clinton | 27 | 17027 | 1 | 12979 | 1953 | 9999 |  |  | N | Distillate Fuel Oil | [12 empty] | 1 | 1.6498 | 1.6498 | 1.6498 | 1.6498 | [11 empty] | Breese IL (City of) | 100 | Breese IL (City of) | 100 | Regulated
Breese | 934_G_IC3 | 934 | G | IC3 |  | Combustion Turbine | IC Engine | MIS_IL | Illinois | 17 | Clinton | 27 | 17027 | 3 | 12963 | 1968 | 2045 |  |  | N | Natural Gas, Distillate Fuel Oil | [12 empty] | 1 | 3.0646 | 3.0646 | 3.0646 | 3.0646 | [11 empty] | Breese IL (City of) | 100 | Breese IL (City of) | 100 | Regulated
Bushnell | 935_G_1 | 935 | G | 1 |  | Combustion Turbine | IC Engine | MIS_IL | Illinois | 17 | McDonough | 109 | 17109 | 0.2 | 10944 | 1940 | 9999 |  |  | N | Distillate Fuel Oil | [12 empty] | 1 | 1.6498 | 1.6498 | 1.6498 | 1.6498 | [11 empty] | Bushnell IL (City of) | 100 | Bushnell IL (City of) | 100 | Regulated
Bushnell | 935_G_2 | 935 | G | 2 |  | Combustion Turbine | IC Engine | MIS_IL | Illinois | 17 | McDonough | 109 | 17109 | 0.2 | 10944 | 1940 | 9999 |  |  | N | Distillate Fuel Oil | [12 empty] | 1 | 1.6498 | 1.6498 | 1.6498 | 1.6498 | [11 empty] | Bushnell IL (City of) | 100 | Bushnell IL (City of) | 100 | Regulated
Bushnell | 935_G_3 | 935 | G | 3 |  | Combustion Turbine | IC Engine | MIS_IL | Illinois | 17 | McDonough | 109 | 17109 | 2.2 | 10745 | 1965 | 9999 |  |  | N | Distillate Fuel Oil | [12 empty] | 1 | 1.6498 | 1.6498 | 1.6498 | 1.6498 | [11 empty] | Bushnell IL (City of) | 100 | Bushnell IL (City of) | 100 | Regulated
Bushnell | 935_G_4 | 935 | G | 4 |  | Combustion Turbine | IC Engine | MIS_IL | Illinois | 17 | McDonough | 109 | 17109 | 2.2 | 10745 | 1965 | 9999 |  |  | N | Distillate Fuel Oil | [12 empty] | 1 | 1.6498 | 1.6498 | 1.6498 | 1.6498 | [11 empty] | Bushnell IL (City of) | 100 | Bushnell IL (City of) | 100 | Regulated
Bushnell | 935_G_5 | 935 | G | 5 |  | Combustion Turbine | IC Engine | MIS_IL | Illinois | 17 | McDonough | 109 | 17109 | 1 | 10745 | 1956 | 9999 |  |  | N | Distillate Fuel Oil | [12 empty] | 1 | 1.6498 | 1.6498 | 1.6498 | 1.6498 | [11 empty] | Bushnell IL (City of) | 100 | Bushnell IL (City of) | 100 | Regulated
Bushnell | 935_G_6 | 935 | G | 6 |  | Combustion Turbine | IC Engine | MIS_IL | Illinois | 17 | McDonough | 109 | 17109 | 2.5 | 10745 | 2000 | 9999 |  |  | N | Distillate Fuel Oil | [12 empty] | 1 | 1.6498 | 1.6498 | 1.6498 | 1.6498 | [11 empty] | Bushnell IL (City of) | 100 | Bushnell IL (City of) | 100 | Regulated
Bushnell | 935_G_7 | 935 | G | 7 |  | Combustion Turbine | IC Engine | MIS_IL | Illinois | 17 | McDonough | 109 | 17109 | 2.5 | 10745 | 2000 | 9999 |  |  | N | Distillate Fuel Oil | [12 empty] | 1 | 2.3872 | 2.3872 | 2.3872 | 2.3872 | [11 empty] | Bushnell IL (City of) | 100 | Bushnell IL (City of) | 100 | Regulated
Carlyle | 936_G_10 | 936 | G | 10 |  | Combustion Turbine | IC Engine | MIS_IL | Illinois | 17 | Clinton | 27 | 17027 | 2.5 | 12824 | 2003 | 9999 |  |  | N | Distillate Fuel Oil | [12 empty] | 1 | 1.6498 | 1.6498 | 1.6498 | 1.6498 | [11 empty] | Carlyle Municipal Electric | 100 | Carlyle Municipal Electric | 100 | Regulated
Carlyle | 936_G_11 | 936 | G | 11 |  | Combustion Turbine | IC Engine | MIS_IL | Illinois | 17 | Clinton | 27 | 17027 | 2.8 | 10745 | 2019 | 9999 |  |  | N | Distillate Fuel Oil | [13 empty] | 1.6498 | 1.6498 | 1.6498 | 1.6498 | [11 empty] | Carlyle Municipal Electric | 100 | Carlyle Municipal Electric | 100 | Regulated
Carlyle | 936_G_7 | 936 | G | 7 |  | Combustion Turbine | IC Engine | MIS_IL | Illinois | 17 | Clinton | 27 | 17027 | 2 | 12791 | 1964 | 2045 |  |  | N | Natural Gas, Distillate Fuel Oil | [12 empty] | 1 | 1.6498 | 1.6498 | 1.6498 | 1.6498 | [11 empty] | Carlyle Municipal Electric | 100 | Carlyle Municipal Electric | 100 | Regulated
Carlyle | 936_G_8 | 936 | G | 8 |  | Combustion Turbine | IC Engine | MIS_IL | Illinois | 17 | Clinton | 27 | 17027 | 2.5 | 12815 | 1998 | 9999 |  |  | N | Distillate Fuel Oil | [12 empty] | 1 | 2.3625 | 2.3625 | 2.3625 | 2.3625 | [11 empty] | Carlyle Municipal Electric | 100 | Carlyle Municipal Electric | 100 | Regulated
Carlyle | 936_G_9 | 936 | G | 9 |  | Combustion Turbine | IC Engine | MIS_IL | Illinois | 17 | Clinton | 27 | 17027 | 2.5 | 12815 | 1999 | 9999 |  |  | N | Distillate Fuel Oil | [12 empty] | 1 | 4.0632 | 4.0632 | 4.0632 | 4.0632 | [11 empty] | Carlyle Municipal Electric | 100 | Carlyle Municipal Electric | 100 | Regulated
Carmi | 937_G_10 | 937 | G | 10 |  | Combustion Turbine | IC Engine | MIS_IL | Illinois | 17 | White | 193 | 17193 | 1.7 | 10745 | 1958 | 2045 |  |  | N | Natural Gas, Distillate Fuel Oil | [12 empty] | 1 | 1.6498 | 1.6498 | 1.6498 | 1.6498 | [11 empty] | Carmi Light Water & Power | 100 | Carmi Light Water & Power | 100 | Regulated
Carmi | 937_G_12 | 937 | G | 12 |  | Combustion Turbine | IC Engine | MIS_IL | Illinois | 17 | White | 193 | 17193 | 1.9 | 10745 | 1967 | 2045 |  |  | N | Natural Gas, Distillate Fuel Oil | [12 empty] | 1 | 1.6498 | 1.6498 | 1.6498 | 1.6498 | [11 empty] | Carmi Light Water & Power | 100 | Carmi Light Water & Power | 100 | Regulated
Carmi | 937_G_13 | 937 | G | 13 |  | Combustion Turbine | IC Engine | MIS_IL | Illinois | 17 | White | 193 | 17193 | 4.3 | 10745 | 1973 | 2045 |  |  | N | Natural Gas, Distillate Fuel Oil | [12 empty] | 1 | 1.6498 | 1.6498 | 1.6498 | 1.6498 | [11 empty] | Carmi Light Water & Power | 100 | Carmi Light Water & Power | 100 | Regulated
Carmi | 937_G_14 | 937 | G | 14 |  | Combustion Turbine | IC Engine | MIS_IL | Illinois | 17 | White | 193 | 17193 | 1.1 | 10745 | 2013 | 9999 |  |  | N | Distillate Fuel Oil | [13 empty] | 1.6498 | 1.6498 | 1.6498 | 1.6498 | [11 empty] | Carmi Light Water & Power | 100 | Carmi Light Water & Power | 100 | Regulated
Carmi | 937_G_7 | 937 | G | 7 |  | Combustion Turbine | IC Engine | MIS_IL | Illinois | 17 | White | 193 | 17193 | 1.1 | 10745 | 1948 | 9999 |  |  | N | Distillate Fuel Oil | [12 empty] | 1 | 1.6498 | 1.6498 | 1.6498 | 1.6498 | [11 empty] | Carmi Light Water & Power | 100 | Carmi Light Water & Power | 100 | Regulated
Carmi | 937_G_8 | 937 | G | 8 |  | Combustion Turbine | IC Engine | MIS_IL | Illinois | 17 | White | 193 | 17193 | 1.2 | 10745 | 1951 | 2045 |  |  | N | Natural Gas, Distillate Fuel Oil | [12 empty] | 1 | 1.6498 | 1.6498 | 1.6498 | 1.6498 | [11 empty] | Carmi Light Water & Power | 100 | Carmi Light Water & Power | 100 | Regulated
Carmi | 937_G_9 | 937 | G | 9 |  | Combustion Turbine | IC Engine | MIS_IL | Illinois | 17 | White | 193 | 17193 | 1.7 | 10745 | 1958 | 2045 |  |  | N | Natural Gas, Distillate Fuel Oil | [12 empty] | 1 | 1.6498 | 1.6498 | 1.6498 | 1.6498 | [11 empty] | Carmi Light Water & Power | 100 | Carmi Light Water & Power | 100 | Regulated
Farmer City | 941_G_1 | 941 | G | 1 |  | Combustion Turbine | IC Engine | MIS_IL | Illinois | 17 | DeWitt | 39 | 17039 | 1.3 | 10745 | 1967 | 2045 |  |  | N | Natural Gas, Distillate Fuel Oil | [12 empty] | 1 | 1.061 | 1.061 | 1.061 | 1.061 | [11 empty] | Farmer City IL (City of) | 100 | Farmer City IL (City of) | 100 | Regulated
Farmer City | 941_G_2 | 941 | G | 2 |  | Combustion Turbine | IC Engine | MIS_IL | Illinois | 17 | DeWitt | 39 | 17039 | 0.9 | 10745 | 1963 | 9999 |  |  | N | Distillate Fuel Oil | [12 empty] | 1 | 1.6498 | 1.6498 | 1.6498 | 1.6498 | [11 empty] | Farmer City IL (City of) | 100 | Farmer City IL (City of) | 100 | Regulated
Farmer City | 941_G_4 | 941 | G | 4 |  | Combustion Turbine | IC Engine | MIS_IL | Illinois | 17 | DeWitt | 39 | 17039 | 0.7 | 10745 | 1951 | 9999 |  |  | N | Distillate Fuel Oil | [12 empty] | 1 | 1.6498 | 1.6498 | 1.6498 | 1.6498 | [11 empty] | Farmer City IL (City of) | 100 | Farmer City IL (City of) | 100 | Regulated
Farmer City | 941_G_5 | 941 | G | 5 |  | Combustion Turbine | IC Engine | MIS_IL | Illinois | 17 | DeWitt | 39 | 17039 | 2.8 | 10745 | 1974 | 2045 |  |  | N | Natural Gas, Distillate Fuel Oil | [12 empty] | 1 | 1.061 | 1.061 | 1.061 | 1.061 | [11 empty] | Farmer City IL (City of) | 100 | Farmer City IL (City of) | 100 | Regulated
Farmer City | 941_G_6 | 941 | G | 6 |  | Combustion Turbine | IC Engine | MIS_IL | Illinois | 17 | DeWitt | 39 | 17039 | 2 | 10745 | 2012 | 9999 |  |  | N | Distillate Fuel Oil | [13 empty] | 1.6498 | 1.6498 | 1.6498 | 1.6498 | [11 empty] | Farmer City IL (City of) | 100 | Farmer City IL (City of) | 100 | Regulated
Farmer City | 941_G_7 | 941 | G | 7 |  | Combustion Turbine | IC Engine | MIS_IL | Illinois | 17 | DeWitt | 39 | 17039 | 2 | 10745 | 2012 | 9999 |  |  | N | Distillate Fuel Oil | [13 empty] | 1.6498 | 1.6498 | 1.6498 | 1.6498 | [11 empty] | Farmer City IL (City of) | 100 | Farmer City IL (City of) | 100 | Regulated
Freeburg | 943_G_1 | 943 | G | 1 |  | Combustion Turbine | IC Engine | MIS_IL | Illinois | 17 | St Clair | 163 | 17163 | 0.4 | 10745 | 1948 | 9999 |  |  | N | Distillate Fuel Oil | [12 empty] | 1 | 1.6498 | 1.6498 | 1.6498 | 1.6498 | [11 empty] | Freeburg IL (Village of) | 100 | Freeburg IL (Village of) | 100 | Regulated
Freeburg | 943_G_10 | 943 | G | 10 |  | Combustion Turbine | IC Engine | MIS_IL | Illinois | 17 | St Clair | 163 | 17163 | 1.8 | 10745 | 2007 | 9999 |  |  | N | Distillate Fuel Oil | [12 empty] | 0.3 | 1.6498 | 1.6498 | 1.6498 | 1.6498 | [11 empty] | Freeburg IL (Village of) | 100 | Freeburg IL (Village of) | 100 | Regulated
Freeburg | 943_G_11 | 943 | G | 11 |  | Combustion Turbine | IC Engine | MIS_IL | Illinois | 17 | St Clair | 163 | 17163 | 1.8 | 10745 | 2007 | 9999 |  |  | N | Distillate Fuel Oil | [12 empty] | 0.3 | 1.6498 | 1.6498 | 1.6498 | 1.6498 | [11 empty] | Freeburg IL (Village of) | 100 | Freeburg IL (Village of) | 100 | Regulated
Freeburg | 943_G_12 | 943 | G | 12 |  | Combustion Turbine | IC Engine | MIS_IL | Illinois | 17 | St Clair | 163 | 17163 | 1.8 | 10745 | 2007 | 9999 |  |  | N | Distillate Fuel Oil | [13 empty] | 1.6498 | 1.6498 | 1.6498 | 1.6498 | [11 empty] | Freeburg IL (Village of) | 100 | Freeburg IL (Village of) | 100 | Regulated
Freeburg | 943_G_2 | 943 | G | 2 |  | Combustion Turbine | IC Engine | MIS_IL | Illinois | 17 | St Clair | 163 | 17163 | 0.4 | 10745 | 1948 | 9999 |  |  | N | Distillate Fuel Oil | [12 empty] | 1 | 1.6498 | 1.6498 | 1.6498 | 1.6498 | [11 empty] | Freeburg IL (Village of) | 100 | Freeburg IL (Village of) | 100 | Regulated
Freeburg | 943_G_3 | 943 | G | 3 |  | Combustion Turbine | IC Engine | MIS_IL | Illinois | 17 | St Clair | 163 | 17163 | 0.6 | 10745 | 1953 | 9999 |  |  | N | Distillate Fuel Oil | [12 empty] | 1 | 1.6498 | 1.6498 | 1.6498 | 1.6498 | [11 empty] | Freeburg IL (Village of) | 100 | Freeburg IL (Village of) | 100 | Regulated
Freeburg | 943_G_4 | 943 | G | 4 |  | Combustion Turbine | IC Engine | MIS_IL | Illinois | 17 | St Clair | 163 | 17163 | 1 | 10745 | 1959 | 9999 |  |  | N | Distillate Fuel Oil | [12 empty] | 1 | 1.6498 | 1.6498 | 1.6498 | 1.6498 | [11 empty] | Freeburg IL (Village of) | 100 | Freeburg IL (Village of) | 100 | Regulated
Freeburg | 943_G_6 | 943 | G | 6 |  | Combustion Turbine | IC Engine | MIS_IL | Illinois | 17 | St Clair | 163 | 17163 | 1.8 | 10745 | 1974 | 9999 |  |  | N | Distillate Fuel Oil | [12 empty] | 1 | 1.6498 | 1.6498 | 1.6498 | 1.6498 | [11 empty] | Freeburg IL (Village of) | 100 | Freeburg IL (Village of) | 100 | Regulated
Freeburg | 943_G_7 | 943 | G | 7 |  | Combustion Turbine | IC Engine | MIS_IL | Illinois | 17 | St Clair | 163 | 17163 | 2.6 | 10745 | 1986 | 9999 |  |  | N | Distillate Fuel Oil | [12 empty] | 1 | 1.6498 | 1.6498 | 1.6498 | 1.6498 | [11 empty] | Freeburg IL (Village of) | 100 | Freeburg IL (Village of) | 100 | Regulated
Freeburg | 943_G_8 | 943 | G | 8 |  | Combustion Turbine | IC Engine | MIS_IL | Illinois | 17 | St Clair | 163 | 17163 | 1.8 | 10745 | 1996 | 9999 |  |  | N | Distillate Fuel Oil | [12 empty] | 1 | 1.6498 | 1.6498 | 1.6498 | 1.6498 | [11 empty] | Freeburg IL (Village of) | 100 | Freeburg IL (Village of) | 100 | Regulated
Freeburg | 943_G_9 | 943 | G | 9 |  | Combustion Turbine | IC Engine | MIS_IL | Illinois | 17 | St Clair | 163 | 17163 | 1.8 | 10745 | 1996 | 9999 |  |  | N | Distillate Fuel Oil | [12 empty] | 1 | 1.6498 | 1.6498 | 1.6498 | 1.6498 | [11 empty] | Freeburg IL (Village of) | 100 | Freeburg IL (Village of) | 100 | Regulated
Geneseo | 944_G_1 | 944 | G | 1 |  | Combustion Turbine | IC Engine | MIS_MIDA | Illinois | 17 | Henry | 73 | 17073 | 4.4 | 18000 | 1974 | 2045 |  |  | N | Natural Gas, Distillate Fuel Oil | [12 empty] | 1 | 1.061 | 1.061 | 1.061 | 1.061 | [11 empty] | Geneseo Municipal Utilities | 100 | Geneseo Municipal Utilities | 100 | Regulated
Geneseo | 944_G_10 | 944 | G | 10 |  | Onshore Wind |  | MIS_MIDA | Illinois | 17 | Henry | 73 | 17073 | 1.5 | 0 | 2009 | 9999 |  |  | N | Wind | [13 empty] | 0 | 0 | 0 | 0 | [11 empty] | Geneseo Municipal Utilities | 100 | Geneseo Municipal Utilities | 100 | Regulated
Geneseo | 944_G_11 | 944 | G | 11 |  | Onshore Wind |  | MIS_MIDA | Illinois | 17 | Henry | 73 | 17073 | 1.5 | 0 | 2009 | 9999 |  |  | N | Wind | [13 empty] | 0 | 0 | 0 | 0 | [11 empty] | Geneseo Municipal Utilities | 100 | Geneseo Municipal Utilities | 100 | Regulated
Geneseo | 944_G_12 | 944 | G | 12 |  | Solar PV |  | MIS_MIDA | Illinois | 17 | Henry | 73 | 17073 | 0.9 | 0 | 2015 | 9999 |  |  | N | Solar | [13 empty] | 0 | 0 | 0 | 0 | [11 empty] | Geneseo Municipal Utilities | 100 | Geneseo Municipal Utilities | 100 | Regulated
Geneseo | 944_G_2 | 944 | G | 2 |  | Combustion Turbine | IC Engine | MIS_MIDA | Illinois | 17 | Henry | 73 | 17073 | 2.8 | 18000 | 1967 | 2045 |  |  | N | Natural Gas, Distillate Fuel Oil | [12 empty] | 1 | 1.061 | 1.061 | 1.061 | 1.061 | [11 empty] | Geneseo Municipal Utilities | 100 | Geneseo Municipal Utilities | 100 | Regulated
Geneseo | 944_G_3 | 944 | G | 3 |  | Combustion Turbine | IC Engine | MIS_MIDA | Illinois | 17 | Henry | 73 | 17073 | 2.8 | 18000 | 1966 | 2045 |  |  | N | Natural Gas, Distillate Fuel Oil | [12 empty] | 1 | 1.061 | 1.061 | 1.061 | 1.061 | [11 empty] | Geneseo Municipal Utilities | 100 | Geneseo Municipal Utilities | 100 | Regulated
Geneseo | 944_G_4 | 944 | G | 4 |  | Combustion Turbine | IC Engine | MIS_MIDA | Illinois | 17 | Henry | 73 | 17073 | 1.3 | 18000 | 1957 | 2045 |  |  | N | Natural Gas, Distillate Fuel Oil | [12 empty] | 1 | 1.061 | 1.061 | 1.061 | 1.061 | [11 empty] | Geneseo Municipal Utilities | 100 | Geneseo Municipal Utilities | 100 | Regulated
Geneseo | 944_G_5A | 944 | G | 5A |  | Combustion Turbine | IC Engine | MIS_MIDA | Illinois | 17 | Henry | 73 | 17073 | 3.4 | 18000 | 1990 | 2045 |  |  | N | Natural Gas, Distillate Fuel Oil | [12 empty] | 1 | 1.061 | 1.061 | 1.061 | 1.061 | [11 empty] | Geneseo Municipal Utilities | 100 | Geneseo Municipal Utilities | 100 | Regulated
Geneseo | 944_G_6A | 944 | G | 6A |  | Combustion Turbine | IC Engine | MIS_MIDA | Illinois | 17 | Henry | 73 | 17073 | 2.4 | 18000 | 2003 | 2045 |  |  | N | Natural Gas, Distillate Fuel Oil | [12 empty] | 1 | 1.061 | 1.061 | 1.061 | 1.061 | [11 empty] | Geneseo Municipal Utilities | 100 | Geneseo Municipal Utilities | 100 | Regulated
Geneseo | 944_G_7 | 944 | G | 7 |  | Combustion Turbine | IC Engine | MIS_MIDA | Illinois | 17 | Henry | 73 | 17073 | 2.4 | 18000 | 1961 | 2045 |  |  | N | Natural Gas, Distillate Fuel Oil | [12 empty] | 1 | 1.061 | 1.061 | 1.061 | 1.061 | [11 empty] | Geneseo Municipal Utilities | 100 | Geneseo Municipal Utilities | 100 | Regulated
Geneseo | 944_G_9 | 944 | G | 9 |  | Combustion Turbine | IC Engine | MIS_MIDA | Illinois | 17 | Henry | 73 | 17073 | 3.8 | 22905 | 1998 | 9999 |  |  | N | Distillate Fuel Oil | [12 empty] | 1 | 1.6498 | 1.6498 | 1.6498 | 1.6498 | [11 empty] | Geneseo Municipal Utilities | 100 | Geneseo Municipal Utilities | 100 | Regulated
Highland | 946_G_IC1 | 946 | G | IC1 |  | Combustion Turbine | IC Engine | MIS_IL | Illinois | 17 | Madison | 119 | 17119 | 1.6 | 10745 | 1993 | 9999 |  |  | N | Distillate Fuel Oil | [12 empty] | 1 | 1.6498 | 1.6498 | 1.6498 | 1.6498 | [11 empty] | Highland Electric Dept | 100 | Highland Electric Dept | 100 | Regulated
Highland | 946_G_IC2 | 946 | G | IC2 |  | Combustion Turbine | IC Engine | MIS_IL | Illinois | 17 | Madison | 119 | 17119 | 1.6 | 10745 | 1993 | 9999 |  |  | N | Distillate Fuel Oil | [12 empty] | 1 | 1.6498 | 1.6498 | 1.6498 | 1.6498 | [11 empty] | Highland Electric Dept | 100 | Highland Electric Dept | 100 | Regulated
Highland | 946_G_IC3 | 946 | G | IC3 |  | Combustion Turbine | IC Engine | MIS_IL | Illinois | 17 | Madison | 119 | 17119 | 1.6 | 10745 | 1993 | 9999 |  |  | N | Distillate Fuel Oil | [12 empty] | 1 | 1.6498 | 1.6498 | 1.6498 | 1.6498 | [11 empty] | Highland Electric Dept | 100 | Highland Electric Dept | 100 | Regulated
Highland | 946_G_IC5 | 946 | G | IC5 |  | Combustion Turbine | IC Engine | MIS_IL | Illinois | 17 | Madison | 119 | 17119 | 2 | 10745 | 1967 | 2045 |  |  | N | Natural Gas, Distillate Fuel Oil | [12 empty] | 1 | 3.6428 | 3.6428 | 3.6428 | 3.6428 | [11 empty] | Highland Electric Dept | 100 | Highland Electric Dept | 100 | Regulated
Highland | 946_G_IC6 | 946 | G | IC6 |  | Combustion Turbine | IC Engine | MIS_IL | Illinois | 17 | Madison | 119 | 17119 | 2 | 10745 | 1968 | 2045 |  |  | N | Natural Gas, Distillate Fuel Oil | [12 empty] | 1 | 1.6498 | 1.6498 | 1.6498 | 1.6498 | [11 empty] | Highland Electric Dept | 100 | Highland Electric Dept | 100 | Regulated
Highland | 946_G_IC7 | 946 | G | IC7 |  | Combustion Turbine | IC Engine | MIS_IL | Illinois | 17 | Madison | 119 | 17119 | 4 | 10745 | 1971 | 2045 |  |  | N | Natural Gas, Distillate Fuel Oil | [12 empty] | 1 | 1.6498 | 1.6498 | 1.6498 | 1.6498 | [11 empty] | Highland Electric Dept | 100 | Highland Electric Dept | 100 | Regulated
Highland | 946_G_IC8 | 946 | G | IC8 |  | Combustion Turbine | IC Engine | MIS_IL | Illinois | 17 | Madison | 119 | 17119 | 4 | 10745 | 1971 | 2045 |  |  | N | Natural Gas, Distillate Fuel Oil | [12 empty] | 1 | 1.6498 | 1.6498 | 1.6498 | 1.6498 | [11 empty] | Highland Electric Dept | 100 | Highland Electric Dept | 100 | Regulated
McLeansboro | 948_G_2 | 948 | G | 2 |  | Combustion Turbine | IC Engine | MIS_IL | Illinois | 17 | Hamilton | 65 | 17065 | 0.4 | 10745 | 1950 | 9999 |  |  | N | Distillate Fuel Oil | [12 empty] | 1 | 1.6498 | 1.6498 | 1.6498 | 1.6498 | [11 empty] | McLeansboro IL (City of) | 100 | McLeansboro IL (City of) | 100 | Regulated
McLeansboro | 948_G_5 | 948 | G | 5 |  | Combustion Turbine | IC Engine | MIS_IL | Illinois | 17 | Hamilton | 65 | 17065 | 1.8 | 10745 | 1979 | 9999 |  |  | N | Distillate Fuel Oil | [12 empty] | 1 | 1.6498 | 1.6498 | 1.6498 | 1.6498 | [11 empty] | McLeansboro IL (City of) | 100 | McLeansboro IL (City of) | 100 | Regulated
McLeansboro | 948_G_6 | 948 | G | 6 |  | Combustion Turbine | IC Engine | MIS_IL | Illinois | 17 | Hamilton | 65 | 17065 | 2.2 | 10745 | 1979 | 9999 |  |  | N | Distillate Fuel Oil | [12 empty] | 1 | 1.6498 | 1.6498 | 1.6498 | 1.6498 | [11 empty] | McLeansboro IL (City of) | 100 | McLeansboro IL (City of) | 100 | Regulated
McLeansboro | 948_G_7 | 948 | G | 7 |  | Combustion Turbine | IC Engine | MIS_IL | Illinois | 17 | Hamilton | 65 | 17065 | 1 | 10745 | 1995 | 9999 |  |  | N | Distillate Fuel Oil | [12 empty] | 1 | 1.6498 | 1.6498 | 1.6498 | 1.6498 | [11 empty] | McLeansboro IL (City of) | 100 | McLeansboro IL (City of) | 100 | Regulated
McLeansboro | 948_G_8 | 948 | G | 8 |  | Combustion Turbine | IC Engine | MIS_IL | Illinois | 17 | Hamilton | 65 | 17065 | 1 | 10745 | 1994 | 9999 |  |  | N | Distillate Fuel Oil | [12 empty] | 1 | 1.6498 | 1.6498 | 1.6498 | 1.6498 | [11 empty] | McLeansboro IL (City of) | 100 | McLeansboro IL (City of) | 100 | Regulated
McLeansboro | 948_G_9 | 948 | G | 9 |  | Combustion Turbine | IC Engine | MIS_IL | Illinois | 17 | Hamilton | 65 | 17065 | 2 | 10745 | 2002 | 9999 |  |  | N | Distillate Fuel Oil | [12 empty] | 1 | 1.6498 | 1.6498 | 1.6498 | 1.6498 | [11 empty] | McLeansboro IL (City of) | 100 | McLeansboro IL (City of) | 100 | Regulated
Marshall (IL) | 949_G_10 | 949 | G | 10 |  | Combustion Turbine | IC Engine | MIS_IL | Illinois | 17 | Clark | 23 | 17023 | 1.8 | 10745 | 2002 | 9999 |  |  | N | Distillate Fuel Oil | [12 empty] | 1 | 1.9977 | 1.9977 | 1.9977 | 1.9977 | [11 empty] | Marshall IL (City of) | 100 | Marshall IL (City of) | 100 | Regulated
Marshall (IL) | 949_G_11 | 949 | G | 11 |  | Combustion Turbine | IC Engine | MIS_IL | Illinois | 17 | Clark | 23 | 17023 | 1.8 | 10745 | 2002 | 9999 |  |  | N | Distillate Fuel Oil | [12 empty] | 1 | 1.7416 | 1.7416 | 1.7416 | 1.7416 | [11 empty] | Marshall IL (City of) | 100 | Marshall IL (City of) | 100 | Regulated
Marshall (IL) | 949_G_12 | 949 | G | 12 |  | Combustion Turbine | IC Engine | MIS_IL | Illinois | 17 | Clark | 23 | 17023 | 1.8 | 10745 | 2007 | 9999 |  |  | N | Distillate Fuel Oil | [13 empty] | 1.6498 | 1.6498 | 1.6498 | 1.6498 | [11 empty] | Marshall IL (City of) | 100 | Marshall IL (City of) | 100 | Regulated
Marshall (IL) | 949_G_13 | 949 | G | 13 |  | Combustion Turbine | IC Engine | MIS_IL | Illinois | 17 | Clark | 23 | 17023 | 1.8 | 10745 | 2007 | 9999 |  |  | N | Distillate Fuel Oil | [13 empty] | 1.6498 | 1.6498 | 1.6498 | 1.6498 | [11 empty] | Marshall IL (City of) | 100 | Marshall IL (City of) | 100 | Regulated
Marshall (IL) | 949_G_5 | 949 | G | 5 |  | Combustion Turbine | IC Engine | MIS_IL | Illinois | 17 | Clark | 23 | 17023 | 2.5 | 10745 | 2002 | 9999 |  |  | N | Distillate Fuel Oil | [12 empty] | 1 | 2.3637 | 2.3637 | 2.3637 | 2.3637 | [11 empty] | Marshall IL (City of) | 100 | Marshall IL (City of) | 100 | Regulated
Marshall (IL) | 949_G_6 | 949 | G | 6 |  | Combustion Turbine | IC Engine | MIS_IL | Illinois | 17 | Clark | 23 | 17023 | 1.8 | 10745 | 2002 | 9999 |  |  | N | Distillate Fuel Oil | [12 empty] | 1 | 2.0373 | 2.0373 | 2.0373 | 2.0373 | [11 empty] | Marshall IL (City of) | 100 | Marshall IL (City of) | 100 | Regulated
Marshall (IL) | 949_G_7 | 949 | G | 7 |  | Combustion Turbine | IC Engine | MIS_IL | Illinois | 17 | Clark | 23 | 17023 | 1.8 | 10745 | 2002 | 9999 |  |  | N | Distillate Fuel Oil | [12 empty] | 1 | 2.0559 | 2.0559 | 2.0559 | 2.0559 | [11 empty] | Marshall IL (City of) | 100 | Marshall IL (City of) | 100 | Regulated
Marshall (IL) | 949_G_8 | 949 | G | 8 |  | Combustion Turbine | IC Engine | MIS_IL | Illinois | 17 | Clark | 23 | 17023 | 1.8 | 10745 | 2002 | 9999 |  |  | N | Distillate Fuel Oil | [12 empty] | 1 | 1.8365 | 1.8365 | 1.8365 | 1.8365 | [11 empty] | Marshall IL (City of) | 100 | Marshall IL (City of) | 100 | Regulated
Marshall (IL) | 949_G_9 | 949 | G | 9 |  | Combustion Turbine | IC Engine | MIS_IL | Illinois | 17 | Clark | 23 | 17023 | 1.8 | 10745 | 2002 | 9999 |  |  | N | Distillate Fuel Oil | [12 empty] | 1 | 2.1178 | 2.1178 | 2.1178 | 2.1178 | [11 empty] | Marshall IL (City of) | 100 | Marshall IL (City of) | 100 | Regulated
Peru (IL) | 955_G_11 | 955 | G | 11 |  | Combustion Turbine | IC Engine | PJM_COMD | Illinois | 17 | LaSalle | 99 | 17099 | 2.7 | 12969 | 2011 | 9999 |  |  | N | Distillate Fuel Oil | [13 empty] | 1.6498 | 1.6498 | 1.6498 | 1.6498 | [11 empty] | Peru IL (City of) | 100 | Peru IL (City of) | 100 | Regulated
Peru (IL) | 955_G_12 | 955 | G | 12 |  | Combustion Turbine | IC Engine | PJM_COMD | Illinois | 17 | LaSalle | 99 | 17099 | 2.7 | 12981 | 2011 | 9999 |  |  | N | Distillate Fuel Oil | [13 empty] | 1.6498 | 1.6498 | 1.6498 | 1.6498 | [11 empty] | Peru IL (City of) | 100 | Peru IL (City of) | 100 | Regulated
Peru (IL) | 955_G_13 | 955 | G | 13 |  | Combustion Turbine | IC Engine | PJM_COMD | Illinois | 17 | LaSalle | 99 | 17099 | 2.7 | 12981 | 2011 | 9999 |  |  | N | Distillate Fuel Oil | [13 empty] | 1.6498 | 1.6498 | 1.6498 | 1.6498 | [11 empty] | Peru IL (City of) | 100 | Peru IL (City of) | 100 | Regulated
Peru (IL) | 955_G_14 | 955 | G | 14 |  | Combustion Turbine | IC Engine | PJM_COMD | Illinois | 17 | LaSalle | 99 | 17099 | 2.7 | 12981 | 2011 | 9999 |  |  | N | Distillate Fuel Oil | [13 empty] | 1.6498 | 1.6498 | 1.6498 | 1.6498 | [11 empty] | Peru IL (City of) | 100 | Peru IL (City of) | 100 | Regulated
Peru (IL) | 955_G_15 | 955 | G | 15 |  | Combustion Turbine | IC Engine | PJM_COMD | Illinois | 17 | LaSalle | 99 | 17099 | 2.7 | 12981 | 2011 | 9999 |  |  | N | Distillate Fuel Oil | [13 empty] | 1.6498 | 1.6498 | 1.6498 | 1.6498 | [11 empty] | Peru IL (City of) | 100 | Peru IL (City of) | 100 | Regulated
Peru (IL) | 955_G_16 | 955 | G | 16 |  | Combustion Turbine | IC Engine | PJM_COMD | Illinois | 17 | LaSalle | 99 | 17099 | 2.7 | 12981 | 2011 | 9999 |  |  | N | Distillate Fuel Oil | [13 empty] | 1.6498 | 1.6498 | 1.6498 | 1.6498 | [11 empty] | Peru IL (City of) | 100 | Peru IL (City of) | 100 | Regulated
Peru (IL) | 955_G_17 | 955 | G | 17 |  | Combustion Turbine | IC Engine | PJM_COMD | Illinois | 17 | LaSalle | 99 | 17099 | 2.7 | 12981 | 2011 | 9999 |  |  | N | Distillate Fuel Oil | [13 empty] | 1.6498 | 1.6498 | 1.6498 | 1.6498 | [11 empty] | Peru IL (City of) | 100 | Peru IL (City of) | 100 | Regulated
Peru (IL) | 955_G_GT1 | 955 | G | GT1 |  | Combustion Turbine |  | MIS_IL | Illinois | 17 | LaSalle | 99 | 17099 | 8.6 | 22350 | 1968 | 9999 |  |  | N | Distillate Fuel Oil | [12 empty] | 1 | 1.01 | 1.01 | 1.01 | 1.01 | [11 empty] | Peru IL (City of) | 100 | Peru IL (City of) | 100 | Regulated
Peru (IL) | 955_G_HC1 | 955 | G | HC1 |  | Hydro |  | MIS_IL | Illinois | 17 | LaSalle | 99 | 17099 | 1.7 | 0 | 1996 | 9999 |  |  | N | Hydro | [13 empty] | 0 | 0 | 0 | 0 | [11 empty] | Peru IL (City of) | 100 | Peru IL (City of) | 100 | Regulated
Peru (IL) | 955_G_HC2 | 955 | G | HC2 |  | Hydro |  | MIS_IL | Illinois | 17 | LaSalle | 99 | 17099 | 1.7 | 0 | 1996 | 9999 |  |  | N | Hydro | [13 empty] | 0 | 0 | 0 | 0 | [11 empty] | Peru IL (City of) | 100 | Peru IL (City of) | 100 | Regulated
Peru (IL) | 955_G_HC3 | 955 | G | HC3 |  | Hydro |  | MIS_IL | Illinois | 17 | LaSalle | 99 | 17099 | 1.7 | 0 | 1996 | 9999 |  |  | N | Hydro | [13 empty] | 0 | 0 | 0 | 0 | [11 empty] | Peru IL (City of) | 100 | Peru IL (City of) | 100 | Regulated
Peru (IL) | 955_G_HC4 | 955 | G | HC4 |  | Hydro |  | MIS_IL | Illinois | 17 | LaSalle | 99 | 17099 | 1.7 | 0 | 1996 | 9999 |  |  | N | Hydro | [13 empty] | 0 | 0 | 0 | 0 | [11 empty] | Peru IL (City of) | 100 | Peru IL (City of) | 100 | Regulated
Princeton (IL) | 957_G_1 | 957 | G | 1 |  | Combustion Turbine | IC Engine | MIS_IL | Illinois | 17 | Bureau | 11 | 17011 | 2.3 | 16049 | 1953 | 2045 |  |  | N | Natural Gas, Distillate Fuel Oil | [12 empty] | 1 | 1.061 | 1.061 | 1.061 | 1.061 | [11 empty] | Princeton IL (City of) | 100 | Princeton IL (City of) | 100 | Regulated
Princeton (IL) | 957_G_2 | 957 | G | 2 |  | Combustion Turbine | IC Engine | MIS_IL | Illinois | 17 | Bureau | 11 | 17011 | 3 | 16036 | 1958 | 2045 |  |  | N | Natural Gas, Distillate Fuel Oil | [12 empty] | 1 | 1.061 | 1.061 | 1.061 | 1.061 | [11 empty] | Princeton IL (City of) | 100 | Princeton IL (City of) | 100 | Regulated
Princeton (IL) | 957_G_3 | 957 | G | 3 |  | Combustion Turbine | IC Engine | MIS_IL | Illinois | 17 | Bureau | 11 | 17011 | 3.4 | 16029 | 1965 | 2045 |  |  | N | Natural Gas, Distillate Fuel Oil | [12 empty] | 1 | 1.061 | 1.061 | 1.061 | 1.061 | [11 empty] | Princeton IL (City of) | 100 | Princeton IL (City of) | 100 | Regulated
Princeton (IL) | 957_G_4 | 957 | G | 4 |  | Combustion Turbine | IC Engine | MIS_IL | Illinois | 17 | Bureau | 11 | 17011 | 3.4 | 16029 | 1965 | 2045 |  |  | N | Natural Gas, Distillate Fuel Oil | [12 empty] | 1 | 1.061 | 1.061 | 1.061 | 1.061 | [11 empty] | Princeton IL (City of) | 100 | Princeton IL (City of) | 100 | Regulated
Princeton (IL) | 957_G_5 | 957 | G | 5 |  | Combustion Turbine | IC Engine | MIS_IL | Illinois | 17 | Bureau | 11 | 17011 | 4.4 | 16047 | 1971 | 2045 |  |  | N | Natural Gas, Distillate Fuel Oil | [12 empty] | 1 | 1.061 | 1.061 | 1.061 | 1.061 | [11 empty] | Princeton IL (City of) | 100 | Princeton IL (City of) | 100 | Regulated
Princeton (IL) | 957_G_6 | 957 | G | 6 |  | Combustion Turbine | IC Engine | MIS_IL | Illinois | 17 | Bureau | 11 | 17011 | 5.5 | 16038 | 1971 | 2045 |  |  | N | Natural Gas, Distillate Fuel Oil | [12 empty] | 1 | 1.061 | 1.061 | 1.061 | 1.061 | [11 empty] | Princeton IL (City of) | 100 | Princeton IL (City of) | 100 | Regulated
Princeton (IL) | 957_G_7 | 957 | G | 7 |  | Combustion Turbine | IC Engine | MIS_IL | Illinois | 17 | Bureau | 11 | 17011 | 7 | 16038 | 1976 | 2045 |  |  | N | Natural Gas, Distillate Fuel Oil | [12 empty] | 1 | 1.061 | 1.061 | 1.061 | 1.061 | [11 empty] | Princeton IL (City of) | 100 | Princeton IL (City of) | 100 | Regulated
Princeton (IL) | 957_G_8 | 957 | G | 8 |  | Combustion Turbine | IC Engine | MIS_IL | Illinois | 17 | Bureau | 11 | 17011 | 8.7 | 16041 | 1976 | 2045 |  |  | N | Natural Gas, Distillate Fuel Oil | [12 empty] | 1 | 0.53875 | 0.53875 | 0.53875 | 0.53875 | [11 empty] | Princeton IL (City of) | 100 | Princeton IL (City of) | 100 | Regulated
Rantoul | 958_G_10 | 958 | G | 10 |  | Combustion Turbine | IC Engine | MIS_IL | Illinois | 17 | Champaign | 19 | 17019 | 1.8 | 10745 | 2000 | 9999 |  |  | N | Distillate Fuel Oil | [12 empty] | 1 | 1.6498 | 1.6498 | 1.6498 | 1.6498 | [11 empty] | Rantoul Light & Power Dept | 100 | Rantoul Light & Power Dept | 100 | Regulated
Rantoul | 958_G_11 | 958 | G | 11 |  | Combustion Turbine | IC Engine | MIS_IL | Illinois | 17 | Champaign | 19 | 17019 | 1.8 | 10745 | 2000 | 9999 |  |  | N | Distillate Fuel Oil | [12 empty] | 1 | 1.6498 | 1.6498 | 1.6498 | 1.6498 | [11 empty] | Rantoul Light & Power Dept | 100 | Rantoul Light & Power Dept | 100 | Regulated
Rantoul | 958_G_12 | 958 | G | 12 |  | Combustion Turbine | IC Engine | MIS_IL | Illinois | 17 | Champaign | 19 | 17019 | 1.8 | 10745 | 2000 | 9999 |  |  | N | Distillate Fuel Oil | [12 empty] | 1 | 1.6498 | 1.6498 | 1.6498 | 1.6498 | [11 empty] | Rantoul Light & Power Dept | 100 | Rantoul Light & Power Dept | 100 | Regulated
Rantoul | 958_G_13 | 958 | G | 13 |  | Combustion Turbine | IC Engine | MIS_IL | Illinois | 17 | Champaign | 19 | 17019 | 1.8 | 10745 | 2000 | 9999 |  |  | N | Distillate Fuel Oil | [12 empty] | 1 | 1.6498 | 1.6498 | 1.6498 | 1.6498 | [11 empty] | Rantoul Light & Power Dept | 100 | Rantoul Light & Power Dept | 100 | Regulated
Rantoul | 958_G_14 | 958 | G | 14 |  | Combustion Turbine | IC Engine | MIS_IL | Illinois | 17 | Champaign | 19 | 17019 | 1.8 | 10745 | 2000 | 9999 |  |  | N | Distillate Fuel Oil | [12 empty] | 1 | 1.6498 | 1.6498 | 1.6498 | 1.6498 | [11 empty] | Rantoul Light & Power Dept | 100 | Rantoul Light & Power Dept | 100 | Regulated
Rantoul | 958_G_15 | 958 | G | 15 |  | Combustion Turbine | IC Engine | MIS_IL | Illinois | 17 | Champaign | 19 | 17019 | 1.8 | 10745 | 2001 | 9999 |  |  | N | Distillate Fuel Oil | [12 empty] | 1 | 1.6498 | 1.6498 | 1.6498 | 1.6498 | [11 empty] | Rantoul Light & Power Dept | 100 | Rantoul Light & Power Dept | 100 | Regulated
Rantoul | 958_G_16 | 958 | G | 16 |  | Combustion Turbine | IC Engine | MIS_IL | Illinois | 17 | Champaign | 19 | 17019 | 1.8 | 10745 | 2001 | 9999 |  |  | N | Distillate Fuel Oil | [12 empty] | 1 | 1.6498 | 1.6498 | 1.6498 | 1.6498 | [11 empty] | Rantoul Light & Power Dept | 100 | Rantoul Light & Power Dept | 100 | Regulated
Rantoul | 958_G_9 | 958 | G | 9 |  | Combustion Turbine | IC Engine | MIS_IL | Illinois | 17 | Champaign | 19 | 17019 | 1.8 | 10745 | 2000 | 9999 |  |  | N | Distillate Fuel Oil | [12 empty] | 1 | 1.6498 | 1.6498 | 1.6498 | 1.6498 | [11 empty] | Rantoul Light & Power Dept | 100 | Rantoul Light & Power Dept | 100 | Regulated
Red Bud | 959_G_1 | 959 | G | 1 |  | Combustion Turbine | IC Engine | MIS_IL | Illinois | 17 | Randolph | 157 | 17157 | 2.2 | 10745 | 1968 | 9999 |  |  | N | Distillate Fuel Oil | [12 empty] | 1 | 0.46689 | 0.46689 | 0.46689 | 0.46689 | [11 empty] | Red Bud IL (City of) | 100 | Red Bud IL (City of) | 100 | Regulated
Red Bud | 959_G_2 | 959 | G | 2 |  | Combustion Turbine | IC Engine | MIS_IL | Illinois | 17 | Randolph | 157 | 17157 | 0.9 | 10745 | 1959 | 9999 |  |  | N | Distillate Fuel Oil | [12 empty] | 1 | 1.6498 | 1.6498 | 1.6498 | 1.6498 | [11 empty] | Red Bud IL (City of) | 100 | Red Bud IL (City of) | 100 | Regulated
Red Bud | 959_G_3 | 959 | G | 3 |  | Combustion Turbine | IC Engine | MIS_IL | Illinois | 17 | Randolph | 157 | 17157 | 2.2 | 10745 | 1964 | 9999 |  |  | N | Distillate Fuel Oil | [12 empty] | 1 | 1.3681 | 1.3681 | 1.3681 | 1.3681 | [11 empty] | Red Bud IL (City of) | 100 | Red Bud IL (City of) | 100 | Regulated
Red Bud | 959_G_4 | 959 | G | 4 |  | Combustion Turbine | IC Engine | MIS_IL | Illinois | 17 | Randolph | 157 | 17157 | 3 | 10745 | 1973 | 9999 |  |  | N | Distillate Fuel Oil | [12 empty] | 1 | 1.6498 | 1.6498 | 1.6498 | 1.6498 | [11 empty] | Red Bud IL (City of) | 100 | Red Bud IL (City of) | 100 | Regulated
Red Bud | 959_G_7 | 959 | G | 7 |  | Combustion Turbine | IC Engine | MIS_IL | Illinois | 17 | Randolph | 157 | 17157 | 3 | 10745 | 2002 | 9999 |  |  | N | Distillate Fuel Oil | [12 empty] | 1 | 1.6498 | 1.6498 | 1.6498 | 1.6498 | [11 empty] | Red Bud IL (City of) | 100 | Red Bud IL (City of) | 100 | Regulated
Red Bud | 959_G_8 | 959 | G | 8 |  | Combustion Turbine | IC Engine | MIS_IL | Illinois | 17 | Randolph | 157 | 17157 | 3 | 10745 | 2002 | 9999 |  |  | N | Distillate Fuel Oil | [12 empty] | 1 | 1.6498 | 1.6498 | 1.6498 | 1.6498 | [11 empty] | Red Bud IL (City of) | 100 | Red Bud IL (City of) | 100 | Regulated
North Ninth Street | 960_G_1 | 960 | G | 1 |  | Combustion Turbine | IC Engine | PJM_COMD | Illinois | 17 | Ogle | 141 | 17141 | 0.6 | 10745 | 1940 | 9999 |  |  | N | Distillate Fuel Oil | [12 empty] | 1 | 1.6498 | 1.6498 | 1.6498 | 1.6498 | [11 empty] | Rochelle Municipal Utilities | 100 | Rochelle Municipal Utilities | 100 | Regulated
North Ninth Street | 960_G_10 | 960 | G | 10 |  | Combustion Turbine | IC Engine | PJM_COMD | Illinois | 17 | Ogle | 141 | 17141 | 2 | 10745 | 1989 | 2045 |  |  | N | Natural Gas, Distillate Fuel Oil | [12 empty] | 1 | 2.016 | 2.016 | 2.016 | 2.016 | [11 empty] | Rochelle Municipal Utilities | 100 | Rochelle Municipal Utilities | 100 | Regulated
North Ninth Street | 960_G_3 | 960 | G | 3 |  | Combustion Turbine | IC Engine | PJM_COMD | Illinois | 17 | Ogle | 141 | 17141 | 2 | 10745 | 1956 | 2045 |  |  | N | Natural Gas, Distillate Fuel Oil | [12 empty] | 1 | 3.4116 | 3.4116 | 3.4116 | 3.4116 | [11 empty] | Rochelle Municipal Utilities | 100 | Rochelle Municipal Utilities | 100 | Regulated
North Ninth Street | 960_G_4 | 960 | G | 4 |  | Combustion Turbine | IC Engine | PJM_COMD | Illinois | 17 | Ogle | 141 | 17141 | 0.7 | 10745 | 1946 | 9999 |  |  | N | Distillate Fuel Oil | [12 empty] | 1 | 0.11025 | 0.11025 | 0.11025 | 0.11025 | [11 empty] | Rochelle Municipal Utilities | 100 | Rochelle Municipal Utilities | 100 | Regulated
North Ninth Street | 960_G_6 | 960 | G | 6 |  | Combustion Turbine | IC Engine | PJM_COMD | Illinois | 17 | Ogle | 141 | 17141 | 2 | 10745 | 1954 | 2045 |  |  | N | Natural Gas, Distillate Fuel Oil | [12 empty] | 1 | 1.061 | 1.061 | 1.061 | 1.061 | [11 empty] | Rochelle Municipal Utilities | 100 | Rochelle Municipal Utilities | 100 | Regulated
North Ninth Street | 960_G_7 | 960 | G | 7 |  | Combustion Turbine | IC Engine | PJM_COMD | Illinois | 17 | Ogle | 141 | 17141 | 3.5 | 10745 | 1967 | 2045 |  |  | N | Natural Gas, Distillate Fuel Oil | [12 empty] | 1 | 3.9482 | 3.9482 | 3.9482 | 3.9482 | [11 empty] | Rochelle Municipal Utilities | 100 | Rochelle Municipal Utilities | 100 | Regulated
North Ninth Street | 960_G_8 | 960 | G | 8 |  | Combustion Turbine | IC Engine | PJM_COMD | Illinois | 17 | Ogle | 141 | 17141 | 0.5 | 10745 | 1949 | 9999 |  |  | N | Distillate Fuel Oil | [12 empty] | 1 | 1.6498 | 1.6498 | 1.6498 | 1.6498 | [11 empty] | Rochelle Municipal Utilities | 100 | Rochelle Municipal Utilities | 100 | Regulated
North Ninth Street | 960_G_9 | 960 | G | 9 |  | Combustion Turbine | IC Engine | PJM_COMD | Illinois | 17 | Ogle | 141 | 17141 | 3 | 10745 | 1989 | 2045 |  |  | N | Natural Gas, Distillate Fuel Oil | [12 empty] | 1 | 1.0453 | 1.0453 | 1.0453 | 1.0453 | [11 empty] | Rochelle Municipal Utilities | 100 | Rochelle Municipal Utilities | 100 | Regulated
North Ninth Street | 960_G_SOL1 | 960 | G | SOL1 |  | Solar PV |  | PJM_COMD | Illinois | 17 | Ogle | 141 | 17141 | 0.3 | 0 | 2014 | 9999 |  |  | N | Solar | [13 empty] | 0 | 0 | 0 | 0 | [11 empty] | Rochelle Municipal Utilities | 100 | Rochelle Municipal Utilities | 100 | Regulated
South Main Street | 961_G_1 | 961 | G | 1 |  | Combustion Turbine | IC Engine | PJM_COMD | Illinois | 17 | Ogle | 141 | 17141 | 1.6 | 14565 | 1967 | 2045 |  |  | N | Natural Gas, Distillate Fuel Oil | [12 empty] | 1 | 1.061 | 1.061 | 1.061 | 1.061 | [11 empty] | Rochelle Municipal Utilities | 100 | Rochelle Municipal Utilities | 100 | Regulated
South Main Street | 961_G_13 | 961 | G | 13 |  | Combustion Turbine | IC Engine | PJM_COMD | Illinois | 17 | Ogle | 141 | 17141 | 1.8 | 14149 | 2014 | 9999 |  |  | N | Distillate Fuel Oil | [13 empty] | 1.6498 | 1.6498 | 1.6498 | 1.6498 | [11 empty] | Rochelle Municipal Utilities | 100 | Rochelle Municipal Utilities | 100 | Regulated
South Main Street | 961_G_14 | 961 | G | 14 |  | Combustion Turbine | IC Engine | PJM_COMD | Illinois | 17 | Ogle | 141 | 17141 | 1.8 | 14149 | 2014 | 9999 |  |  | N | Distillate Fuel Oil | [13 empty] | 1.6498 | 1.6498 | 1.6498 | 1.6498 | [11 empty] | Rochelle Municipal Utilities | 100 | Rochelle Municipal Utilities | 100 | Regulated
South Main Street | 961_G_15 | 961 | G | 15 |  | Combustion Turbine | IC Engine | PJM_COMD | Illinois | 17 | Ogle | 141 | 17141 | 1.8 | 14149 | 2014 | 9999 |  |  | N | Distillate Fuel Oil | [13 empty] | 1.6498 | 1.6498 | 1.6498 | 1.6498 | [11 empty] | Rochelle Municipal Utilities | 100 | Rochelle Municipal Utilities | 100 | Regulated
South Main Street | 961_G_16 | 961 | G | 16 |  | Combustion Turbine | IC Engine | PJM_COMD | Illinois | 17 | Ogle | 141 | 17141 | 1.8 | 14448 | 2016 | 9999 |  |  | N | Distillate Fuel Oil | [13 empty] | 1.6498 | 1.6498 | 1.6498 | 1.6498 | [11 empty] | Rochelle Municipal Utilities | 100 | Rochelle Municipal Utilities | 100 | Regulated
South Main Street | 961_G_17 | 961 | G | 17 |  | Combustion Turbine | IC Engine | PJM_COMD | Illinois | 17 | Ogle | 141 | 17141 | 1.8 | 14446 | 2016 | 9999 |  |  | N | Distillate Fuel Oil | [13 empty] | 1.6498 | 1.6498 | 1.6498 | 1.6498 | [11 empty] | Rochelle Municipal Utilities | 100 | Rochelle Municipal Utilities | 100 | Regulated
South Main Street | 961_G_18 | 961 | G | 18 |  | Combustion Turbine | IC Engine | PJM_COMD | Illinois | 17 | Ogle | 141 | 17141 | 1.8 | 14446 | 2016 | 9999 |  |  | N | Distillate Fuel Oil | [13 empty] | 1.6498 | 1.6498 | 1.6498 | 1.6498 | [11 empty] | Rochelle Municipal Utilities | 100 | Rochelle Municipal Utilities | 100 | Regulated
South Main Street | 961_G_2 | 961 | G | 2 |  | Combustion Turbine | IC Engine | PJM_COMD | Illinois | 17 | Ogle | 141 | 17141 | 2 | 14291 | 1967 | 2045 |  |  | N | Natural Gas, Distillate Fuel Oil | [12 empty] | 1 | 1.061 | 1.061 | 1.061 | 1.061 | [11 empty] | Rochelle Municipal Utilities | 100 | Rochelle Municipal Utilities | 100 | Regulated
Lakeside | 964_G_D1 | 964 | G | D1 |  | Combustion Turbine | IC Engine | MIS_IL | Illinois | 17 | Sangamon | 167 | 17167 | 1.7 | 11082 | 2002 | 9999 |  |  | N | Distillate Fuel Oil | [12 empty] | 1 | 0.25 | 0.25 | 0.25 | 0.25 | [11 empty] | Springfield Water Light & Power Dept | 100 | Springfield Water Light & Power Dept | 100 | Regulated
Lakeside | 964_G_D2 | 964 | G | D2 |  | Combustion Turbine | IC Engine | MIS_IL | Illinois | 17 | Sangamon | 167 | 17167 | 1.7 | 12408 | 2002 | 9999 |  |  | N | Distillate Fuel Oil | [12 empty] | 1 | 0.25 | 0.25 | 0.25 | 0.25 | [11 empty] | Springfield Water Light & Power Dept | 100 | Springfield Water Light & Power Dept | 100 | Regulated
Lakeside | 964_G_D3 | 964 | G | D3 |  | Combustion Turbine | IC Engine | MIS_IL | Illinois | 17 | Sangamon | 167 | 17167 | 1.7 | 12408 | 2002 | 9999 |  |  | N | Distillate Fuel Oil | [12 empty] | 1 | 0.25 | 0.25 | 0.25 | 0.25 | [11 empty] | Springfield Water Light & Power Dept | 100 | Springfield Water Light & Power Dept | 100 | Regulated
Reynolds | 965_G_1 | 965 | G | 1 |  | Combustion Turbine |  | MIS_IL | Illinois | 17 | Sangamon | 167 | 17167 | 13.6 | 19716 | 1970 | 9999 |  |  | N | Distillate Fuel Oil | [12 empty] | 1 | 1.01 | 1.01 | 1.01 | 1.01 | [11 empty] | Springfield Water Light & Power Dept | 100 | Springfield Water Light & Power Dept | 100 | Regulated
Nine Springs | 9674_G_GT1 | 9674 | G | GT1 |  | Combustion Turbine |  | MIS_WUMS | Wisconsin | 55 | Dane | 25 | 55025 | 13.1 | 9905 | 1964 | 9999 |  |  | N | Natural Gas | [13 empty] | 0.35529 | 0.35529 | 0.35529 | 0.35529 | [11 empty] | Madison Gas & Electric Co | 100 | Madison Gas & Electric Co | 100 | Regulated
Sullivan (IL) | 969_G_1 | 969 | G | 1 |  | Combustion Turbine | IC Engine | MIS_IL | Illinois | 17 | Moultrie | 139 | 17139 | 4.3 | 19444 | 1974 | 9999 |  |  | N | Distillate Fuel Oil | [12 empty] | 1 | 0.02024 | 0.02024 | 0.02024 | 0.02024 | [11 empty] | Sullivan Municipal Utilities (IL) | 100 | Sullivan Municipal Utilities (IL) | 100 | Regulated
Sullivan (IL) | 969_G_10 | 969 | G | 10 |  | Combustion Turbine | IC Engine | MIS_IL | Illinois | 17 | Moultrie | 139 | 17139 | 2.2 | 19444 | 1971 | 9999 |  |  | N | Distillate Fuel Oil | [12 empty] | 1 | 0.35563 | 0.35563 | 0.35563 | 0.35563 | [11 empty] | Sullivan Municipal Utilities (IL) | 100 | Sullivan Municipal Utilities (IL) | 100 | Regulated
Sullivan (IL) | 969_G_11 | 969 | G | 11 |  | Combustion Turbine | IC Engine | MIS_IL | Illinois | 17 | Moultrie | 139 | 17139 | 2 | 19444 | 1996 | 9999 |  |  | N | Distillate Fuel Oil | [12 empty] | 1 | 0.0753 | 0.0753 | 0.0753 | 0.0753 | [11 empty] | Sullivan Municipal Utilities (IL) | 100 | Sullivan Municipal Utilities (IL) | 100 | Regulated
Sullivan (IL) | 969_G_12 | 969 | G | 12 |  | Combustion Turbine | IC Engine | MIS_IL | Illinois | 17 | Moultrie | 139 | 17139 | 1 | 19444 | 1996 | 9999 |  |  | N | Distillate Fuel Oil | [12 empty] | 1 | 1.6498 | 1.6498 | 1.6498 | 1.6498 | [11 empty] | Sullivan Municipal Utilities (IL) | 100 | Sullivan Municipal Utilities (IL) | 100 | Regulated
Sullivan (IL) | 969_G_13 | 969 | G | 13 |  | Combustion Turbine | IC Engine | MIS_IL | Illinois | 17 | Moultrie | 139 | 17139 | 2.3 | 10745 | 2012 | 9999 |  |  | N | Distillate Fuel Oil | [13 empty] | 1.6498 | 1.6498 | 1.6498 | 1.6498 | [11 empty] | Sullivan Municipal Utilities (IL) | 100 | Sullivan Municipal Utilities (IL) | 100 | Regulated
Sullivan (IL) | 969_G_14 | 969 | G | 14 |  | Combustion Turbine | IC Engine | MIS_IL | Illinois | 17 | Moultrie | 139 | 17139 | 2.3 | 10745 | 2012 | 9999 |  |  | N | Distillate Fuel Oil | [13 empty] | 1.6498 | 1.6498 | 1.6498 | 1.6498 | [11 empty] | Sullivan Municipal Utilities (IL) | 100 | Sullivan Municipal Utilities (IL) | 100 | Regulated
Sullivan (IL) | 969_G_15 | 969 | G | 15 |  | Combustion Turbine | IC Engine | MIS_IL | Illinois | 17 | Moultrie | 139 | 17139 | 2.3 | 10745 | 2012 | 9999 |  |  | N | Distillate Fuel Oil | [13 empty] | 1.6498 | 1.6498 | 1.6498 | 1.6498 | [11 empty] | Sullivan Municipal Utilities (IL) | 100 | Sullivan Municipal Utilities (IL) | 100 | Regulated
Sullivan (IL) | 969_G_2 | 969 | G | 2 |  | Combustion Turbine | IC Engine | MIS_IL | Illinois | 17 | Moultrie | 139 | 17139 | 2 | 19444 | 1961 | 9999 |  |  | N | Distillate Fuel Oil | [12 empty] | 1 | 0.17105 | 0.17105 | 0.17105 | 0.17105 | [11 empty] | Sullivan Municipal Utilities (IL) | 100 | Sullivan Municipal Utilities (IL) | 100 | Regulated
Sullivan (IL) | 969_G_3 | 969 | G | 3 |  | Combustion Turbine | IC Engine | MIS_IL | Illinois | 17 | Moultrie | 139 | 17139 | 1.3 | 19444 | 1956 | 9999 |  |  | N | Distillate Fuel Oil | [12 empty] | 1 | 2.3171 | 2.3171 | 2.3171 | 2.3171 | [11 empty] | Sullivan Municipal Utilities (IL) | 100 | Sullivan Municipal Utilities (IL) | 100 | Regulated
Sullivan (IL) | 969_G_4 | 969 | G | 4 |  | Combustion Turbine | IC Engine | MIS_IL | Illinois | 17 | Moultrie | 139 | 17139 | 0.9 | 19444 | 1951 | 9999 |  |  | N | Distillate Fuel Oil | [12 empty] | 1 | 0.66036 | 0.66036 | 0.66036 | 0.66036 | [11 empty] | Sullivan Municipal Utilities (IL) | 100 | Sullivan Municipal Utilities (IL) | 100 | Regulated
Sullivan (IL) | 969_G_5 | 969 | G | 5 |  | Combustion Turbine | IC Engine | MIS_IL | Illinois | 17 | Moultrie | 139 | 17139 | 1.1 | 19444 | 1948 | 9999 |  |  | N | Distillate Fuel Oil | [12 empty] | 1 | 0.49134 | 0.49134 | 0.49134 | 0.49134 | [11 empty] | Sullivan Municipal Utilities (IL) | 100 | Sullivan Municipal Utilities (IL) | 100 | Regulated
Sullivan (IL) | 969_G_6 | 969 | G | 6 |  | Combustion Turbine | IC Engine | MIS_IL | Illinois | 17 | Moultrie | 139 | 17139 | 0.6 | 19444 | 1946 | 9999 |  |  | N | Distillate Fuel Oil | [12 empty] | 1 | 1.6498 | 1.6498 | 1.6498 | 1.6498 | [11 empty] | Sullivan Municipal Utilities (IL) | 100 | Sullivan Municipal Utilities (IL) | 100 | Regulated
Sullivan (IL) | 969_G_9 | 969 | G | 9 |  | Combustion Turbine | IC Engine | MIS_IL | Illinois | 17 | Moultrie | 139 | 17139 | 2.2 | 19444 | 1971 | 9999 |  |  | N | Distillate Fuel Oil | [12 empty] | 1 | 0.77251 | 0.77251 | 0.77251 | 0.77251 | [11 empty] | Sullivan Municipal Utilities (IL) | 100 | Sullivan Municipal Utilities (IL) | 100 | Regulated
Waterloo | 971_G_1 | 971 | G | 1 |  | Combustion Turbine | IC Engine | MIS_IL | Illinois | 17 | Monroe | 133 | 17133 | 2.7 | 25000 | 1970 | 2045 |  |  | N | Natural Gas, Distillate Fuel Oil | [12 empty] | 1 | 1.6498 | 1.6498 | 1.6498 | 1.6498 | [11 empty] | Waterloo IL (City of) | 100 | Waterloo IL (City of) | 100 | Regulated
Waterloo | 971_G_10 | 971 | G | 10 |  | Combustion Turbine | IC Engine | MIS_IL | Illinois | 17 | Monroe | 133 | 17133 | 1.8 | 10745 | 1996 | 9999 |  |  | N | Distillate Fuel Oil | [13 empty] | 1.6498 | 1.6498 | 1.6498 | 1.6498 | [11 empty] | Illinois Municipal Electric Agency | 100 | Illinois Municipal Electric Agency | 100 | Regulated
Waterloo | 971_G_11 | 971 | G | 11 |  | Combustion Turbine | IC Engine | MIS_IL | Illinois | 17 | Monroe | 133 | 17133 | 1.8 | 10745 | 1996 | 9999 |  |  | N | Distillate Fuel Oil | [13 empty] | 1.6498 | 1.6498 | 1.6498 | 1.6498 | [11 empty] | Illinois Municipal Electric Agency | 100 | Illinois Municipal Electric Agency | 100 | Regulated
Waterloo | 971_G_12 | 971 | G | 12 |  | Combustion Turbine |  | MIS_IL | Illinois | 17 | Monroe | 133 | 17133 | 6.6 | 12299 | 2002 | 2045 |  |  | N | Natural Gas, Distillate Fuel Oil | [12 empty] | 1 | 0.16383 | 0.16383 | 0.16383 | 0.16383 | [11 empty] | Waterloo IL (City of) | 100 | Waterloo IL (City of) | 100 | Regulated
Waterloo | 971_G_13 | 971 | G | 13 |  | Combustion Turbine |  | MIS_IL | Illinois | 17 | Monroe | 133 | 17133 | 6.6 | 12323 | 2012 | 2045 |  |  | N | Natural Gas, Distillate Fuel Oil | [13 empty] | 0.16383 | 0.16383 | 0.16383 | 0.16383 | [11 empty] | Waterloo IL (City of) | 100 | Waterloo IL (City of) | 100 | Regulated
Waterloo | 971_G_2 | 971 | G | 2 |  | Combustion Turbine | IC Engine | MIS_IL | Illinois | 17 | Monroe | 133 | 17133 | 0.2 | 19228 | 1954 | 9999 |  |  | N | Distillate Fuel Oil | [12 empty] | 1 | 1.6498 | 1.6498 | 1.6498 | 1.6498 | [11 empty] | Waterloo IL (City of) | 100 | Waterloo IL (City of) | 100 | Regulated
Waterloo | 971_G_3 | 971 | G | 3 |  | Combustion Turbine | IC Engine | MIS_IL | Illinois | 17 | Monroe | 133 | 17133 | 0.2 | 19228 | 1946 | 9999 |  |  | N | Distillate Fuel Oil | [12 empty] | 1 | 1.6498 | 1.6498 | 1.6498 | 1.6498 | [11 empty] | Waterloo IL (City of) | 100 | Waterloo IL (City of) | 100 | Regulated
Waterloo | 971_G_4 | 971 | G | 4 |  | Combustion Turbine | IC Engine | MIS_IL | Illinois | 17 | Monroe | 133 | 17133 | 1.8 | 25000 | 1963 | 2045 |  |  | N | Natural Gas, Distillate Fuel Oil | [12 empty] | 1 | 1.6498 | 1.6498 | 1.6498 | 1.6498 | [11 empty] | Waterloo IL (City of) | 100 | Waterloo IL (City of) | 100 | Regulated
Waterloo | 971_G_5 | 971 | G | 5 |  | Combustion Turbine | IC Engine | MIS_IL | Illinois | 17 | Monroe | 133 | 17133 | 0.4 | 20565 | 1950 | 9999 |  |  | N | Distillate Fuel Oil | [12 empty] | 1 | 1.6498 | 1.6498 | 1.6498 | 1.6498 | [11 empty] | Waterloo IL (City of) | 100 | Waterloo IL (City of) | 100 | Regulated
Waterloo | 971_G_6 | 971 | G | 6 |  | Combustion Turbine | IC Engine | MIS_IL | Illinois | 17 | Monroe | 133 | 17133 | 0.5 | 20900 | 1950 | 9999 |  |  | N | Distillate Fuel Oil | [12 empty] | 1 | 3.806 | 3.806 | 3.806 | 3.806 | [11 empty] | Waterloo IL (City of) | 100 | Waterloo IL (City of) | 100 | Regulated
Waterloo | 971_G_7 | 971 | G | 7 |  | Combustion Turbine | IC Engine | MIS_IL | Illinois | 17 | Monroe | 133 | 17133 | 1.5 | 25000 | 1959 | 2045 |  |  | N | Natural Gas, Distillate Fuel Oil | [12 empty] | 1 | 0.94606 | 0.94606 | 0.94606 | 0.94606 | [11 empty] | Waterloo IL (City of) | 100 | Waterloo IL (City of) | 100 | Regulated
Waterloo | 971_G_8 | 971 | G | 8 |  | Combustion Turbine | IC Engine | MIS_IL | Illinois | 17 | Monroe | 133 | 17133 | 2.4 | 25000 | 1973 | 9999 |  |  | N | Distillate Fuel Oil | [12 empty] | 1 | 1.3198 | 1.3198 | 1.3198 | 1.3198 | [11 empty] | Waterloo IL (City of) | 100 | Waterloo IL (City of) | 100 | Regulated
Waterloo | 971_G_9 | 971 | G | 9 |  | Combustion Turbine | IC Engine | MIS_IL | Illinois | 17 | Monroe | 133 | 17133 | 1.8 | 10745 | 1996 | 9999 |  |  | N | Distillate Fuel Oil | [13 empty] | 1.6498 | 1.6498 | 1.6498 | 1.6498 | [11 empty] | Illinois Municipal Electric Agency | 100 | Illinois Municipal Electric Agency | 100 | Regulated
Winnetka | 972_G_8 | 972 | G | 8 |  | Combustion Turbine | IC Engine | PJM_COMD | Illinois | 17 | Cook | 31 | 17031 | 2.6 | 12723 | 1979 | 9999 |  |  | N | Distillate Fuel Oil | [12 empty] | 1 | 1.6498 | 1.6498 | 1.6498 | 1.6498 | [11 empty] | Winnetka IL (Village of) | 100 | Winnetka IL (Village of) | 100 | Regulated
Winnetka | 972_G_9 | 972 | G | 9 |  | Combustion Turbine | IC Engine | PJM_COMD | Illinois | 17 | Cook | 31 | 17031 | 2.6 | 12768 | 1979 | 9999 |  |  | N | Distillate Fuel Oil | [12 empty] | 1 | 1.6498 | 1.6498 | 1.6498 | 1.6498 | [11 empty] | Winnetka IL (Village of) | 100 | Winnetka IL (Village of) | 100 | Regulated
Marion | 976_G_5 | 976 | G | 5 | 9174 | Combustion Turbine |  | MIS_IL | Illinois | 17 | Williamson | 199 | 17199 | 70 | 13433 | 2003 | 2045 |  |  | N | Natural Gas, Distillate Fuel Oil |  |  |  | DLNB + H2O | [8 empty] | 0.004 | 0.04913 | 0.04913 | 0.04913 | 0.04913 | [11 empty] | Southern Illinois Power Coop | 100 | Southern Illinois Power Coop | 100 | Regulated
Marion | 976_G_6 | 976 | G | 6 | 9175 | Combustion Turbine |  | MIS_IL | Illinois | 17 | Williamson | 199 | 17199 | 70 | 13434 | 2003 | 2045 |  |  | N | Natural Gas, Distillate Fuel Oil |  |  |  | DLNB + H2O | [8 empty] | 0.004 | 0.05634 | 0.05634 | 0.05634 | 0.05634 | [11 empty] | Southern Illinois Power Coop | 100 | Southern Illinois Power Coop | 100 | Regulated
Elkhart | 986_G_1 | 986 | G | 1 |  | Hydro |  | PJM_West | Indiana | 18 | Elkhart | 39 | 18039 | 0.6 | 0 | 1913 | 9999 |  |  | N | Hydro | [13 empty] | 0 | 0 | 0 | 0 | [11 empty] | Indiana Michigan Power Co | 100 | American Electric Power Co Inc | 100 | Regulated
Elkhart | 986_G_2 | 986 | G | 2 |  | Hydro |  | PJM_West | Indiana | 18 | Elkhart | 39 | 18039 | 0.4 | 0 | 1921 | 9999 |  |  | N | Hydro | [13 empty] | 0 | 0 | 0 | 0 | [11 empty] | Indiana Michigan Power Co | 100 | American Electric Power Co Inc | 100 | Regulated
Elkhart | 986_G_3 | 986 | G | 3 |  | Hydro |  | PJM_West | Indiana | 18 | Elkhart | 39 | 18039 | 0.4 | 0 | 1921 | 9999 |  |  | N | Hydro | [13 empty] | 0 | 0 | 0 | 0 | [11 empty] | Indiana Michigan Power Co | 100 | American Electric Power Co Inc | 100 | Regulated
Cabot Holyoke | 9864_G_1 | 9864 | G | 1 |  | Hydro |  | NENGREST | Massachusetts | 25 | Hampden | 13 | 25013 | 0.6 | 0 | 1893 | 9999 |  |  | N | Hydro | [13 empty] | 0 | 0 | 0 | 0 | [11 empty] | Holyoke Gas & Electric Dept | 100 | Holyoke Gas & Electric Dept | 100 | Regulated
Cabot Holyoke | 9864_G_2 | 9864 | G | 2 |  | Hydro |  | NENGREST | Massachusetts | 25 | Hampden | 13 | 25013 | 0.6 | 0 | 1938 | 9999 |  |  | N | Hydro | [13 empty] | 0 | 0 | 0 | 0 | [11 empty] | Holyoke Gas & Electric Dept | 100 | Holyoke Gas & Electric Dept | 100 | Regulated
Cabot Holyoke | 9864_G_3 | 9864 | G | 3 |  | Hydro |  | NENGREST | Massachusetts | 25 | Hampden | 13 | 25013 | 0.4 | 0 | 1939 | 9999 |  |  | N | Hydro | [13 empty] | 0 | 0 | 0 | 0 | [11 empty] | Holyoke Gas & Electric Dept | 100 | Holyoke Gas & Electric Dept | 100 | Regulated
Cabot Holyoke | 9864_G_4 | 9864 | G | 4 |  | Hydro |  | NENGREST | Massachusetts | 25 | Hampden | 13 | 25013 | 0.5 | 0 | 1907 | 9999 |  |  | N | Hydro | [13 empty] | 0 | 0 | 0 | 0 | [11 empty] | Holyoke Gas & Electric Dept | 100 | Holyoke Gas & Electric Dept | 100 | Regulated
Last Chance | 987_G_1 | 987 | G | 1 |  | Hydro |  | WECC_ID | Idaho | 16 | Caribou | 29 | 16029 | 0.2 | 0 | 1984 | 9999 |  |  | N | Hydro | [13 empty] | 0 | 0 | 0 | 0 | [11 empty] | PacifiCorp | 100 | Berkshire Hathaway Inc | 100 | Regulated
Last Chance | 987_G_2 | 987 | G | 2 |  | Hydro |  | WECC_ID | Idaho | 16 | Caribou | 29 | 16029 | 0.4 | 0 | 1984 | 9999 |  |  | N | Hydro | [13 empty] | 0 | 0 | 0 | 0 | [11 empty] | PacifiCorp | 100 | Berkshire Hathaway Inc | 100 | Regulated
Last Chance | 987_G_3 | 987 | G | 3 |  | Hydro |  | WECC_ID | Idaho | 16 | Caribou | 29 | 16029 | 0.8 | 0 | 1984 | 9999 |  |  | N | Hydro | [13 empty] | 0 | 0 | 0 | 0 | [11 empty] | PacifiCorp | 100 | Berkshire Hathaway Inc | 100 | Regulated
Twin Branch | 989_G_H1E | 989 | G | H1E |  | Hydro |  | PJM_West | Indiana | 18 | St Joseph | 141 | 18141 | 0.5 | 0 | 1989 | 9999 |  |  | N | Hydro | [13 empty] | 0 | 0 | 0 | 0 | [11 empty] | Indiana Michigan Power Co | 100 | American Electric Power Co Inc | 100 | Regulated
Twin Branch | 989_G_H1W | 989 | G | H1W |  | Hydro |  | PJM_West | Indiana | 18 | St Joseph | 141 | 18141 | 0.5 | 0 | 1989 | 9999 |  |  | N | Hydro | [13 empty] | 0 | 0 | 0 | 0 | [11 empty] | Indiana Michigan Power Co | 100 | American Electric Power Co Inc | 100 | Regulated
Twin Branch | 989_G_H2W | 989 | G | H2W |  | Hydro |  | PJM_West | Indiana | 18 | St Joseph | 141 | 18141 | 0.5 | 0 | 1989 | 9999 |  |  | N | Hydro | [13 empty] | 0 | 0 | 0 | 0 | [11 empty] | Indiana Michigan Power Co | 100 | American Electric Power Co Inc | 100 | Regulated
Twin Branch | 989_G_H3W | 989 | G | H3W |  | Hydro |  | PJM_West | Indiana | 18 | St Joseph | 141 | 18141 | 0.5 | 0 | 1989 | 9999 |  |  | N | Hydro | [13 empty] | 0 | 0 | 0 | 0 | [11 empty] | Indiana Michigan Power Co | 100 | American Electric Power Co Inc | 100 | Regulated
Twin Branch | 989_G_H4W | 989 | G | H4W |  | Hydro |  | PJM_West | Indiana | 18 | St Joseph | 141 | 18141 | 0.5 | 0 | 1989 | 9999 |  |  | N | Hydro | [13 empty] | 0 | 0 | 0 | 0 | [11 empty] | Indiana Michigan Power Co | 100 | American Electric Power Co Inc | 100 | Regulated
Twin Branch | 989_G_H5W | 989 | G | H5W |  | Hydro |  | PJM_West | Indiana | 18 | St Joseph | 141 | 18141 | 0.5 | 0 | 1989 | 9999 |  |  | N | Hydro | [13 empty] | 0 | 0 | 0 | 0 | [11 empty] | Indiana Michigan Power Co | 100 | American Electric Power Co Inc | 100 | Regulated
Twin Branch | 989_G_H6E | 989 | G | H6E |  | Hydro |  | PJM_West | Indiana | 18 | St Joseph | 141 | 18141 | 0.5 | 0 | 1989 | 9999 |  |  | N | Hydro | [13 empty] | 0 | 0 | 0 | 0 | [11 empty] | Indiana Michigan Power Co | 100 | American Electric Power Co Inc | 100 | Regulated
Twin Branch | 989_G_H6W | 989 | G | H6W |  | Hydro |  | PJM_West | Indiana | 18 | St Joseph | 141 | 18141 | 0.5 | 0 | 1989 | 9999 |  |  | N | Hydro | [13 empty] | 0 | 0 | 0 | 0 | [11 empty] | Indiana Michigan Power Co | 100 | American Electric Power Co Inc | 100 | Regulated
Frederickson | 99_G_1 | 99 | G | 1 |  | Combustion Turbine |  | WECC_PNW | Washington | 53 | Pierce | 53 | 53053 | 67 | 25000 | 1981 | 9999 |  |  | N | Natural Gas, Distillate Fuel Oil | [12 empty] | 2.63 | 0.19683 | 0.19683 | 0.19683 | 0.19683 | [11 empty] | Puget Sound Energy Inc | 100 | Puget Energy Inc | 100 | Regulated
Frederickson | 99_G_2 | 99 | G | 2 |  | Combustion Turbine |  | WECC_PNW | Washington | 53 | Pierce | 53 | 53053 | 67 | 25000 | 1981 | 9999 |  |  | N | Natural Gas, Distillate Fuel Oil | [12 empty] | 2.63 | 0.1126 | 0.1126 | 0.1126 | 0.1126 | [11 empty] | Puget Sound Energy Inc | 100 | Puget Energy Inc | 100 | Regulated
Harding Street | 990_G_BAT1 | 990 | G | BAT1 |  | Energy Storage |  | MIS_INKY | Indiana | 18 | Marion | 97 | 18097 | 20 | 0 | 2016 | 9999 |  |  | N | Energy Storage | [13 empty] | 0 | 0 | 0 | 0 | [11 empty] | Indianapolis Power & Light | 100 | AES Corp (The) | 100 | Regulated
Harding Street | 990_G_GT1 | 990 | G | GT1 |  | Combustion Turbine |  | MIS_INKY | Indiana | 18 | Marion | 97 | 18097 | 19.1 | 11798 | 1973 | 9999 |  |  | N | Distillate Fuel Oil | [12 empty] | 0.35 | 1.01 | 1.01 | 1.01 | 1.01 | [11 empty] | Indianapolis Power & Light | 100 | AES Corp (The) | 100 | Regulated
Harding Street | 990_G_GT2 | 990 | G | GT2 |  | Combustion Turbine |  | MIS_INKY | Indiana | 18 | Marion | 97 | 18097 | 17.9 | 11798 | 1973 | 9999 |  |  | N | Distillate Fuel Oil | [12 empty] | 0.35 | 1.01 | 1.01 | 1.01 | 1.01 | [11 empty] | Indianapolis Power & Light | 100 | AES Corp (The) | 100 | Regulated
Harding Street | 990_G_GT4 | 990 | G | GT4 | 682 | Combustion Turbine |  | MIS_INKY | Indiana | 18 | Marion | 97 | 18097 | 67 | 11798 | 1994 | 2030 |  |  | N | Natural Gas, Distillate Fuel Oil |  |  |  | H2O | [8 empty] | 1.6 | 0.15058 | 0.15058 | 0.15058 | 0.15058 | [11 empty] | Indianapolis Power & Light | 100 | AES Corp (The) | 100 | Regulated
Harding Street | 990_G_GT5 | 990 | G | GT5 | 683 | Combustion Turbine |  | MIS_INKY | Indiana | 18 | Marion | 97 | 18097 | 67 | 11798 | 1995 | 2030 |  |  | N | Natural Gas, Distillate Fuel Oil |  |  |  | H2O | [8 empty] | 1.6 | 0.14978 | 0.14978 | 0.14978 | 0.14978 | [11 empty] | Indianapolis Power & Light | 100 | AES Corp (The) | 100 | Regulated
Harding Street | 990_G_GT6 | 990 | G | GT6 | 684 | Combustion Turbine |  | MIS_INKY | Indiana | 18 | Marion | 97 | 18097 | 154 | 11798 | 2002 | 2030 |  |  | N | Natural Gas |  |  |  | DLNB | [8 empty] | 1.6 | 0.03799 | 0.03799 | 0.03799 | 0.03799 | [11 empty] | Indianapolis Power & Light | 100 | AES Corp (The) | 100 | Regulated
Harding Street | 990_G_IC1 | 990 | G | IC1 |  | Combustion Turbine | IC Engine | MIS_INKY | Indiana | 18 | Marion | 97 | 18097 | 3 | 14342 | 1967 | 9999 |  |  | N | Distillate Fuel Oil | [12 empty] | 1.6 | 1.6498 | 1.6498 | 1.6498 | 1.6498 | [11 empty] | Indianapolis Power & Light | 100 | AES Corp (The) | 100 | Regulated
Eagle Valley (IN) | 991_G_GT1 | 991 | G | GT1 | 91143 | Combined Cycle |  | MIS_INKY | Indiana | 18 | Morgan | 109 | 18109 | 207 | 7050 | 2018 | 9999 |  |  | N | Natural Gas |  |  |  | DLNB | SCR | [8 empty] | 0.00669 | 0.00669 | 0.00669 | 0.00669 | [11 empty] | Indianapolis Power & Light | 100 | AES Corp (The) | 100 | Regulated
Eagle Valley (IN) | 991_G_GT2 | 991 | G | GT2 | 91144 | Combined Cycle |  | MIS_INKY | Indiana | 18 | Morgan | 109 | 18109 | 207 | 7050 | 2018 | 9999 |  |  | N | Natural Gas |  |  |  | DLNB | SCR | [8 empty] | 0.00669 | 0.00669 | 0.00669 | 0.00669 | [11 empty] | Indianapolis Power & Light | 100 | AES Corp (The) | 100 | Regulated
Eagle Valley (IN) | 991_G_STG1 | 991 | G | STG1 | 91143 | Combined Cycle |  | MIS_INKY | Indiana | 18 | Morgan | 109 | 18109 | 230 | 7050 | 2018 | 9999 |  |  | N | Natural Gas |  |  |  | LNB | SCR | [8 empty] | 0.00669 | 0.00669 | 0.00669 | 0.00669 | [11 empty] | Indianapolis Power & Light | 100 | AES Corp (The) | 100 | Regulated
AES Petersburg | 994_G_IC1 | 994 | G | IC1 |  | Combustion Turbine | IC Engine | MIS_INKY | Indiana | 18 | Pike | 125 | 18125 | 3 | 11065 | 1967 | 9999 |  |  | N | Distillate Fuel Oil | [12 empty] | 1.6 | 1.6498 | 1.6498 | 1.6498 | 1.6498 | [11 empty] | Indianapolis Power & Light | 100 | AES Corp (The) | 100 | Regulated
AES Petersburg | 994_G_IC2 | 994 | G | IC2 |  | Combustion Turbine | IC Engine | MIS_INKY | Indiana | 18 | Pike | 125 | 18125 | 3 | 11043 | 1967 | 9999 |  |  | N | Distillate Fuel Oil | [12 empty] | 1.6 | 1.6498 | 1.6498 | 1.6498 | 1.6498 | [11 empty] | Indianapolis Power & Light | 100 | AES Corp (The) | 100 | Regulated
AES Petersburg | 994_G_IC3 | 994 | G | IC3 |  | Combustion Turbine | IC Engine | MIS_INKY | Indiana | 18 | Pike | 125 | 18125 | 3 | 11043 | 1967 | 9999 |  |  | N | Distillate Fuel Oil | [12 empty] | 1.6 | 1.6498 | 1.6498 | 1.6498 | 1.6498 | [11 empty] | Indianapolis Power & Light | 100 | AES Corp (The) | 100 | Regulated
Norway (IN) | 998_G_1 | 998 | G | 1 |  | Hydro |  | MIS_INKY | Indiana | 18 | White | 181 | 18181 | 1.1 | 0 | 1923 | 9999 |  |  | N | Hydro | [13 empty] | 0 | 0 | 0 | 0 | [11 empty] | Northern Indiana Public Service Co LLC | 100 | NiSource Inc | 100 | Regulated
Norway (IN) | 998_G_2 | 998 | G | 2 |  | Hydro |  | MIS_INKY | Indiana | 18 | White | 181 | 18181 | 1.1 | 0 | 1923 | 9999 |  |  | N | Hydro | [13 empty] | 0 | 0 | 0 | 0 | [11 empty] | Northern Indiana Public Service Co LLC | 100 | NiSource Inc | 100 | Regulated
Norway (IN) | 998_G_3 | 998 | G | 3 |  | Hydro |  | MIS_INKY | Indiana | 18 | White | 181 | 18181 | 1.1 | 0 | 1923 | 9999 |  |  | N | Hydro | [13 empty] | 0 | 0 | 0 | 0 | [11 empty] | Northern Indiana Public Service Co LLC | 100 | NiSource Inc | 100 | Regulated
Norway (IN) | 998_G_4 | 998 | G | 4 |  | Hydro |  | MIS_INKY | Indiana | 18 | White | 181 | 18181 | 0.7 | 0 | 1923 | 9999 |  |  | N | Hydro | [13 empty] | 0 | 0 | 0 | 0 | [11 empty] | Northern Indiana Public Service Co LLC | 100 | NiSource Inc | 100 | Regulated
Oakdale | 999_G_1 | 999 | G | 1 |  | Hydro |  | MIS_INKY | Indiana | 18 | Carroll | 15 | 18015 | 2.9 | 0 | 1925 | 9999 |  |  | N | Hydro | [13 empty] | 0 | 0 | 0 | 0 | [11 empty] | Northern Indiana Public Service Co LLC | 100 | NiSource Inc | 100 | Regulated
Oakdale | 999_G_2 | 999 | G | 2 |  | Hydro |  | MIS_INKY | Indiana | 18 | Carroll | 15 | 18015 | 2.2 | 0 | 1925 | 9999 |  |  | N | Hydro | [13 empty] | 0 | 0 | 0 | 0 | [11 empty] | Northern Indiana Public Service Co LLC | 100 | NiSource Inc | 100 | Regulated
Oakdale | 999_G_3 | 999 | G | 3 |  | Hydro |  | MIS_INKY | Indiana | 18 | Carroll | 15 | 18015 | 0.9 | 0 | 1925 | 9999 |  |  | N | Hydro | [13 empty] | 0 | 0 | 0 | 0 | [11 empty] | Northern Indiana Public Service Co LLC | 100 | NiSource Inc | 100 | Regulated
Empire Energy Center | 6223_G_1 | 6223 | G | 1 | 89857 | Combustion Turbine |  | SPP_N | Missouri | 29 | Jasper | 97 | 29097 | 82 | 12621 | 1978 | 2036 |  |  | N | Natural Gas, Distillate Fuel Oil |  |  |  | H2O | [8 empty] | 2.3 | 0.48513 | 0.48513 | 0.48513 | 0.48513 | [11 empty] | Empire District Electric Co (The) | 100 | Algonquin Power & Utilities Corp | 100 | Regulated
Empire Energy Center | 6223_G_2 | 6223 | G | 2 | 89858 | Combustion Turbine |  | SPP_N | Missouri | 29 | Jasper | 97 | 29097 | 82 | 12621 | 1981 | 2036 |  |  | N | Natural Gas, Distillate Fuel Oil |  |  |  | H2O | [8 empty] | 2.3 | 0.39607 | 0.39607 | 0.39607 | 0.39607 | [11 empty] | Empire District Electric Co (The) | 100 | Algonquin Power & Utilities Corp | 100 | Regulated
Dave Johnston | 4158_B_BW41 | 4158 | B | BW41 | 2633 | Coal Steam |  | WECC_WY | Wyoming | 56 | Converse | 9 | 56009 | 93 | 11001 | 1959 | 2029 | wall | dry | N | Subbituminous |  |  |  | LNB |  |  |  | ESPC | No | ACI | 2015 | 0.9 | 1.2 | 0.37118 | 0.37118 | 0.1987 | 0.1987 | 0.1 | 0.1 | 0.1 | 0 | [7 empty] | PacifiCorp | 100 | Berkshire Hathaway Inc | 100 | Regulated
Dave Johnston | 4158_B_BW42 | 4158 | B | BW42 | 2634 | Coal Steam |  | WECC_WY | Wyoming | 56 | Converse | 9 | 56009 | 105 | 10996 | 1961 | 2029 | wall | dry | N | Subbituminous |  |  |  | LNB |  |  |  | ESPC | No | ACI | 2015 | 0.9 | 1.2 | 0.39384 | 0.39384 | 0.1987 | 0.1987 | 0.1 | 0.1 | 0.1 | 0 | [7 empty] | PacifiCorp | 100 | Berkshire Hathaway Inc | 100 | Regulated
Dave Johnston | 4158_B_BW44 | 4158 | B | BW44 | 2636 | Coal Steam |  | WECC_WY | Wyoming | 56 | Converse | 9 | 56009 | 330 | 11341 | 1959 | 2039 | tangential | dry | N | Subbituminous | Dry Scrubber | 2012 | 0.907 | LNC2 |  |  |  | B | NA | ACI | 2015 | 0.9 | 0.15 | 0.13319 | 0.13319 | 0.13319 | 0.13319 | 0.1 | 0.1 | 0.1 | 0.957 | [6 empty] | Yes | PacifiCorp | 100 | Berkshire Hathaway Inc | 100 | Regulated
Arco Wind and Solar Project | 66651_G_37565 | 66651 | G | 37565 |  | Onshore Wind |  | WECC_ID | Idaho | 16 | Bonneville | 19 | 16019 | 360 | 0 | 2026 | 9999 |  |  | N | Wind | [13 empty] | 0 | 0 | 0 | 0 | [11 empty] | Arco Wind, LLC | 100 | Arco Wind, LLC | 100 | Non-regulated
Oxon Run CREF | 66698_G_OCREF | 66698 | G | OCREF |  | Solar PV |  | PJM_SMAC | District of Columbia | 11 | District of Columbia | 1 | 11001 | 2 | 0 | 2021 | 9999 |  |  | N | Solar | [13 empty] | 0 | 0 | 0 | 0 | [11 empty] | Oxon Run Community Renewable Energy Facility | 100 | Oxon Run Community Renewable Energy Facility | 100 | Regulated
Gray Solar | 66873_G_GRAY | 66873 | G | GRAY |  | Solar PV |  | NENGREST | Vermont | 50 | Rutland | 21 | 50021 | 2.2 | 0 | 2023 | 9999 |  |  | N | Solar | [13 empty] | 0 | 0 | 0 | 0 | [11 empty] | Ecos Energy LLC | 100 | Ecos Energy LLC | 100 | Non-regulated

## NEEDS_retireby2028
Plant Name | UniqueID_Final | ORIS Plant Code | Boiler/Generator/Committed Unit | Unit ID | CAMD Database UnitID | PlantType | Combustion Turbine/IC Engine | Region Name | State Name | State Code | County | County Code | FIPS5 | Capacity (MW) | Heat Rate (Btu/kWh) | On Line Year | Retirement Year | Firing | Bottom | Cogen? | Modeled Fuels | Wet/DryScrubber | Scrubber_Online_Year | Scrubber Efficiency | NOx Comb Control | NOx Post-Comb Control | SCR_Online_Year | SNCR_Online_Year | PM Control | FlueGasConditioning_Flag | Mercury_Controls | ACI_Online_Year | Mercury_Controls Efficiency | SO2 Permit Rate (lbs/mmBtu) | Mode 1 NOx Rate (lbs/mmBtu) | Mode 2 NOx Rate (lbs/mmBtu) | Mode 3 NOx Rate (lbs/mmBtu) | Mode 4 NOx Rate (lbs/mmBtu) | Hg EMF for BIT | Hg EMF for SUB | Hg EMF for LIG | HCL Removal | DSI Unit | DSI Online Year | CCS | CCS Removal | C2G | C2G Online Year | BART Affected Unit
Mesa Wind Power LLC | 50535_G_WGNS | 50535 | G | WGNS |  | Onshore Wind |  | WECC_SCE | California | 6 | Riverside | 65 | 06065 | 0 | 0 | 1984 | 2023 |  |  | N | Wind | [13 empty] | 0 | 0 | 0 | 0
Mountain View I&2 | 55719_G_MVWR | 55719 | G | MVWR |  | Onshore Wind |  | WECC_SCE | California | 6 | Riverside | 65 | 06065 | 0 | 0 | 2022 | 2023 |  |  | N | Wind | [11 empty] | 0 |  | 0 | 0 | 0 | 0
Champepaden Wind Power | 55980_G_1 | 55980 | G | 1 |  | Onshore Wind |  | MIS_MNWI | Minnesota | 27 | Murray | 101 | 27101 | 0 | 0 | 2001 | 2023 |  |  | N | Wind | [13 empty] | 0 | 0 | 0 | 0
Moulton Wind Power | 55981_G_1 | 55981 | G | 1 |  | Onshore Wind |  | MIS_MNWI | Minnesota | 27 | Murray | 101 | 27101 | 0 | 0 | 2001 | 2023 |  |  | N | Wind | [13 empty] | 0 | 0 | 0 | 0
Minot Wind Project | 55995_G_MWP | 55995 | G | MWP |  | Onshore Wind |  | SPP_WAUE | North Dakota | 38 | Ward | 101 | 38101 | 0 | 0 | 2003 | 2023 |  |  | N | Wind | [13 empty] | 0 | 0 | 0 | 0
Snyder Wind Farm | 56602_G_SNY1 | 56602 | G | SNY1 |  | Onshore Wind |  | ERC_WEST | Texas | 48 | Scurry | 415 | 48415 | 0 | 0 | 2007 | 2023 |  |  | N | Wind | [13 empty] | 0 | 0 | 0 | 0
Texico Wind Ranch LP | 57258_G_1 | 57258 | G | 1 |  | Onshore Wind |  | SPP_SPS | New Mexico | 35 | Curry | 9 | 35009 | 0 | 0 | 2003 | 2023 |  |  | N | Wind | [13 empty] | 0 | 0 | 0 | 0
Texico Wind Ranch LP | 57258_G_2 | 57258 | G | 2 |  | Onshore Wind |  | SPP_SPS | New Mexico | 35 | Curry | 9 | 35009 | 0 | 0 | 1999 | 2023 |  |  | N | Wind | [13 empty] | 0 | 0 | 0 | 0
Texico Wind Ranch LP | 57258_G_3 | 57258 | G | 3 |  | Onshore Wind |  | SPP_SPS | New Mexico | 35 | Curry | 9 | 35009 | 0 | 0 | 2003 | 2023 |  |  | N | Wind | [13 empty] | 0 | 0 | 0 | 0
1420 Coil Av #C | 57310_G_1 | 57310 | G | 1 |  | Solar PV |  | WEC_LADW | California | 6 | Los Angeles | 37 | 06037 | 0 | 0 | 2011 | 2023 |  |  | N | Solar | [13 empty] | 0 | 0 | 0 | 0
KODE Novus I | 57516_G_NOVUS | 57516 | G | NOVUS |  | Onshore Wind |  | SPP_SPS | Oklahoma | 40 | Texas | 139 | 40139 | 0 | 0 | 2012 | 2023 |  |  | N | Wind | [13 empty] | 0 | 0 | 0 | 0
KODE Novus II | 57889_G_NOVII | 57889 | G | NOVII |  | Onshore Wind |  | SPP_SPS | Oklahoma | 40 | Texas | 139 | 40139 | 0 | 0 | 2012 | 2023 |  |  | N | Wind | [13 empty] | 0 | 0 | 0 | 0
OCI Alamo Solar I Hybrid | 58537_G_ASTRO | 58537 | G | ASTRO |  | Energy Storage |  | ERC_REST | Texas | 48 | Bexar | 29 | 48029 | 0 | 0 | 2016 | 2023 |  |  | N | Energy Storage | [13 empty] | 0 | 0 | 0 | 0
Clean Path Energy Center | 60289_G_PVGEN | 60289 | G | PVGEN |  | Solar PV |  | WECC_NM | New Mexico | 35 | San Juan | 45 | 35045 | 0 | 0 | 2028 | 2028 |  |  | N | Solar | [13 empty] | 0 | 0 | 0 | 0
ETT Presidio NaS Battery | 60506_G_BOB | 60506 | G | BOB |  | Energy Storage |  | ERC_WEST | Texas | 48 | Presidio | 377 | 48377 | 0 | 0 | 2010 | 2023 |  |  | N | Energy Storage | [13 empty] | 0 | 0 | 0 | 0
Cedartown Battery Energy Storage Project | 60561_G_1 | 60561 | G | 1 |  | Energy Storage |  | S_SOU | Georgia | 13 | Polk | 233 | 13233 | 0 | 0 | 2015 | 2023 |  |  | N | Energy Storage | [13 empty] | 0 | 0 | 0 | 0
Pala Energy Storage Yard | 60566_G_SES1 | 60566 | G | SES1 |  | Energy Storage |  | WEC_SDGE | California | 6 | San Diego | 73 | 06073 | 0 | 0 | 2012 | 2023 |  |  | N | Energy Storage | [13 empty] | 0 | 0 | 0 | 0
Milligan III Wind Farm | 61159_G_M3001 | 61159 | G | M3001 |  | Onshore Wind |  | SPP_NEBR | Nebraska | 31 | Saline | 151 | 31151 | 0 | 0 | 2024 | 2024 |  |  | N | Wind | [13 empty] | 0 | 0 | 0 | 0
MILL SOLAR 1 | 61160_G_MILL1 | 61160 | G | MILL1 |  | Solar PV |  | S_VACA | North Carolina | 37 | Iredell | 97 | 37097 | 0 | 0 | 2015 | 2023 |  |  | N | Solar | [13 empty] | 0 | 0 | 0 | 0
Battle Solar | 62182_G_24 | 62182 | G | 24 |  | Solar PV |  | S_VACA | South Carolina | 45 | Horry | 51 | 45051 | 0 | 0 | 2026 | 2026 |  |  | N | Solar | [13 empty] | 0 | 0 | 0 | 0
Fishwater Solar | 62213_G_37 | 62213 | G | 37 |  | Solar PV |  | S_VACA | South Carolina | 45 | Darlington | 31 | 45031 | 0 | 0 | 2026 | 2026 |  |  | N | Solar | [13 empty] | 0 | 0 | 0 | 0
Gedosch Solar II | 62218_G_42 | 62218 | G | 42 |  | Solar PV |  | S_VACA | South Carolina | 45 | Greenville | 45 | 45045 | 0 | 0 | 2026 | 2026 |  |  | N | Solar | [13 empty] | 0 | 0 | 0 | 0
Jackson Solar | 62232_G_46 | 62232 | G | 46 |  | Solar PV |  | S_VACA | South Carolina | 45 | Aiken | 3 | 45003 | 0 | 0 | 2026 | 2026 |  |  | N | Solar | [13 empty] | 0 | 0 | 0 | 0
Power Solar | 62284_G_62 | 62284 | G | 62 |  | Solar PV |  | S_VACA | South Carolina | 45 | Barnwell | 11 | 45011 | 0 | 0 | 2026 | 2026 |  |  | N | Solar | [13 empty] | 0 | 0 | 0 | 0
Scarlet Solar | 62307_G_71 | 62307 | G | 71 |  | Solar PV |  | S_VACA | South Carolina | 45 | Darlington | 31 | 45031 | 0 | 0 | 2023 | 2023 |  |  | N | Solar | [13 empty] | 0 | 0 | 0 | 0
Ten Governors Solar | 62316_G_80 | 62316 | G | 80 |  | Solar PV |  | S_VACA | South Carolina | 45 | Newberry | 71 | 45071 | 0 | 0 | 2026 | 2026 |  |  | N | Solar | [13 empty] | 0 | 0 | 0 | 0
Wayfair Solar | 62345_G_89 | 62345 | G | 89 |  | Solar PV |  | S_VACA | South Carolina | 45 | Horry | 51 | 45051 | 0 | 0 | 2026 | 2026 |  |  | N | Solar | [13 empty] | 0 | 0 | 0 | 0
Topaz Solar (SC) | 62349_G_82 | 62349 | G | 82 |  | Solar PV |  | S_VACA | South Carolina | 45 | Dillon | 33 | 45033 | 0 | 0 | 2026 | 2026 |  |  | N | Solar | [13 empty] | 0 | 0 | 0 | 0
WSW Solar | 62350_G_86 | 62350 | G | 86 |  | Solar PV |  | S_VACA | South Carolina | 45 | Calhoun | 17 | 45017 | 0 | 0 | 2026 | 2026 |  |  | N | Solar | [13 empty] | 0 | 0 | 0 | 0
Wysong Solar | 62351_G_92 | 62351 | G | 92 |  | Solar PV |  | S_VACA | South Carolina | 45 | Dillon | 33 | 45033 | 0 | 0 | 2026 | 2026 |  |  | N | Solar | [13 empty] | 0 | 0 | 0 | 0
Pembina Land Port of Entry Wind Turbine | 62782_G_PEMWT | 62782 | G | PEMWT |  | Onshore Wind |  | MIS_MAPP | North Dakota | 38 | Pembina | 67 | 38067 | 0 | 0 | 2012 | 2023 |  |  | N | Wind | [13 empty] | 0 | 0 | 0 | 0
Camino Solar Hybrid | 63508_G_CSBA1 | 63508 | G | CSBA1 |  | Energy Storage |  | WECC_SCE | California | 6 | Kern | 29 | 06029 | 0 | 0 | 2024 | 2024 |  |  | N | Energy Storage | [13 empty] | 0 | 0 | 0 | 0
Camino Solar Hybrid | 63508_G_CSPV1 | 63508 | G | CSPV1 |  | Solar PV |  | WECC_SCE | California | 6 | Kern | 29 | 06029 | 0 | 0 | 2024 | 2024 |  |  | N | Solar | [13 empty] | 0 | 0 | 0 | 0
Crossroads Solar (PA) | 63785_G_CROSS | 63785 | G | CROSS |  | Solar PV |  | PJM_AP | Pennsylvania | 42 | Franklin | 55 | 42055 | 0 | 0 | 2024 | 2024 |  |  | N | Solar | [13 empty] | 0 | 0 | 0 | 0
IL - SMHEC - Moraine Valley | 64181_G_18017 | 64181 | G | 18017 |  | Solar PV |  | PJM_COMD | Illinois | 17 | Cook | 31 | 17031 | 0 | 0 | 2023 | 2023 |  |  | N | Solar | [13 empty] | 0 | 0 | 0 | 0
American Beech Solar LLC | 64430_G_KOV4A | 64430 | G | KOV4A |  | Solar PV |  | PJM_Dom | North Carolina | 37 | Halifax | 83 | 37083 | 0 | 0 | 2024 | 2024 |  |  | N | Solar | [13 empty] | 0 | 0 | 0 | 0
Wythe County Solar | 64448_G_GEN1 | 64448 | G | GEN1 |  | Solar PV |  | PJM_West | Virginia | 51 | Wythe | 197 | 51197 | 0 | 0 | 2024 | 2024 |  |  | N | Solar | [13 empty] | 0 | 0 | 0 | 0
Tyre Bridge Solar LLC | 64537_G_KOV4A | 64537 | G | KOV4A |  | Solar PV |  | S_SOU | Georgia | 13 | Pierce | 229 | 13229 | 0 | 0 | 2023 | 2023 |  |  | N | Solar | [13 empty] | 0 | 0 | 0 | 0
Brushy Creek Solar LLC | 64539_G_KOV4A | 64539 | G | KOV4A |  | Solar PV |  | ERC_WEST | Texas | 48 | Tom Green | 451 | 48451 | 0 | 0 | 2024 | 2024 |  |  | N | Solar | [13 empty] | 0 | 0 | 0 | 0
Knickerbocker Solar LLC | 64540_G_KOV4A | 64540 | G | KOV4A |  | Solar PV |  | ERC_WEST | Texas | 48 | Tom Green | 451 | 48451 | 0 | 0 | 2024 | 2024 |  |  | N | Solar | [13 empty] | 0 | 0 | 0 | 0
Bolthouse Solar LLC | 64668_G_KOV4A | 64668 | G | KOV4A |  | Solar PV |  | WECC_SCE | California | 6 | Kern | 29 | 06029 | 0 | 0 | 2024 | 2024 |  |  | N | Solar | [13 empty] | 0 | 0 | 0 | 0
Big Creek Solar LLC | 64670_G_KOV4A | 64670 | G | KOV4A |  | Solar PV |  | MIS_AR | Arkansas | 5 | Lee | 77 | 05077 | 0 | 0 | 2024 | 2024 |  |  | N | Solar | [13 empty] | 0 | 0 | 0 | 0
Black Rock Solar LLC | 64671_G_KOV4A | 64671 | G | KOV4A |  | Solar PV |  | WECC_PNW | Washington | 53 | Yakima | 77 | 53077 | 0 | 0 | 2024 | 2024 |  |  | N | Solar | [13 empty] | 0 | 0 | 0 | 0
Saco River Solar, LLC | 64833_G_SACO | 64833 | G | SACO |  | Solar PV |  | NENGREST | New Hampshire | 33 | Carroll | 3 | 33003 | 0 | 0 | 2024 | 2024 |  |  | N | Solar | [13 empty] | 0 | 0 | 0 | 0
Middletown Solar Two | 65063_G_VCP10 | 65063 | G | VCP10 |  | Solar PV |  | NENG_CT | Connecticut | 9 | Middlesex | 7 | 09007 | 0 | 0 | 2023 | 2023 |  |  | N | Solar | [13 empty] | 0 | 0 | 0 | 0
Cottontail Solar 3 | 65078_G_PACT3 | 65078 | G | PACT3 |  | Solar PV |  | PJM_WMAC | Pennsylvania | 42 | Montour | 93 | 42093 | 0 | 0 | 2024 | 2024 |  |  | N | Solar | [13 empty] | 0 | 0 | 0 | 0
Ironwood State Prison | 65179_G_IRNWD | 65179 | G | IRNWD |  | Solar PV |  | WECC_SCE | California | 6 | Riverside | 65 | 06065 | 0 | 0 | 2023 | 2023 |  |  | N | Solar | [13 empty] | 0 | 0 | 0 | 0
Chuckawalla State Prison | 65180_G_CHKWL | 65180 | G | CHKWL |  | Solar PV |  | WECC_SCE | California | 6 | Riverside | 65 | 06065 | 0 | 0 | 2023 | 2023 |  |  | N | Solar | [13 empty] | 0 | 0 | 0 | 0
Klees Mill CSG | 65356_G_KLEES | 65356 | G | KLEES |  | Solar PV |  | PJM_SMAC | Maryland | 24 | Carroll | 13 | 24013 | 0 | 0 | 2023 | 2023 |  |  | N | Solar | [11 empty] | 0 |  | 0 | 0 | 0 | 0
Hot Pot Solar | 65419_G_HPB | 65419 | G | HPB |  | Energy Storage |  | WECC_NNV | Nevada | 32 | Humboldt | 13 | 32013 | 0 | 0 | 2024 | 2024 |  |  | N | Energy Storage | [11 empty] | 0 |  | 0 | 0 | 0 | 0
Hot Pot Solar | 65419_G_HPS | 65419 | G | HPS |  | Solar PV |  | WECC_NNV | Nevada | 32 | Humboldt | 13 | 32013 | 0 | 0 | 2024 | 2024 |  |  | N | Solar | [11 empty] | 0 |  | 0 | 0 | 0 | 0
Sandrini Solar 100 | 65664_G_GENBA | 65664 | G | GENBA |  | Energy Storage |  | WECC_SCE | California | 6 | Kern | 29 | 06029 | 0 | 0 | 2023 | 2023 |  |  | N | Energy Storage | [11 empty] | 0 |  | 0 | 0 | 0 | 0
Tehuacana Creek 2 Solar and BESS | 65856_G_TE2BS | 65856 | G | TE2BS |  | Energy Storage |  | ERC_REST | Texas | 48 | Navarro | 349 | 48349 | 0 | 0 | 2024 | 2024 |  |  | N | Energy Storage | [11 empty] | 0 |  | 0 | 0 | 0 | 0
Tehuacana Creek 2 Solar and BESS | 65856_G_TE2PV | 65856 | G | TE2PV |  | Solar PV |  | ERC_REST | Texas | 48 | Navarro | 349 | 48349 | 0 | 0 | 2024 | 2024 |  |  | N | Solar | [11 empty] | 0 |  | 0 | 0 | 0 | 0
Nacero Penwell Solar Energy Center | 65928_G_NPEC1 | 65928 | G | NPEC1 |  | Solar PV |  | WECC_NM | Texas | 48 | El Paso | 141 | 48141 | 0 | 0 | 2025 | 2025 |  |  | N | Solar | [11 empty] | 0 |  | 0 | 0 | 0 | 0
Birch Solar | 66054_G_OHBI1 | 66054 | G | OHBI1 |  | Solar PV |  | PJM_West | Ohio | 39 | Allen | 3 | 39003 | 0 | 0 | 2024 | 2024 |  |  | N | Solar | [11 empty] | 0 |  | 0 | 0 | 0 | 0
Peony Solar 1 | 66131_G_INPE1 | 66131 | G | INPE1 |  | Solar PV |  | MIS_INKY | Indiana | 18 | Greene | 55 | 18055 | 0 | 0 | 2024 | 2024 |  |  | N | Solar | [11 empty] | 0 |  | 0 | 0 | 0 | 0
Peony Solar 1 | 66131_G_INPE2 | 66131 | G | INPE2 |  | Energy Storage |  | MIS_INKY | Indiana | 18 | Greene | 55 | 18055 | 0 | 0 | 2024 | 2024 |  |  | N | Energy Storage | [11 empty] | 0 |  | 0 | 0 | 0 | 0
Solano Wind | 7526_G_1 | 7526 | G | 1 |  | Onshore Wind |  | WEC_CALN | California | 6 | Solano | 95 | 06095 | 0 | 0 | 1994 | 2023 |  |  | N | Wind | [13 empty] | 0 | 0 | 0 | 0
Homer City Generating Station | 3122_B_1 | 3122 | B | 1 | 2072 | Coal Steam |  | PJM_PENE | Pennsylvania | 42 | Indiana | 63 | 42063 | 626 | 10439 | 1969 | 2023 | wall | dry | N | Bituminous | Dry Scrubber | 2016 | 0.94 | LNBO | SCR | 2001 |  | ESPC + B | Yes | ACI | 2016 |  | 3.7 | 0.11779 | 0.11779 | 0.11779 | 0.11779 | 0.1 | 0.1 | 0.1 | 0.99
Homer City Generating Station | 3122_B_2 | 3122 | B | 2 | 2073 | Coal Steam |  | PJM_PENE | Pennsylvania | 42 | Indiana | 63 | 42063 | 613 | 10362 | 1969 | 2023 | wall | dry | N | Bituminous | Dry Scrubber | 2016 | 0.94 | LNBO | SCR | 2000 |  | ESPC + B | Yes | ACI | 2016 |  | 3.7 | 0.19592 | 0.1074 | 0.19592 | 0.1074 | 0.1 | 0.1 | 0.1 | 0.99
Homer City Generating Station | 3122_B_3 | 3122 | B | 3 | 2074 | Coal Steam |  | PJM_PENE | Pennsylvania | 42 | Indiana | 63 | 42063 | 649 | 10385 | 1977 | 2023 | wall | dry | N | Bituminous | Wet Scrubber | 2001 | 0.95 | LNBO | SCR | 2001 |  | ESPC | Yes |  |  |  | 1.2 | 0.36521 | 0.09194 | 0.36521 | 0.09194 | 0.05 | 0.1 | 0.56 | 0.99
Joliet 29 | 384_B_71 | 384 | B | 71 | 250 | O/G Steam |  | PJM_COMD | Illinois | 17 | Will | 197 | 17197 | 259 | 11615 | 1965 | 2023 | tangential | dry | N | Natural Gas |  |  |  | LNC3 | SNCR | [7 empty] | 1.8 | 0.07909 | 0.07909 | 0.07909 | 0.07909
Joliet 29 | 384_B_72 | 384 | B | 72 | 251 | O/G Steam |  | PJM_COMD | Illinois | 17 | Will | 197 | 17197 | 259 | 11615 | 1965 | 2023 | tangential | dry | N | Natural Gas |  |  |  | LNC3 | SNCR | [7 empty] | 1.8 | 0.08024 | 0.08024 | 0.08024 | 0.08024
Joliet 29 | 384_B_81 | 384 | B | 81 | 252 | O/G Steam |  | PJM_COMD | Illinois | 17 | Will | 197 | 17197 | 259 | 11615 | 1965 | 2023 | tangential | dry | N | Natural Gas |  |  |  | LNC3 | SNCR | [7 empty] | 1.8 | 0.09174 | 0.09174 | 0.09174 | 0.09174
Joliet 29 | 384_B_82 | 384 | B | 82 | 253 | O/G Steam |  | PJM_COMD | Illinois | 17 | Will | 197 | 17197 | 259 | 11615 | 1965 | 2023 | tangential | dry | N | Natural Gas |  |  |  | LNC3 | SNCR | [7 empty] | 1.8 | 0.09185 | 0.09185 | 0.09185 | 0.09185
Ponca | 762_B_2 | 762 | B | 2 | 565 | O/G Steam |  | SPP_WEST | Oklahoma | 40 | Kay | 71 | 40071 | 34 | 14500 | 1975 | 2022 | wall | dry | N | Natural Gas |  |  |  | H2O | [8 empty] | 0.8 | 0.1289 | 0.1289 | 0.1289 | 0.1289
Joliet 9 | 874_B_5 | 874 | B | 5 | 590 | O/G Steam |  | PJM_COMD | Illinois | 17 | Will | 197 | 17197 | 314 | 11615 | 1959 | 2023 | cyclone | wet | N | Natural Gas |  |  |  | LNB + OFA | SNCR | [7 empty] | 1.8 | 0.369 | 0.09826 | 0.369 | 0.09826
Wansley | 6052_B_1 | 6052 | B | 1 |  | Coal Steam |  | S_SOU | Georgia | 13 | Heard | 149 | 13149 | 872 | 10009 | 1976 | 2022 | tangential | dry | N | Bituminous | Wet Scrubber | 2008 | 0.98 | LNC3 | SCR | 2008 |  | ESPC + WS | No | ACI | 2014 |  | 5 | 0.365 | 0.07776 | 0.365 | 0.07776 | 0.05 | 0.1 | 0.1 | 0.99
Wansley | 6052_B_2 | 6052 | B | 2 |  | Coal Steam |  | S_SOU | Georgia | 13 | Heard | 149 | 13149 | 872 | 10033 | 1978 | 2022 | tangential | dry | N | Bituminous | Wet Scrubber | 2009 | 0.98 | LNC3 | SCR | 2008 |  | ESPC + WS | No | ACI | 2014 |  | 5 | 0.3847 | 0.09419 | 0.3847 | 0.09419 | 0.05 | 0.1 | 0.1 | 0.99
Lawrence Energy Center | 1250_B_4 | 1250 | B | 4 |  | Coal Steam |  | SPP_N | Kansas | 20 | Douglas | 45 | 20045 | 111 | 11593 | 1960 | 2028 | tangential | dry | N | Subbituminous | Wet Scrubber | 2012 | 0.98 | LNC3 |  |  |  | B + WS | NA | ACI | 2016 |  | 0.15 | 0.13755 | 0.13755 | 0.13755 | 0.13755 | 0.1 | 0.1 | 0.1 | 0.99
William F Wyman Hybrid | 1507_B_1 | 1507 | B | 1 | 1000 | O/G Steam |  | NENG_ME | Maine | 23 | Cumberland | 5 | 23005 | 50 | 14500 | 1957 | 2023 | wall | dry | N | Residual Fuel Oil |  |  |  | LA + LNB | [8 empty] | 2.16 | 0.15 | 0.15 | 0.15 | 0.15
William F Wyman Hybrid | 1507_B_2 | 1507 | B | 2 | 1001 | O/G Steam |  | NENG_ME | Maine | 23 | Cumberland | 5 | 23005 | 48 | 14407 | 1958 | 2023 | wall | dry | N | Residual Fuel Oil |  |  |  | LA + LNB | [8 empty] | 2.16 | 0.2 | 0.2 | 0.2 | 0.2
Vienna Operations | 1564_B_8 | 1564 | B | 8 | 1043 | O/G Steam |  | PJM_EMAC | Maryland | 24 | Dorchester | 19 | 24019 | 153 | 14500 | 1971 | 2023 | tangential | dry | N | Residual Fuel Oil | [12 empty] | 3.5 | 0.25684 | 0.25684 | 0.25684 | 0.25684
Vienna Operations | 1564_G_10 | 1564 | G | 10 |  | Combustion Turbine |  | PJM_EMAC | Maryland | 24 | Dorchester | 19 | 24019 | 14.3 | 17189 | 1968 | 2023 |  |  | N | Distillate Fuel Oil | [12 empty] | 2.106 | 0.23161 | 0.23161 | 0.23161 | 0.23161
Carlls Corner | 2379_G_CA1 | 2379 | G | CA1 | 1429 | Combustion Turbine |  | PJM_EMAC | New Jersey | 34 | Cumberland | 11 | 34011 | 37.6 | 15982 | 1973 | 2023 |  |  | N | Natural Gas, Distillate Fuel Oil |  |  |  | H2O | [8 empty] | 0.21 | 0.71515 | 0.71515 | 0.71515 | 0.71515
Carlls Corner | 2379_G_CA2 | 2379 | G | CA2 | 1430 | Combustion Turbine |  | PJM_EMAC | New Jersey | 34 | Cumberland | 11 | 34011 | 39.2 | 15982 | 1973 | 2023 |  |  | N | Natural Gas, Distillate Fuel Oil |  |  |  | H2O | [8 empty] | 0.21 | 0.72576 | 0.72576 | 0.72576 | 0.72576
LaO Energy Systems | 52006_G_GEN1 | 52006 | G | GEN1 |  | Combined Cycle |  | MIS_LA | Louisiana | 22 | Iberville | 47 | 22047 | 57 | 8727 | 1958 | 2023 |  |  | Y | Natural Gas |  |  |  | STM | [9 empty] | 0.10553 | 0.10553 | 0.10553 | 0.10553
LaO Energy Systems | 52006_G_GEN2 | 52006 | G | GEN2 |  | Combined Cycle |  | MIS_LA | Louisiana | 22 | Iberville | 47 | 22047 | 80 | 8727 | 1962 | 2023 |  |  | Y | Natural Gas |  |  |  | STM | [9 empty] | 0.10553 | 0.10553 | 0.10553 | 0.10553
Buchanan Generation LLC | 55738_G_1 | 55738 | G | 1 | 9248 | Combustion Turbine |  | PJM_West | Virginia | 51 | Buchanan | 27 | 51027 | 40 | 10745 | 2002 | 2023 |  |  | N | Natural Gas |  |  |  | H2O | [8 empty] | 0.006 | 0.07177 | 0.07177 | 0.07177 | 0.07177
Buchanan Generation LLC | 55738_G_2 | 55738 | G | 2 | 9249 | Combustion Turbine |  | PJM_West | Virginia | 51 | Buchanan | 27 | 51027 | 40 | 10745 | 2002 | 2023 |  |  | N | Natural Gas |  |  |  | H2O | [8 empty] | 0.006 | 0.06957 | 0.06957 | 0.06957 | 0.06957
Rockville 1 & 2 | 56692_G_1A | 56692 | G | 1A |  | Combustion Turbine | IC Engine | PJM_Dom | Virginia | 51 | Goochland | 75 | 51075 | 0.3 | 10917 | 1995 | 2023 |  |  | N | Distillate Fuel Oil | [13 empty] | 1.7809 | 1.7809 | 1.7809 | 1.7809
Rockville 1 & 2 | 56692_G_1B | 56692 | G | 1B |  | Combustion Turbine | IC Engine | PJM_Dom | Virginia | 51 | Goochland | 75 | 51075 | 0.3 | 11663 | 1995 | 2023 |  |  | N | Distillate Fuel Oil | [13 empty] | 1.7809 | 1.7809 | 1.7809 | 1.7809
Rockville 1 & 2 | 56692_G_1C | 56692 | G | 1C |  | Combustion Turbine | IC Engine | PJM_Dom | Virginia | 51 | Goochland | 75 | 51075 | 0.3 | 11663 | 1995 | 2023 |  |  | N | Distillate Fuel Oil | [13 empty] | 1.7809 | 1.7809 | 1.7809 | 1.7809
Rockville 1 & 2 | 56692_G_1D | 56692 | G | 1D |  | Combustion Turbine | IC Engine | PJM_Dom | Virginia | 51 | Goochland | 75 | 51075 | 0.3 | 11663 | 1995 | 2023 |  |  | N | Distillate Fuel Oil | [13 empty] | 1.7809 | 1.7809 | 1.7809 | 1.7809
Rockville 1 & 2 | 56692_G_1E | 56692 | G | 1E |  | Combustion Turbine | IC Engine | PJM_Dom | Virginia | 51 | Goochland | 75 | 51075 | 0.3 | 11663 | 1995 | 2023 |  |  | N | Distillate Fuel Oil | [13 empty] | 1.7809 | 1.7809 | 1.7809 | 1.7809
Rockville 1 & 2 | 56692_G_1F | 56692 | G | 1F |  | Combustion Turbine | IC Engine | PJM_Dom | Virginia | 51 | Goochland | 75 | 51075 | 0.3 | 11663 | 1995 | 2023 |  |  | N | Distillate Fuel Oil | [13 empty] | 1.7809 | 1.7809 | 1.7809 | 1.7809
Rockville 1 & 2 | 56692_G_1G | 56692 | G | 1G |  | Combustion Turbine | IC Engine | PJM_Dom | Virginia | 51 | Goochland | 75 | 51075 | 0.3 | 11663 | 1995 | 2023 |  |  | N | Distillate Fuel Oil | [13 empty] | 1.7809 | 1.7809 | 1.7809 | 1.7809
Rockville 1 & 2 | 56692_G_1H | 56692 | G | 1H |  | Combustion Turbine | IC Engine | PJM_Dom | Virginia | 51 | Goochland | 75 | 51075 | 0.3 | 11663 | 1995 | 2023 |  |  | N | Distillate Fuel Oil | [13 empty] | 1.7809 | 1.7809 | 1.7809 | 1.7809
Rockville 1 & 2 | 56692_G_1I | 56692 | G | 1I |  | Combustion Turbine | IC Engine | PJM_Dom | Virginia | 51 | Goochland | 75 | 51075 | 0.3 | 11663 | 1995 | 2023 |  |  | N | Distillate Fuel Oil | [13 empty] | 1.7809 | 1.7809 | 1.7809 | 1.7809
Rockville 1 & 2 | 56692_G_1J | 56692 | G | 1J |  | Combustion Turbine | IC Engine | PJM_Dom | Virginia | 51 | Goochland | 75 | 51075 | 0.3 | 11663 | 1995 | 2023 |  |  | N | Distillate Fuel Oil | [13 empty] | 1.7809 | 1.7809 | 1.7809 | 1.7809
Rockville 1 & 2 | 56692_G_1K | 56692 | G | 1K |  | Combustion Turbine | IC Engine | PJM_Dom | Virginia | 51 | Goochland | 75 | 51075 | 0.3 | 11663 | 1995 | 2023 |  |  | N | Distillate Fuel Oil | [13 empty] | 1.7809 | 1.7809 | 1.7809 | 1.7809
Rockville 1 & 2 | 56692_G_1L | 56692 | G | 1L |  | Combustion Turbine | IC Engine | PJM_Dom | Virginia | 51 | Goochland | 75 | 51075 | 0.3 | 11663 | 1995 | 2023 |  |  | N | Distillate Fuel Oil | [13 empty] | 1.7809 | 1.7809 | 1.7809 | 1.7809
Rockville 1 & 2 | 56692_G_1M | 56692 | G | 1M |  | Combustion Turbine | IC Engine | PJM_Dom | Virginia | 51 | Goochland | 75 | 51075 | 0.3 | 11663 | 1995 | 2023 |  |  | N | Distillate Fuel Oil | [13 empty] | 1.7809 | 1.7809 | 1.7809 | 1.7809
Rockville 1 & 2 | 56692_G_1N | 56692 | G | 1N |  | Combustion Turbine | IC Engine | PJM_Dom | Virginia | 51 | Goochland | 75 | 51075 | 0.3 | 11663 | 1995 | 2023 |  |  | N | Distillate Fuel Oil | [13 empty] | 1.7809 | 1.7809 | 1.7809 | 1.7809
Rockville 1 & 2 | 56692_G_1O | 56692 | G | 1O |  | Combustion Turbine | IC Engine | PJM_Dom | Virginia | 51 | Goochland | 75 | 51075 | 0.3 | 11663 | 1995 | 2023 |  |  | N | Distillate Fuel Oil | [13 empty] | 1.7809 | 1.7809 | 1.7809 | 1.7809
Rockville 1 & 2 | 56692_G_2A | 56692 | G | 2A |  | Combustion Turbine | IC Engine | PJM_Dom | Virginia | 51 | Goochland | 75 | 51075 | 0.3 | 11663 | 2000 | 2023 |  |  | N | Distillate Fuel Oil | [13 empty] | 1.9081 | 1.9081 | 1.9081 | 1.9081
Rockville 1 & 2 | 56692_G_2B | 56692 | G | 2B |  | Combustion Turbine | IC Engine | PJM_Dom | Virginia | 51 | Goochland | 75 | 51075 | 0.3 | 11663 | 2000 | 2023 |  |  | N | Distillate Fuel Oil | [13 empty] | 1.9081 | 1.9081 | 1.9081 | 1.9081
Rockville 1 & 2 | 56692_G_2C | 56692 | G | 2C |  | Combustion Turbine | IC Engine | PJM_Dom | Virginia | 51 | Goochland | 75 | 51075 | 0.3 | 11663 | 2000 | 2023 |  |  | N | Distillate Fuel Oil | [13 empty] | 1.9081 | 1.9081 | 1.9081 | 1.9081
Rockville 1 & 2 | 56692_G_2D | 56692 | G | 2D |  | Combustion Turbine | IC Engine | PJM_Dom | Virginia | 51 | Goochland | 75 | 51075 | 0.3 | 11663 | 2000 | 2023 |  |  | N | Distillate Fuel Oil | [13 empty] | 1.9081 | 1.9081 | 1.9081 | 1.9081
Rockville 1 & 2 | 56692_G_2E | 56692 | G | 2E |  | Combustion Turbine | IC Engine | PJM_Dom | Virginia | 51 | Goochland | 75 | 51075 | 0.3 | 11663 | 2000 | 2023 |  |  | N | Distillate Fuel Oil | [13 empty] | 1.9081 | 1.9081 | 1.9081 | 1.9081
Rockville 1 & 2 | 56692_G_2F | 56692 | G | 2F |  | Combustion Turbine | IC Engine | PJM_Dom | Virginia | 51 | Goochland | 75 | 51075 | 0.3 | 11663 | 2000 | 2023 |  |  | N | Distillate Fuel Oil | [13 empty] | 1.9081 | 1.9081 | 1.9081 | 1.9081
Rockville 1 & 2 | 56692_G_2G | 56692 | G | 2G |  | Combustion Turbine | IC Engine | PJM_Dom | Virginia | 51 | Goochland | 75 | 51075 | 0.3 | 11663 | 2000 | 2023 |  |  | N | Distillate Fuel Oil | [13 empty] | 1.9081 | 1.9081 | 1.9081 | 1.9081
Rockville 1 & 2 | 56692_G_2H | 56692 | G | 2H |  | Combustion Turbine | IC Engine | PJM_Dom | Virginia | 51 | Goochland | 75 | 51075 | 0.3 | 11663 | 2000 | 2023 |  |  | N | Distillate Fuel Oil | [13 empty] | 1.9081 | 1.9081 | 1.9081 | 1.9081
Rockville 1 & 2 | 56692_G_2I | 56692 | G | 2I |  | Combustion Turbine | IC Engine | PJM_Dom | Virginia | 51 | Goochland | 75 | 51075 | 0.3 | 11663 | 2000 | 2023 |  |  | N | Distillate Fuel Oil | [13 empty] | 1.9081 | 1.9081 | 1.9081 | 1.9081
Rockville 1 & 2 | 56692_G_2J | 56692 | G | 2J |  | Combustion Turbine | IC Engine | PJM_Dom | Virginia | 51 | Goochland | 75 | 51075 | 0.3 | 11663 | 2000 | 2023 |  |  | N | Distillate Fuel Oil | [13 empty] | 1.9081 | 1.9081 | 1.9081 | 1.9081
Rockville 1 & 2 | 56692_G_2K | 56692 | G | 2K |  | Combustion Turbine | IC Engine | PJM_Dom | Virginia | 51 | Goochland | 75 | 51075 | 0.3 | 11663 | 2000 | 2023 |  |  | N | Distillate Fuel Oil | [13 empty] | 1.9081 | 1.9081 | 1.9081 | 1.9081
Rockville 1 & 2 | 56692_G_2L | 56692 | G | 2L |  | Combustion Turbine | IC Engine | PJM_Dom | Virginia | 51 | Goochland | 75 | 51075 | 0.3 | 11663 | 2000 | 2023 |  |  | N | Distillate Fuel Oil | [13 empty] | 1.9081 | 1.9081 | 1.9081 | 1.9081
Rockville 1 & 2 | 56692_G_2M | 56692 | G | 2M |  | Combustion Turbine | IC Engine | PJM_Dom | Virginia | 51 | Goochland | 75 | 51075 | 0.3 | 11663 | 2000 | 2023 |  |  | N | Distillate Fuel Oil | [13 empty] | 1.9081 | 1.9081 | 1.9081 | 1.9081
Rockville 1 & 2 | 56692_G_2N | 56692 | G | 2N |  | Combustion Turbine | IC Engine | PJM_Dom | Virginia | 51 | Goochland | 75 | 51075 | 0.3 | 11663 | 2000 | 2023 |  |  | N | Distillate Fuel Oil | [13 empty] | 1.9081 | 1.9081 | 1.9081 | 1.9081
Rockville 1 & 2 | 56692_G_2O | 56692 | G | 2O |  | Combustion Turbine | IC Engine | PJM_Dom | Virginia | 51 | Goochland | 75 | 51075 | 0.3 | 11663 | 2000 | 2023 |  |  | N | Distillate Fuel Oil | [13 empty] | 1.9081 | 1.9081 | 1.9081 | 1.9081
Rockville 1 & 2 | 56692_G_2P | 56692 | G | 2P |  | Combustion Turbine | IC Engine | PJM_Dom | Virginia | 51 | Goochland | 75 | 51075 | 0.3 | 11663 | 2000 | 2023 |  |  | N | Distillate Fuel Oil | [13 empty] | 1.9081 | 1.9081 | 1.9081 | 1.9081
Rockville 1 & 2 | 56692_G_2Q | 56692 | G | 2Q |  | Combustion Turbine | IC Engine | PJM_Dom | Virginia | 51 | Goochland | 75 | 51075 | 0.3 | 11663 | 2000 | 2023 |  |  | N | Distillate Fuel Oil | [13 empty] | 1.9081 | 1.9081 | 1.9081 | 1.9081
Rockville 1 & 2 | 56692_G_2R | 56692 | G | 2R |  | Combustion Turbine | IC Engine | PJM_Dom | Virginia | 51 | Goochland | 75 | 51075 | 0.3 | 11663 | 2000 | 2023 |  |  | N | Distillate Fuel Oil | [13 empty] | 1.9081 | 1.9081 | 1.9081 | 1.9081
Rockville 1 & 2 | 56692_G_2S | 56692 | G | 2S |  | Combustion Turbine | IC Engine | PJM_Dom | Virginia | 51 | Goochland | 75 | 51075 | 0.3 | 11663 | 2000 | 2023 |  |  | N | Distillate Fuel Oil | [13 empty] | 1.9081 | 1.9081 | 1.9081 | 1.9081
Rockville 1 & 2 | 56692_G_2T | 56692 | G | 2T |  | Combustion Turbine | IC Engine | PJM_Dom | Virginia | 51 | Goochland | 75 | 51075 | 0.3 | 11663 | 2000 | 2023 |  |  | N | Distillate Fuel Oil | [13 empty] | 1.9081 | 1.9081 | 1.9081 | 1.9081
Rockville 1 & 2 | 56692_G_2U | 56692 | G | 2U |  | Combustion Turbine | IC Engine | PJM_Dom | Virginia | 51 | Goochland | 75 | 51075 | 0.3 | 11663 | 2000 | 2023 |  |  | N | Distillate Fuel Oil | [13 empty] | 1.9081 | 1.9081 | 1.9081 | 1.9081
Mickleton Station | 8008_G_MICK | 8008 | G | MICK | 3422 | Combustion Turbine |  | PJM_EMAC | New Jersey | 34 | Gloucester | 15 | 34015 | 63.7 | 16633 | 1974 | 2023 |  |  | N | Natural Gas |  |  |  | H2O | SCR | [7 empty] | 0.21 | 1.1099 | 1.1099 | 1.1099 | 1.1099
Northeastern | 2963_B_3313 | 2963 | B | 3313 | 2019 | Coal Steam |  | SPP_WEST | Oklahoma | 40 | Rogers | 131 | 40131 | 460 | 10353 | 1979 | 2026 | tangential | dry | N | Subbituminous |  |  | 0.3066 | OFA + LNC1 |  |  |  | ESPC + B | No | ACI | 2016 |  | 0.8 | 0.1183 | 0.1183 | 0.1183 | 0.1183 | 0.1 | 0.1 | 0.1 | 0.98 | Yes | 2016 |  |  |  |  | Yes
Powerton | 879_B_51 | 879 | B | 51 | 593 | Coal Steam |  | PJM_COMD | Illinois | 17 | Tazewell | 179 | 17179 | 384 | 11380 | 1972 | 2027 | cyclone | wet | N | Subbituminous |  |  | 0.795 | OFA | SNCR |  | 2011 | ESPC | No | ACI | 2009 |  | 0.11 | 0.12027 | 0.09596 | 0.12027 | 0.09596 | 0.1 | 0.1 | 0.1 | 0.98 | Yes | 2016
Powerton | 879_B_52 | 879 | B | 52 | 594 | Coal Steam |  | PJM_COMD | Illinois | 17 | Tazewell | 179 | 17179 | 384 | 11380 | 1972 | 2027 | cyclone | wet | N | Subbituminous |  |  | 0.795 | OFA | SNCR |  | 2011 | ESPC | No | ACI | 2009 |  | 0.11 | 0.3384 | 0.10745 | 0.3384 | 0.10745 | 0.1 | 0.1 | 0.1 | 0.98 | Yes | 2016
Powerton | 879_B_61 | 879 | B | 61 | 595 | Coal Steam |  | PJM_COMD | Illinois | 17 | Tazewell | 179 | 17179 | 384 | 11525 | 1975 | 2027 | cyclone | wet | N | Subbituminous |  |  | 0.795 | OFA | SNCR |  | 2011 | ESPC | No | ACI | 2009 |  | 0.11 | 0.11105 | 0.08433 | 0.11105 | 0.08433 | 0.1 | 0.1 | 0.1 | 0.98 | Yes | 2016
Powerton | 879_B_62 | 879 | B | 62 | 596 | Coal Steam |  | PJM_COMD | Illinois | 17 | Tazewell | 179 | 17179 | 384 | 11525 | 1975 | 2027 | cyclone | wet | N | Subbituminous |  |  | 0.795 | OFA | SNCR |  | 2011 | ESPC | No | ACI | 2009 |  | 0.11 | 0.11251 | 0.08331 | 0.11251 | 0.08331 | 0.1 | 0.1 | 0.1 | 0.98 | Yes | 2016
Gibson | 6113_B_5 | 6113 | B | 5 | 2786 | Coal Steam |  | MIS_INKY | Indiana | 18 | Gibson | 51 | 18051 | 620 | 10559 | 1982 | 2026 | wall | dry | N | Bituminous | Wet Scrubber | 1982 | 0.95 | LNBO | SCR | 2004 |  | ESPC | No | ACI | 2015 |  | 0.75 | 0.22551 | 0.12774 | 0.22551 | 0.12774 | 0.05 | 0.1 | 0.1 | 0.99
Rush Island | 6155_B_1 | 6155 | B | 1 | 2813 | Coal Steam |  | MIS_MO | Missouri | 29 | Jefferson | 99 | 29099 | 622 | 10226 | 1976 | 2024 | tangential | dry | N | Subbituminous |  |  |  | LNC3 |  |  |  | ESPC | No | ACI | 2015 |  | 2.3 | 0.07768 | 0.07768 | 0.07768 | 0.07768 | 0.1 | 0.1 | 0.1 | 0
Rush Island | 6155_B_2 | 6155 | B | 2 | 2814 | Coal Steam |  | MIS_MO | Missouri | 29 | Jefferson | 99 | 29099 | 622 | 10149 | 1977 | 2024 | tangential | dry | N | Subbituminous |  |  |  | LNC3 |  |  |  | ESPC | No | ACI | 2015 |  | 2.3 | 0.08035 | 0.08035 | 0.08035 | 0.08035 | 0.1 | 0.1 | 0.1 | 0
Greene County | 10_B_1 | 10 | B | 1 | 19 | O/G Steam |  | S_SOU | Alabama | 1 | Greene | 63 | 01063 | 258 | 10471 | 1965 | 2025 | cell | dry | N | Natural Gas |  |  |  | LNCB | [8 empty] | 4 | 0.17278 | 0.17278 | 0.17278 | 0.17278
Greene County | 10_B_2 | 10 | B | 2 | 20 | O/G Steam |  | S_SOU | Alabama | 1 | Greene | 63 | 01063 | 258 | 10306 | 1966 | 2026 | wall | dry | N | Natural Gas |  |  |  | LNB | [8 empty] | 4 | 0.16838 | 0.16838 | 0.16838 | 0.16838
Cholla | 113_B_1 | 113 | B | 1 | 62 | Coal Steam |  | WECC_AZ | Arizona | 4 | Navajo | 17 | 04017 | 116 | 10762 | 1980 | 2025 | tangential | dry | N | Subbituminous | Wet Scrubber | 1973 | 0.9 | LNC2 |  |  |  | B | NA | ACI | 2016 |  | 0.8 | 0.17342 | 0.17342 | 0.1469 | 0.1469 | 0.05 | 0.1 | 0.1 | 0.95 | [6 empty] | Yes
Cholla | 113_B_3 | 113 | B | 3 | 64 | Coal Steam |  | WECC_AZ | Arizona | 4 | Navajo | 17 | 04017 | 271 | 11027 | 1980 | 2025 | tangential | dry | N | Subbituminous | Wet Scrubber | 2009 | 0.94 | LNC3 |  |  |  | B | NA | ACI | 2016 |  | 0.8 | 0.19068 | 0.19068 | 0.19068 | 0.19068 | 0.05 | 0.1 | 0.1 | 0.99 | [6 empty] | Yes
Mill Creek (KY) | 1364_B_1 | 1364 | B | 1 | 905 | Coal Steam |  | S_C_KY | Kentucky | 21 | Jefferson | 111 | 21111 | 300 | 10761 | 1972 | 2024 | tangential | dry | N | Bituminous | Wet Scrubber | 2015 | 0.983 | LNC2 |  |  |  | ESPC + B | No | ACI | 2015 |  | 1.2 | 0.29691 | 0.29691 | 0.1469 | 0.1469 | 0.05 | 0.1 | 0.1 | 0.99 | Yes | 2015
Mill Creek (KY) | 1364_B_2 | 1364 | B | 2 | 906 | Coal Steam |  | S_C_KY | Kentucky | 21 | Jefferson | 111 | 21111 | 297 | 10842 | 1974 | 2027 | tangential | dry | N | Bituminous | Wet Scrubber | 2015 | 0.983 | LNC2 |  |  |  | ESPC + B | No | ACI | 2015 |  | 1.2 | 0.2961 | 0.2961 | 0.1469 | 0.1469 | 0.05 | 0.1 | 0.1 | 0.99 | Yes | 2015
Oberlin (KS) | 1312_G_2 | 1312 | G | 2 |  | Combustion Turbine | IC Engine | SPP_N | Kansas | 20 | Decatur | 39 | 20039 | 0.6 | 10745 | 1954 | 2026 |  |  | N | Natural Gas, Distillate Fuel Oil | [13 empty] | 1.6498 | 1.6498 | 1.6498 | 1.6498
Oberlin (KS) | 1312_G_4 | 1312 | G | 4 |  | Combustion Turbine | IC Engine | SPP_N | Kansas | 20 | Decatur | 39 | 20039 | 1.2 | 10745 | 1967 | 2026 |  |  | N | Natural Gas, Distillate Fuel Oil | [13 empty] | 1.6498 | 1.6498 | 1.6498 | 1.6498
Oberlin (KS) | 1312_G_5 | 1312 | G | 5 |  | Combustion Turbine | IC Engine | SPP_N | Kansas | 20 | Decatur | 39 | 20039 | 1.3 | 10745 | 1973 | 2026 |  |  | N | Natural Gas, Distillate Fuel Oil | [13 empty] | 1.6498 | 1.6498 | 1.6498 | 1.6498
Oberlin (KS) | 1312_G_6 | 1312 | G | 6 |  | Combustion Turbine | IC Engine | SPP_N | Kansas | 20 | Decatur | 39 | 20039 | 1.2 | 10745 | 1963 | 2026 |  |  | N | Natural Gas, Distillate Fuel Oil | [13 empty] | 1.6498 | 1.6498 | 1.6498 | 1.6498
Horseshoe Lake | 2951_G_6 | 2951 | G | 6 | 2000 | O/G Steam |  | SPP_WEST | Oklahoma | 40 | Oklahoma | 109 | 40109 | 168 | 11575 | 1958 | 2024 | wall | dry | N | Natural Gas, Residual Fuel Oil | [12 empty] | 1.315 | 0.26196 | 0.26196 | 0.26196 | 0.26196
Perry | 6020_G_1 | 6020 | G | 1 |  | Nuclear |  | PJM_ATSI | Ohio | 39 | Lake | 85 | 39085 | 1240 | 10456 | 1987 | 2026 |  |  | N | Nuclear Fuel | [13 empty] | 0 | 0 | 0 | 0
Coventry Clean Energy Corporation | 62859_G_COV-1 | 62859 | G | COV-1 |  | Landfill Gas |  | NENGREST | Vermont | 50 | Orleans | 19 | 50019 | 1.5 | 13500 | 2005 | 2024 |  |  | N | Landfill Gas | [13 empty] | 0.22117 | 0.22117 | 0.22117 | 0.22117
Coventry Clean Energy Corporation | 62859_G_COV-2 | 62859 | G | COV-2 |  | Landfill Gas |  | NENGREST | Vermont | 50 | Orleans | 19 | 50019 | 1.5 | 13500 | 2005 | 2024 |  |  | N | Landfill Gas | [13 empty] | 0.22117 | 0.22117 | 0.22117 | 0.22117
Coventry Clean Energy Corporation | 62859_G_COV-3 | 62859 | G | COV-3 |  | Landfill Gas |  | NENGREST | Vermont | 50 | Orleans | 19 | 50019 | 1.5 | 13500 | 2005 | 2024 |  |  | N | Landfill Gas | [13 empty] | 0.22117 | 0.22117 | 0.22117 | 0.22117
Coventry Clean Energy Corporation | 62859_G_COV-4 | 62859 | G | COV-4 |  | Landfill Gas |  | NENGREST | Vermont | 50 | Orleans | 19 | 50019 | 1.5 | 13500 | 2007 | 2024 |  |  | N | Landfill Gas | [13 empty] | 0.22117 | 0.22117 | 0.22117 | 0.22117
Coventry Clean Energy Corporation | 62859_G_COV-5 | 62859 | G | COV-5 |  | Landfill Gas |  | NENGREST | Vermont | 50 | Orleans | 19 | 50019 | 1.5 | 13500 | 2009 | 2024 |  |  | N | Landfill Gas | [13 empty] | 0.22117 | 0.22117 | 0.22117 | 0.22117
Tinker | 63628_G_5A | 63628 | G | 5A |  | Combustion Turbine |  | SPP_WEST | Oklahoma | 40 | Oklahoma | 109 | 40109 | 33 | 10745 | 1971 | 2025 |  |  | N | Natural Gas, Distillate Fuel Oil | [13 empty] | 0.70008 | 0.70008 | 0.70008 | 0.70008
Tinker | 63628_G_5B | 63628 | G | 5B |  | Combustion Turbine |  | SPP_WEST | Oklahoma | 40 | Oklahoma | 109 | 40109 | 31 | 10745 | 1971 | 2025 |  |  | N | Natural Gas, Distillate Fuel Oil | [13 empty] | 0.70008 | 0.70008 | 0.70008 | 0.70008
Cherry Street | 9038_G_10 | 9038 | G | 10 |  | Combustion Turbine | IC Engine | NENGREST | Massachusetts | 25 | Middlesex | 17 | 25017 | 1.9 | 11224 | 1962 | 2024 |  |  | N | Natural Gas, Distillate Fuel Oil | [12 empty] | 0.789 | 3.112 | 3.112 | 3.112 | 3.112
Cherry Street | 9038_G_11 | 9038 | G | 11 |  | Combustion Turbine | IC Engine | NENGREST | Massachusetts | 25 | Middlesex | 17 | 25017 | 1.9 | 11224 | 1962 | 2024 |  |  | N | Natural Gas, Distillate Fuel Oil | [12 empty] | 0.789 | 3.1511 | 3.1511 | 3.1511 | 3.1511
Virginia | 2018_B_7 | 2018 | B | 7 |  | O/G Steam |  | MIS_MNWI | Minnesota | 27 | St Louis | 137 | 27137 | 0 | 18102 | 1954 | 2025 |  |  | N | Natural Gas |  |  |  | OFA | [8 empty] | 3.013 | 0.38606 | 0.38606 | 0.38606 | 0.38606
Virginia | 2018_B_9 | 2018 | B | 9 |  | O/G Steam |  | MIS_MNWI | Minnesota | 27 | St Louis | 137 | 27137 | 0 | 18102 | 1975 | 2021 |  |  | N | Natural Gas |  |  |  | OFA | [8 empty] | 3.013 | 0.38927 | 0.38927 | 0.38927 | 0.38927
Morgantown Energy Facility | 10743_G_GEN1 | 10743 | G | GEN1 |  | Coal Steam |  | PJM_AP | West Virginia | 54 | Monongalia | 61 | 54061 | 0 | 10092 | 1991 | 9999 | FBC | dry | Y | Bituminous, Waste Coal | Reagent Injection | 1992 | 0.946 | CF | SNCR |  | 2016 | B | NA |  |  |  | 0.4 | 0.34945 | 0.17472 | 0.34945 | 0.17472 | 0.01 | 0.01 | 0.01 | 0.98 | Yes | 1992
Note on A151: Steam only unit since 2022
Note on R151: Steam only unit since 2022; treated as retirement in IPM

## NEEDS_hardwired MW
Plant Name | UniqueID_Final | ORIS Plant Code | Boiler/Generator/Committed Unit | Unit ID | CAMD Database UnitID | PlantType | Combustion Turbine/IC Engine | Region Name | State Name | State Code | County | County Code | FIPS5 | Capacity (MW) | Heat Rate (Btu/kWh) | On Line Year | Retirement Year | Firing | Bottom | Cogen? | Modeled Fuels | Wet/DryScrubber | Scrubber_Online_Year | Scrubber Efficiency | NOx Comb Control | NOx Post-Comb Control | SCR_Online_Year | SNCR_Online_Year | PM Control | FlueGasConditioning_Flag | Mercury_Controls | ACI_Online_Year | Mercury_Controls Efficiency | SO2 Permit Rate (lbs/mmBtu) | Mode 1 NOx Rate (lbs/mmBtu) | Mode 2 NOx Rate (lbs/mmBtu) | Mode 3 NOx Rate (lbs/mmBtu) | Mode 4 NOx Rate (lbs/mmBtu) | Hg EMF for BIT | Hg EMF for SUB | Hg EMF for LIG | HCL Removal | DSI Unit | DSI Online Year | CCS | CCS Removal | C2G | C2G Online Year | BART Affected Unit
Orange County Advanced Power Station | 83960_G_CC1 | 83960 | G | CC1 |  | Combined Cycle |  | MIS_WOTA | Texas | 48 | Orange | 361 | 48361 | 1200 | 6370 | 2026 | 9999 |  |  | N | Natural Gas, Distillate Fuel Oil, Hydrogen |  |  |  | DLNB | SCR | [8 empty] | 0.011 | 0.011 | 0.011 | 0.011
Intermountain Power Project | 6481_G_3 | 6481 | G | 3 |  | Combined Cycle |  | WECC_UT | Utah | 49 | Millard | 27 | 49027 | 420 | 6370 | 2026 | 9999 |  |  | N | Natural Gas, Distillate Fuel Oil, Hydrogen |  |  |  | DLNB | SCR | [8 empty] | 0.011 | 0.011 | 0.011 | 0.011
Intermountain Power Project | 6481_G_4 | 6481 | G | 4 |  | Combined Cycle |  | WECC_UT | Utah | 49 | Millard | 27 | 49027 | 420 | 6370 | 2026 | 9999 |  |  | N | Natural Gas, Distillate Fuel Oil, Hydrogen |  |  |  | DLNB | SCR | [8 empty] | 0.011 | 0.011 | 0.011 | 0.011
Cumberland (TN) | 3399_G_CC | 3399 | G | CC |  | Combined Cycle |  | S_C_TVA | Tennessee | 47 | Stewart | 161 | 47161 | 1450 | 6370 | 2026 | 9999 |  |  | N | Natural Gas |  |  |  | DLNB | SCR | 2026 | [7 empty] | 0.011 | 0.011 | 0.011 | 0.011
Guadalupe Generating Station | 55153_G_CTGP1 | 55153 | G | CTGP1 |  | Combustion Turbine |  | ERC_REST | Texas | 48 | Guadalupe | 187 | 48187 | 160 | 9905 | 2025 | 9999 |  |  | N | Natural Gas | [13 empty] | 0.011 | 0.011 | 0.011 | 0.011
Guadalupe Generating Station | 55153_G_CTGP2 | 55153 | G | CTGP2 |  | Combustion Turbine |  | ERC_REST | Texas | 48 | Guadalupe | 187 | 48187 | 160 | 9905 | 2025 | 9999 |  |  | N | Natural Gas | [13 empty] | 0.011 | 0.011 | 0.011 | 0.011
TECO CHP-1 | 57504_G_GTG2 | 57504 | G | GTG2 |  | Combustion Turbine |  | ERC_REST | Texas | 48 | Harris | 201 | 48201 | 50 | 9905 | 2023 | 9999 |  |  | N | Natural Gas | [13 empty] | 0.011 | 0.011 | 0.011 | 0.011
FGE Texas II | 58930_G_CA1 | 58930 | G | CA1 |  | Combined Cycle |  | ERC_WEST | Texas | 48 | Mitchell | 335 | 48335 | 249.9 | 6370 | 2025 | 9999 |  |  | N | Natural Gas |  |  |  | DLNB | SCR | 2025 | [7 empty] | 0.011 | 0.011 | 0.011 | 0.011
FGE Texas II | 58930_G_GT1 | 58930 | G | GT1 |  | Combined Cycle |  | ERC_WEST | Texas | 48 | Mitchell | 335 | 48335 | 226.7 | 6370 | 2025 | 9999 |  |  | N | Natural Gas |  |  |  | DLNB | SCR | 2025 | [7 empty] | 0.011 | 0.011 | 0.011 | 0.011
FGE Texas II | 58930_G_GT2 | 58930 | G | GT2 |  | Combined Cycle |  | ERC_WEST | Texas | 48 | Mitchell | 335 | 48335 | 226.7 | 6370 | 2025 | 9999 |  |  | N | Natural Gas |  |  |  | DLNB | SCR | 2025 | [7 empty] | 0.011 | 0.011 | 0.011 | 0.011
MEC North | 63911_G_MECN | 63911 | G | MECN |  | Combined Cycle |  | MIS_LMI | Michigan | 26 | Calhoun | 25 | 26025 | 500 | 6370 | 2025 | 9999 |  |  | N | Natural Gas |  |  |  | DLNB | SCR | 2025 | [7 empty] | 0.011 | 0.011 | 0.011 | 0.011
Bright Stalk Wind Farm II | 57622_G_GEN1 | 57622 | G | GEN1 |  | Onshore Wind |  | PJM_COMD | Illinois | 17 | McLean | 113 | 17113 | 205.2 | 0 | 2026 | 9999 |  |  | N | Wind | [13 empty] | 0 | 0 | 0 | 0
Owens Creek Solar | 65446_G_OCS | 65446 | G | OCS |  | Solar PV |  | PJM_COMD | Illinois | 17 | DeKalb | 37 | 17037 | 500 | 0 | 2028 | 9999 |  |  | N | Solar | [13 empty] | 0 | 0 | 0 | 0
Reid Gardner | 2324_G_RGES1 | 2324 | G | RGES1 |  | Energy Storage |  | WECC_SNV | Nevada | 32 | Clark | 3 | 32003 | 220 | 0 | 2023 | 9999 |  |  | N | Energy Storage | [13 empty] | 0 | 0 | 0 | 0
VESI Pomona | 50300_G_BESS2 | 50300 | G | BESS2 |  | Energy Storage |  | WEC_LADW | California | 6 | Los Angeles | 37 | 06037 | 20 | 0 | 2023 | 9999 |  |  | N | Energy Storage | [13 empty] | 0 | 0 | 0 | 0
L'Oreal Piscataway | 57868_G_UNIT4 | 57868 | G | UNIT4 |  | Solar PV |  | PJM_EMAC | New Jersey | 34 | Middlesex | 23 | 34023 | 0.7 | 0 | 2011 | 9999 |  |  | N | Solar | [13 empty] | 0 | 0 | 0 | 0
Hopkins Hill CSG | 63136_G_64605 | 63136 | G | 64605 |  | Solar PV |  | NENGREST | Rhode Island | 44 | Kent | 3 | 44003 | 4.8 | 0 | 2020 | 9999 |  |  | N | Solar | [13 empty] | 0 | 0 | 0 | 0
D'Arrigo Brothers - Phase 4 | 63486_G_DA04B | 63486 | G | DA04B |  | Energy Storage |  | WEC_CALN | California | 6 | Monterey | 53 | 06053 | 0.5 | 0 | 2019 | 9999 |  |  | N | Energy Storage | [13 empty] | 0 | 0 | 0 | 0
Solar Blue | 63848_G_BESS1 | 63848 | G | BESS1 |  | Energy Storage |  | WEC_CALN | California | 6 | Kings | 31 | 06031 | 225 | 0 | 2023 | 9999 |  |  | N | Energy Storage | [13 empty] | 0 | 0 | 0 | 0
Chestnut | 63849_G_BESS1 | 63849 | G | BESS1 |  | Energy Storage |  | WEC_CALN | California | 6 | Kings | 31 | 06031 | 135 | 0 | 2023 | 9999 |  |  | N | Energy Storage | [13 empty] | 0 | 0 | 0 | 0
Big Bend | 645_G_BESS1 | 645 | G | BESS1 |  | Energy Storage |  | FRCC | Florida | 12 | Hillsborough | 57 | 12057 | 12.6 | 0 | 2017 | 9999 |  |  | N | Energy Storage | [13 empty] | 0 | 0 | 0 | 0
University of the Pacific | 65132_G_BA1 | 65132 | G | BA1 |  | Energy Storage |  | WEC_CALN | California | 6 | San Joaquin | 77 | 06077 | 1 | 0 | 2022 | 9999 |  |  | N | Energy Storage | [13 empty] | 0 | 0 | 0 | 0
8500 Balboa PV, LLC | 65330_G_VSPRC | 65330 | G | VSPRC |  | Solar PV |  | WEC_LADW | California | 6 | Los Angeles | 37 | 06037 | 0.8 | 0 | 2022 | 9999 |  |  | N | Solar | [13 empty] | 0 | 0 | 0 | 0
Mulligan Solar, LLC | 65349_G_MLGA2 | 65349 | G | MLGA2 |  | Energy Storage |  | MIS_IL | Illinois | 17 | Logan | 107 | 17107 | 40 | 0 | 2025 | 9999 |  |  | N | Energy Storage | [13 empty] | 0 | 0 | 0 | 0
NY - Mines Press | 65815_G_MPBS | 65815 | G | MPBS |  | Energy Storage |  | NY_Z_G-I | New York | 36 | Westchester | 119 | 36119 | 1 | 0 | 2022 | 9999 |  |  | N | Energy Storage | [13 empty] | 0 | 0 | 0 | 0
OCI SunRoper | 65893_G_OCIES | 65893 | G | OCIES |  | Energy Storage |  | ERC_REST | Texas | 48 | Wharton | 481 | 48481 | 260 | 0 | 2025 | 9999 |  |  | N | Energy Storage | [13 empty] | 0 | 0 | 0 | 0
Springwater Solar, LLC | 65900_G_SPRI2 | 65900 | G | SPRI2 |  | Energy Storage |  | PJM_ATSI | Ohio | 39 | Madison | 97 | 39097 | 75 | 0 | 2026 | 9999 |  |  | N | Energy Storage | [13 empty] | 0 | 0 | 0 | 0
Peeler Solar, LLC | 65932_G_PEEL2 | 65932 | G | PEEL2 |  | Energy Storage |  | ERC_REST | Texas | 48 | Atascosa | 13 | 48013 | 100 | 0 | 2025 | 9999 |  |  | N | Energy Storage | [13 empty] | 0 | 0 | 0 | 0
Vermillion Rise Solar | 65935_G_BAT | 65935 | G | BAT |  | Energy Storage |  | MIS_INKY | Indiana | 18 | Vermillion | 165 | 18165 | 40 | 0 | 2025 | 9999 |  |  | N | Energy Storage | [13 empty] | 0 | 0 | 0 | 0
Grey Fox Wind | 65939_G_WNDG2 | 65939 | G | WNDG2 |  | Energy Storage |  | MIS_IL | Illinois | 17 | Cass | 17 | 17017 | 150 | 0 | 2026 | 9999 |  |  | N | Energy Storage | [13 empty] | 0 | 0 | 0 | 0
Storey Solar and Storage | 65956_G_STOBA | 65956 | G | STOBA |  | Energy Storage |  | WECC_AZ | Arizona | 4 | Pinal | 21 | 04021 | 88 | 0 | 2023 | 9999 |  |  | N | Energy Storage | [13 empty] | 0 | 0 | 0 | 0
Platt Solar | 66015_G_PLAT | 66015 | G | PLAT |  | Solar PV |  | MIS_MNWI | Minnesota | 27 | Murray | 101 | 27101 | 1 | 0 | 2023 | 9999 |  |  | N | Solar | [13 empty] | 0 | 0 | 0 | 0
Andresen Solar | 66017_G_ANDR | 66017 | G | ANDR |  | Solar PV |  | MIS_MNWI | Minnesota | 27 | Chippewa | 23 | 27023 | 1 | 0 | 2023 | 9999 |  |  | N | Solar | [13 empty] | 0 | 0 | 0 | 0
Middleton Biogas Solar, LLC | 66048_G_MBS-B | 66048 | G | MBS-B |  | Energy Storage |  | MIS_WUMS | Wisconsin | 55 | Dane | 25 | 55025 | 0.3 | 0 | 2022 | 9999 |  |  | N | Energy Storage | [13 empty] | 0 | 0 | 0 | 0
Dover Solar | 66129_G_BESS1 | 66129 | G | BESS1 |  | Energy Storage |  | FRCC | Florida | 12 | Hillsborough | 57 | 12057 | 15 | 0 | 2024 | 9999 |  |  | N | Energy Storage | [13 empty] | 0 | 0 | 0 | 0
South 49th 013445 SCS Norfolk, LLC | 66178_G_9123 | 66178 | G | 9123 |  | Energy Storage |  | SPP_NEBR | Nebraska | 31 | Madison | 119 | 31119 | 1 | 0 | 2022 | 9999 |  |  | N | Energy Storage | [13 empty] | 0 | 0 | 0 | 0
Oak Ridge Solar | 66193_G_OAKRG | 66193 | G | OAKRG |  | Solar PV |  | MIS_LA | Louisiana | 22 | Richland | 83 | 22083 | 200 | 0 | 2023 | 9999 |  |  | N | Solar | [13 empty] | 0 | 0 | 0 | 0
Butterfield Solar Farm | 66248_G_BSS1 | 66248 | G | BSS1 |  | Solar PV |  | SPP_WEST | Oklahoma | 40 | Bryan | 13 | 40013 | 5 | 0 | 2022 | 9999 |  |  | N | Solar | [13 empty] | 0 | 0 | 0 | 0
Steel Solar LLC | 66267_G_SS8 | 66267 | G | SS8 |  | Solar PV |  | WECC_UT | Utah | 49 | Box Elder | 3 | 49003 | 80 | 0 | 2024 | 9999 |  |  | N | Solar | [13 empty] | 0 | 0 | 0 | 0
Gravel Pit Solar, LLC | 66268_G_GPS03 | 66268 | G | GPS03 |  | Solar PV |  | NENG_CT | Connecticut | 9 | Hartford | 3 | 09003 | 70 | 0 | 2024 | 9999 |  |  | N | Solar | [13 empty] | 0 | 0 | 0 | 0
Gravel Pit Solar, LLC | 66268_G_GPS04 | 66268 | G | GPS04 |  | Solar PV |  | NENG_CT | Connecticut | 9 | Hartford | 3 | 09003 | 50 | 0 | 2024 | 9999 |  |  | N | Solar | [13 empty] | 0 | 0 | 0 | 0
Riverstart Solar Park III | 66269_G_RSS03 | 66269 | G | RSS03 |  | Solar PV |  | PJM_West | Indiana | 18 | Randolph | 135 | 18135 | 100 | 0 | 2024 | 9999 |  |  | N | Solar | [13 empty] | 0 | 0 | 0 | 0
Proxima | 66270_G_PRXBS | 66270 | G | PRXBS |  | Energy Storage |  | WEC_CALN | California | 6 | Stanislaus | 99 | 06099 | 162 | 0 | 2024 | 9999 |  |  | N | Energy Storage | [13 empty] | 0 | 0 | 0 | 0
Proxima | 66270_G_PRXMA | 66270 | G | PRXMA |  | Solar PV |  | WEC_CALN | California | 6 | Stanislaus | 99 | 06099 | 190 | 0 | 2024 | 9999 |  |  | N | Solar | [13 empty] | 0 | 0 | 0 | 0
Ameresco HCE Solar LLC | 66271_G_HCEBA | 66271 | G | HCEBA |  | Energy Storage |  | WECC_CO | Colorado | 8 | Garfield | 45 | 08045 | 5 | 0 | 2023 | 9999 |  |  | N | Energy Storage | [13 empty] | 0 | 0 | 0 | 0
Ameresco HCE Solar LLC | 66271_G_HCEPV | 66271 | G | HCEPV |  | Solar PV |  | WECC_CO | Colorado | 8 | Garfield | 45 | 08045 | 4.5 | 0 | 2023 | 9999 |  |  | N | Solar | [13 empty] | 0 | 0 | 0 | 0
RIC - Hanover | 66272_G_GEN1 | 66272 | G | GEN1 |  | Solar PV |  | NY_Z_A | New York | 36 | Chautauqua | 13 | 36013 | 5 | 0 | 2023 | 9999 |  |  | N | Solar | [13 empty] | 0 | 0 | 0 | 0
Summit - Cicero | 66273_G_GEN1 | 66273 | G | GEN1 |  | Solar PV |  | NY_Z_C&E | New York | 36 | Onondaga | 67 | 36067 | 5 | 0 | 2023 | 9999 |  |  | N | Solar | [13 empty] | 0 | 0 | 0 | 0
Summit - Lysander | 66274_G_GEN1 | 66274 | G | GEN1 |  | Solar PV |  | NY_Z_C&E | New York | 36 | Onondaga | 67 | 36067 | 3.5 | 0 | 2023 | 9999 |  |  | N | Solar | [13 empty] | 0 | 0 | 0 | 0
Summit - Oswego | 66275_G_GEN1 | 66275 | G | GEN1 |  | Solar PV |  | NY_Z_C&E | New York | 36 | Oswego | 75 | 36075 | 2.2 | 0 | 2023 | 9999 |  |  | N | Solar | [13 empty] | 0 | 0 | 0 | 0
Blake Solar Plant | 66276_G_US620 | 66276 | G | US620 |  | Solar PV |  | PJM_AP | West Virginia | 54 | Jefferson | 37 | 54037 | 80 | 0 | 2024 | 9999 |  |  | N | Solar | [13 empty] | 0 | 0 | 0 | 0
Elliott Energy Storage | 66278_G_1 | 66278 | G | 1 |  | Energy Storage |  | WEC_SDGE | California | 6 | San Diego | 73 | 06073 | 10 | 0 | 2023 | 9999 |  |  | N | Energy Storage | [13 empty] | 0 | 0 | 0 | 0
Boulevard Energy Storage | 66279_G_1 | 66279 | G | 1 |  | Energy Storage |  | WEC_SDGE | California | 6 | San Diego | 73 | 06073 | 10 | 0 | 2023 | 9999 |  |  | N | Energy Storage | [13 empty] | 0 | 0 | 0 | 0
Pala Gomez Creek BESS | 66280_G_1 | 66280 | G | 1 |  | Energy Storage |  | WEC_SDGE | California | 6 | San Diego | 73 | 06073 | 10 | 0 | 2023 | 9999 |  |  | N | Energy Storage | [13 empty] | 0 | 0 | 0 | 0
Melrose BESS | 66281_G_1 | 66281 | G | 1 |  | Energy Storage |  | WEC_SDGE | California | 6 | San Diego | 73 | 06073 | 10 | 0 | 2023 | 9999 |  |  | N | Energy Storage | [13 empty] | 0 | 0 | 0 | 0
Melrose BESS | 66281_G_2 | 66281 | G | 2 |  | Energy Storage |  | WEC_SDGE | California | 6 | San Diego | 73 | 06073 | 10 | 0 | 2023 | 9999 |  |  | N | Energy Storage | [13 empty] | 0 | 0 | 0 | 0
Woodruff County Solar | 66282_G_PV1 | 66282 | G | PV1 |  | Solar PV |  | MIS_AR | Arkansas | 5 | Woodruff | 147 | 05147 | 122 | 0 | 2023 | 9999 |  |  | N | Solar | [13 empty] | 0 | 0 | 0 | 0
Silver Maple | 66283_G_SIMA1 | 66283 | G | SIMA1 |  | Onshore Wind |  | NENG_ME | Maine | 23 | Penobscot | 19 | 23019 | 20 | 0 | 2022 | 9999 |  |  | N | Wind | [13 empty] | 0 | 0 | 0 | 0
Condor Energy Storage LLC | 66285_G_COND1 | 66285 | G | COND1 |  | Energy Storage |  | WECC_SCE | California | 6 | San Bernardino | 71 | 06071 | 200 | 0 | 2024 | 9999 |  |  | N | Energy Storage | [13 empty] | 0 | 0 | 0 | 0
Peregrine Energy Storage LLC | 66286_G_PERE1 | 66286 | G | PERE1 |  | Energy Storage |  | WEC_SDGE | California | 6 | San Diego | 73 | 06073 | 200 | 0 | 2024 | 9999 |  |  | N | Energy Storage | [13 empty] | 0 | 0 | 0 | 0
NMRD Data Center III, LLC | 66287_G_NMRD3 | 66287 | G | NMRD3 |  | Solar PV |  | WECC_NM | New Mexico | 35 | Sandoval | 43 | 35043 | 50 | 0 | 2023 | 9999 |  |  | N | Solar | [13 empty] | 0 | 0 | 0 | 0
Alamo 3 BESS 2 | 66293_G_A3BS2 | 66293 | G | A3BS2 |  | Energy Storage |  | ERC_REST | Texas | 48 | Bexar | 29 | 48029 | 100 | 0 | 2024 | 9999 |  |  | N | Energy Storage | [13 empty] | 0 | 0 | 0 | 0
Alamo 4 BESS | 66294_G_A4BS1 | 66294 | G | A4BS1 |  | Energy Storage |  | ERC_REST | Texas | 48 | Kinney | 271 | 48271 | 100 | 0 | 2024 | 9999 |  |  | N | Energy Storage | [13 empty] | 0 | 0 | 0 | 0
Alamo 5 BESS 1 | 66295_G_A5BS1 | 66295 | G | A5BS1 |  | Energy Storage |  | ERC_REST | Texas | 48 | Uvalde | 463 | 48463 | 100 | 0 | 2024 | 9999 |  |  | N | Energy Storage | [13 empty] | 0 | 0 | 0 | 0
Alamo 5 BESS 2 | 66296_G_A5BS2 | 66296 | G | A5BS2 |  | Energy Storage |  | ERC_REST | Texas | 48 | Uvalde | 463 | 48463 | 100 | 0 | 2024 | 9999 |  |  | N | Energy Storage | [13 empty] | 0 | 0 | 0 | 0
Alamo 7 BESS 1 | 66297_G_A7BS1 | 66297 | G | A7BS1 |  | Energy Storage |  | ERC_WEST | Texas | 48 | Haskell | 207 | 48207 | 150 | 0 | 2024 | 9999 |  |  | N | Energy Storage | [13 empty] | 0 | 0 | 0 | 0
Alamo 7 BESS 2 | 66298_G_A7BS2 | 66298 | G | A7BS2 |  | Energy Storage |  | ERC_WEST | Texas | 48 | Haskell | 207 | 48207 | 150 | 0 | 2024 | 9999 |  |  | N | Energy Storage | [13 empty] | 0 | 0 | 0 | 0
Crane 2 BESS 2 | 66300_G_CRBS2 | 66300 | G | CRBS2 |  | Energy Storage |  | ERC_REST | Texas | 48 | Hidalgo | 215 | 48215 | 150 | 0 | 2024 | 9999 |  |  | N | Energy Storage | [13 empty] | 0 | 0 | 0 | 0
Peregrine BESS 1 | 66301_G_PGBS1 | 66301 | G | PGBS1 |  | Energy Storage |  | ERC_REST | Texas | 48 | Goliad | 175 | 48175 | 150 | 0 | 2025 | 9999 |  |  | N | Energy Storage | [13 empty] | 0 | 0 | 0 | 0
Peregrine BESS 2 | 66302_G_PGBS2 | 66302 | G | PGBS2 |  | Energy Storage |  | ERC_REST | Texas | 48 | Goliad | 175 | 48175 | 150 | 0 | 2025 | 9999 |  |  | N | Energy Storage | [13 empty] | 0 | 0 | 0 | 0
Upton BESS 2 | 66303_G_UPBS2 | 66303 | G | UPBS2 |  | Energy Storage |  | ERC_REST | Texas | 48 | Hidalgo | 215 | 48215 | 150 | 0 | 2024 | 9999 |  |  | N | Energy Storage | [13 empty] | 0 | 0 | 0 | 0
Uvalde 2 BESS 1 | 66304_G_UVBS1 | 66304 | G | UVBS1 |  | Energy Storage |  | ERC_REST | Texas | 48 | Uvalde | 463 | 48463 | 75 | 0 | 2024 | 9999 |  |  | N | Energy Storage | [13 empty] | 0 | 0 | 0 | 0
Uvalde 2 BESS 2 | 66305_G_UVBS2 | 66305 | G | UVBS2 |  | Energy Storage |  | ERC_REST | Texas | 48 | Uvalde | 463 | 48463 | 150 | 0 | 2024 | 9999 |  |  | N | Energy Storage | [13 empty] | 0 | 0 | 0 | 0
Uvalde Solar 1 | 66306_G_UVPV1 | 66306 | G | UVPV1 |  | Solar PV |  | ERC_REST | Texas | 48 | Uvalde | 463 | 48463 | 150 | 0 | 2026 | 9999 |  |  | N | Solar | [13 empty] | 0 | 0 | 0 | 0
Uvalde Solar 2 | 66309_G_UVPV2 | 66309 | G | UVPV2 |  | Solar PV |  | ERC_REST | Texas | 48 | Uvalde | 463 | 48463 | 300 | 0 | 2024 | 9999 |  |  | N | Solar | [13 empty] | 0 | 0 | 0 | 0
Courthouse Solar | 66312_G_CHSL | 66312 | G | CHSL |  | Solar PV |  | PJM_Dom | Virginia | 51 | Charlotte | 37 | 51037 | 167 | 0 | 2026 | 9999 |  |  | N | Solar | [13 empty] | 0 | 0 | 0 | 0
Moon Corner Solar | 66313_G_MOCO | 66313 | G | MOCO |  | Solar PV |  | PJM_Dom | Virginia | 51 | Richmond | 159 | 51159 | 60 | 0 | 2026 | 9999 |  |  | N | Solar | [13 empty] | 0 | 0 | 0 | 0
Bookers Mill Solar | 66314_G_BMSO | 66314 | G | BMSO |  | Solar PV |  | PJM_Dom | Virginia | 51 | Richmond | 159 | 51159 | 127 | 0 | 2024 | 9999 |  |  | N | Solar | [13 empty] | 0 | 0 | 0 | 0
Clover Creek Solar | 66315_G_CCSO | 66315 | G | CCSO |  | Solar PV |  | PJM_Dom | Virginia | 51 | Halifax | 83 | 51083 | 90 | 0 | 2026 | 9999 |  |  | N | Solar | [13 empty] | 0 | 0 | 0 | 0
Madison Solar | 66316_G_MDSO | 66316 | G | MDSO |  | Solar PV |  | PJM_AP | Virginia | 51 | Orange | 137 | 51137 | 62.5 | 0 | 2024 | 9999 |  |  | N | Solar | [13 empty] | 0 | 0 | 0 | 0
Brimfield | 66317_G_BRIM1 | 66317 | G | BRIM1 |  | Solar PV |  | NENGREST | Massachusetts | 25 | Hampden | 13 | 25013 | 1.9 | 0 | 2021 | 9999 |  |  | N | Solar | [13 empty] | 0 | 0 | 0 | 0
WEB Brookfield | 66318_G_BROK1 | 66318 | G | BROK1 |  | Solar PV |  | NENGREST | Massachusetts | 25 | Worcester | 27 | 25027 | 3.4 | 0 | 2021 | 9999 |  |  | N | Solar | [13 empty] | 0 | 0 | 0 | 0
3Colton | 66320_G_3COLT | 66320 | G | 3COLT |  | Solar PV |  | NENGREST | Massachusetts | 25 | Worcester | 27 | 25027 | 3.4 | 0 | 2023 | 9999 |  |  | N | Solar | [13 empty] | 0 | 0 | 0 | 0
King Creek Wind Farm 1, LLC | 66321_G_KC1 | 66321 | G | KC1 |  | Onshore Wind |  | ERC_WEST | Texas | 48 | Haskell | 207 | 48207 | 184 | 0 | 2022 | 9999 |  |  | N | Wind | [13 empty] | 0 | 0 | 0 | 0
Summit - Scriba | 66322_G_GEN1 | 66322 | G | GEN1 |  | Solar PV |  | NY_Z_C&E | New York | 36 | Oswego | 75 | 36075 | 5 | 0 | 2023 | 9999 |  |  | N | Solar | [13 empty] | 0 | 0 | 0 | 0
King Creek Wind Farm 2, LLC | 66323_G_KC2 | 66323 | G | KC2 |  | Onshore Wind |  | ERC_WEST | Texas | 48 | Haskell | 207 | 48207 | 209 | 0 | 2022 | 9999 |  |  | N | Wind | [13 empty] | 0 | 0 | 0 | 0
BPL Files Solar | 66324_G_FILES | 66324 | G | FILES |  | Solar PV |  | ERC_REST | Texas | 48 | Hill | 217 | 48217 | 157.5 | 0 | 2023 | 9999 |  |  | N | Solar | [13 empty] | 0 | 0 | 0 | 0
Hemmingway BESS | 66325_G_1 | 66325 | G | 1 |  | Energy Storage |  | WECC_ID | Idaho | 16 | Owyhee | 73 | 16073 | 80 | 0 | 2023 | 9999 |  |  | N | Energy Storage | [13 empty] | 0 | 0 | 0 | 0
Black Mesa BESS | 66326_G_1 | 66326 | G | 1 |  | Energy Storage |  | WECC_ID | Idaho | 16 | Elmore | 39 | 16039 | 40 | 0 | 2023 | 9999 |  |  | N | Energy Storage | [13 empty] | 0 | 0 | 0 | 0
Elmore BESS | 66327_G_1 | 66327 | G | 1 |  | Energy Storage |  | WECC_ID | Idaho | 16 | Elmore | 39 | 16039 | 4 | 0 | 2023 | 9999 |  |  | N | Energy Storage | [13 empty] | 0 | 0 | 0 | 0
Filer BESS | 66328_G_1 | 66328 | G | 1 |  | Energy Storage |  | WECC_ID | Idaho | 16 | Twin Falls | 83 | 16083 | 2 | 0 | 2023 | 9999 |  |  | N | Energy Storage | [13 empty] | 0 | 0 | 0 | 0
Melba BESS | 66329_G_1 | 66329 | G | 1 |  | Energy Storage |  | WECC_ID | Idaho | 16 | Canyon | 27 | 16027 | 2 | 0 | 2023 | 9999 |  |  | N | Energy Storage | [13 empty] | 0 | 0 | 0 | 0
Weiser BESS | 66330_G_1 | 66330 | G | 1 |  | Energy Storage |  | WECC_ID | Idaho | 16 | Washington | 87 | 16087 | 3 | 0 | 2023 | 9999 |  |  | N | Energy Storage | [13 empty] | 0 | 0 | 0 | 0
Wonderful Firebaugh | 66331_G_WFB01 | 66331 | G | WFB01 |  | Solar PV |  | WEC_CALN | California | 6 | Madera | 39 | 06039 | 5.4 | 0 | 2022 | 9999 |  |  | N | Solar | [13 empty] | 0 | 0 | 0 | 0
Wonderful Kings | 66332_G_WFK01 | 66332 | G | WFK01 |  | Solar PV |  | WECC_SCE | California | 6 | Kern | 29 | 06029 | 3.2 | 0 | 2022 | 9999 |  |  | N | Solar | [13 empty] | 0 | 0 | 0 | 0
Superstition Energy Storage | 66333_G_BESS4 | 66333 | G | BESS4 |  | Energy Storage |  | WECC_AZ | Arizona | 4 | Maricopa | 13 | 04013 | 90 | 0 | 2024 | 9999 |  |  | N | Energy Storage | [13 empty] | 0 | 0 | 0 | 0
Sierra Estrella Energy Storage | 66334_G_BESS3 | 66334 | G | BESS3 |  | Energy Storage |  | WECC_AZ | Arizona | 4 | Maricopa | 13 | 04013 | 250 | 0 | 2024 | 9999 |  |  | N | Energy Storage | [13 empty] | 0 | 0 | 0 | 0
St. Gall Energy Storage I | 66336_G_SGES1 | 66336 | G | SGES1 |  | Energy Storage |  | ERC_WEST | Texas | 48 | Pecos | 371 | 48371 | 100 | 0 | 2024 | 9999 |  |  | N | Energy Storage | [13 empty] | 0 | 0 | 0 | 0
Tidwell Prairie Storage 1 | 66337_G_SGES1 | 66337 | G | SGES1 |  | Energy Storage |  | ERC_REST | Texas | 48 | Robertson | 395 | 48395 | 200 | 0 | 2024 | 9999 |  |  | N | Energy Storage | [13 empty] | 0 | 0 | 0 | 0
Callisto I Energy Center | 66338_G_CALL1 | 66338 | G | CALL1 |  | Energy Storage |  | ERC_REST | Texas | 48 | Harris | 201 | 48201 | 100 | 0 | 2024 | 9999 |  |  | N | Energy Storage | [13 empty] | 0 | 0 | 0 | 0
Brainerd Airport | 66339_G_BRN01 | 66339 | G | BRN01 |  | Solar PV |  | MIS_MNWI | Minnesota | 27 | Crow Wing | 35 | 27035 | 5.8 | 0 | 2022 | 9999 |  |  | N | Solar | [13 empty] | 0 | 0 | 0 | 0
Canyonville Solar LLC (CSG) | 66340_G_PV1 | 66340 | G | PV1 |  | Solar PV |  | WECC_PNW | Oregon | 41 | Douglas | 19 | 41019 | 2.5 | 0 | 2024 | 9999 |  |  | N | Solar | [13 empty] | 0 | 0 | 0 | 0
Eagle Springs Hybrid | 66341_G_EGSB | 66341 | G | EGSB |  | Energy Storage |  | ERC_REST | Texas | 48 | Delta | 119 | 48119 | 61.5 | 0 | 2025 | 9999 |  |  | N | Energy Storage | [13 empty] | 0 | 0 | 0 | 0
Eagle Springs Hybrid | 66341_G_EGSS | 66341 | G | EGSS |  | Solar PV |  | ERC_REST | Texas | 48 | Delta | 119 | 48119 | 150 | 0 | 2025 | 9999 |  |  | N | Solar | [13 empty] | 0 | 0 | 0 | 0
Gaia Hybrid | 66342_G_GAIAB | 66342 | G | GAIAB |  | Energy Storage |  | ERC_REST | Texas | 48 | Navarro | 349 | 48349 | 76.8 | 0 | 2025 | 9999 |  |  | N | Energy Storage | [13 empty] | 0 | 0 | 0 | 0
Gaia Hybrid | 66342_G_GAIAS | 66342 | G | GAIAS |  | Solar PV |  | ERC_REST | Texas | 48 | Navarro | 349 | 48349 | 152.7 | 0 | 2025 | 9999 |  |  | N | Solar | [13 empty] | 0 | 0 | 0 | 0
Prairie Violet Wind LLC | 66343_G_PVLET | 66343 | G | PVLET |  | Onshore Wind |  | PJM_COMD | Illinois | 17 | Marshall | 123 | 17123 | 135 | 0 | 2027 | 9999 |  |  | N | Wind | [13 empty] | 0 | 0 | 0 | 0
Bulloch County GA S4 LLC | 66344_G_PV1 | 66344 | G | PV1 |  | Solar PV |  | S_SOU | Georgia | 13 | Bulloch | 31 | 13031 | 3 | 0 | 2023 | 9999 |  |  | N | Solar | [13 empty] | 0 | 0 | 0 | 0
Elk Solar LLC | 66345_G_PV1 | 66345 | G | PV1 |  | Solar PV |  | S_VACA | North Carolina | 37 | Hoke | 93 | 37093 | 5 | 0 | 2023 | 9999 |  |  | N | Solar | [13 empty] | 0 | 0 | 0 | 0
Bulloch County GA S3 LLC | 66346_G_PV1 | 66346 | G | PV1 |  | Solar PV |  | S_SOU | Georgia | 13 | Bulloch | 31 | 13031 | 3 | 0 | 2023 | 9999 |  |  | N | Solar | [13 empty] | 0 | 0 | 0 | 0
Green Solar LLC (CSG) | 66349_G_PV1 | 66349 | G | PV1 |  | Solar PV |  | WECC_PNW | Oregon | 41 | Jefferson | 31 | 41031 | 2.9 | 0 | 2024 | 9999 |  |  | N | Solar | [13 empty] | 0 | 0 | 0 | 0
Richmond County GA S2 LLC | 66350_G_PV1 | 66350 | G | PV1 |  | Solar PV |  | S_SOU | Georgia | 13 | Richmond | 245 | 13245 | 3 | 0 | 2023 | 9999 |  |  | N | Solar | [13 empty] | 0 | 0 | 0 | 0
Marble Solar LLC (CSG) | 66351_G_PV1 | 66351 | G | PV1 |  | Solar PV |  | WECC_PNW | Oregon | 41 | Linn | 43 | 41043 | 2.9 | 0 | 2024 | 9999 |  |  | N | Solar | [13 empty] | 0 | 0 | 0 | 0
Longleaf Pine Solar LLC | 66352_G_PV1 | 66352 | G | PV1 |  | Solar PV |  | S_VACA | North Carolina | 37 | Davie | 59 | 37059 | 5 | 0 | 2024 | 9999 |  |  | N | Solar | [13 empty] | 0 | 0 | 0 | 0
Upson County GA S1 LLC | 66353_G_PV1 | 66353 | G | PV1 |  | Solar PV |  | S_SOU | Georgia | 13 | Upson | 293 | 13293 | 3 | 0 | 2023 | 9999 |  |  | N | Solar | [13 empty] | 0 | 0 | 0 | 0
Sheridan Solar LLC (CSG) | 66354_G_PV1 | 66354 | G | PV1 |  | Solar PV |  | WECC_PNW | Oregon | 41 | Yamhill | 71 | 41071 | 3 | 0 | 2023 | 9999 |  |  | N | Solar | [13 empty] | 0 | 0 | 0 | 0
Wallace Solar LLC (CSG) | 66355_G_PV1 | 66355 | G | PV1 |  | Solar PV |  | WECC_PNW | Oregon | 41 | Polk | 53 | 41053 | 3 | 0 | 2024 | 9999 |  |  | N | Solar | [13 empty] | 0 | 0 | 0 | 0
Williams Solar LLC | 66356_G_PV1 | 66356 | G | PV1 |  | Solar PV |  | S_VACA | North Carolina | 37 | Johnston | 101 | 37101 | 5 | 0 | 2024 | 9999 |  |  | N | Solar | [13 empty] | 0 | 0 | 0 | 0
Yellow Pine Solar | 66357_G_YPES | 66357 | G | YPES |  | Energy Storage |  | WECC_SNV | Nevada | 32 | Clark | 3 | 32003 | 48.8 | 0 | 2023 | 9999 |  |  | N | Energy Storage | [13 empty] | 0 | 0 | 0 | 0
Yellow Pine Solar | 66357_G_YPS1 | 66357 | G | YPS1 |  | Solar PV |  | WECC_SNV | Nevada | 32 | Clark | 3 | 32003 | 93.8 | 0 | 2023 | 9999 |  |  | N | Solar | [13 empty] | 0 | 0 | 0 | 0
Virginia Line Solar, LLC | 66358_G_VAL | 66358 | G | VAL |  | Solar PV |  | S_VACA | North Carolina | 37 | Warren | 185 | 37185 | 35 | 0 | 2023 | 9999 |  |  | N | Solar | [13 empty] | 0 | 0 | 0 | 0
Grover Hill Wind, LLC | 66359_G_GHW | 66359 | G | GHW |  | Onshore Wind |  | PJM_West | Ohio | 39 | Paulding | 125 | 39125 | 150 | 0 | 2025 | 9999 |  |  | N | Wind | [13 empty] | 0 | 0 | 0 | 0
Ruler Solar Partners | 66360_G_RUSP1 | 66360 | G | RUSP1 |  | Solar PV |  | NY_Z_D | New York | 36 | St Lawrence | 89 | 36089 | 4.9 | 0 | 2023 | 9999 |  |  | N | Solar | [13 empty] | 0 | 0 | 0 | 0
Royal Solar Partners | 66361_G_ROSP1 | 66361 | G | ROSP1 |  | Solar PV |  | NY_Z_D | New York | 36 | St Lawrence | 89 | 36089 | 5 | 0 | 2023 | 9999 |  |  | N | Solar | [13 empty] | 0 | 0 | 0 | 0
Bear Point Solar, LLC | 66362_G_GEN1 | 66362 | G | GEN1 |  | Solar PV |  | S_VACA | North Carolina | 37 | Lenoir | 107 | 37107 | 73.9 | 0 | 2026 | 9999 |  |  | N | Solar | [13 empty] | 0 | 0 | 0 | 0
Black Walnut Solar, LLC | 66363_G_GEN1 | 66363 | G | GEN1 |  | Solar PV |  | S_VACA | North Carolina | 37 | Jones | 103 | 37103 | 80 | 0 | 2026 | 9999 |  |  | N | Solar | [13 empty] | 0 | 0 | 0 | 0
Cobalt Solar, LLC | 66364_G_COBAL | 66364 | G | COBAL |  | Solar PV |  | PJM_PENE | Pennsylvania | 42 | Forest | 53 | 42053 | 20 | 0 | 2025 | 9999 |  |  | N | Solar | [13 empty] | 0 | 0 | 0 | 0
Erie Solar, LLC | 66365_G_ERIE | 66365 | G | ERIE |  | Solar PV |  | PJM_PENE | Pennsylvania | 42 | Erie | 49 | 42049 | 20 | 0 | 2024 | 9999 |  |  | N | Solar | [13 empty] | 0 | 0 | 0 | 0
IMPA Middletown Solar Park | 66366_G_MIDDL | 66366 | G | MIDDL |  | Solar PV |  | MIS_INKY | Indiana | 18 | Henry | 65 | 18065 | 1.4 | 0 | 2023 | 9999 |  |  | N | Solar | [13 empty] | 0 | 0 | 0 | 0
IMPA Richmond Solar Park 7 | 66367_G_RICH7 | 66367 | G | RICH7 |  | Solar PV |  | PJM_West | Indiana | 18 | Wayne | 177 | 18177 | 4.4 | 0 | 2023 | 9999 |  |  | N | Solar | [13 empty] | 0 | 0 | 0 | 0
NSE Astoria - Skyward | 66368_G_SKYW | 66368 | G | SKYW |  | Solar PV |  | WECC_PNW | Oregon | 41 | Clackamas | 5 | 41005 | 2.5 | 0 | 2021 | 9999 |  |  | N | Solar | [13 empty] | 0 | 0 | 0 | 0
Wildflower Solar, LLC (MS) | 66369_G_WDFL | 66369 | G | WDFL |  | Solar PV |  | S_C_TVA | Mississippi | 28 | DeSoto | 33 | 28033 | 100 | 0 | 2023 | 9999 |  |  | N | Solar | [13 empty] | 0 | 0 | 0 | 0
BWC Unity Pond LLC | 66370_G_BENTN | 66370 | G | BENTN |  | Solar PV |  | NENG_ME | Maine | 23 | Kennebec | 11 | 23011 | 4.5 | 0 | 2023 | 9999 |  |  | N | Solar | [13 empty] | 0 | 0 | 0 | 0
Edison Farm | 66371_G_EDISN | 66371 | G | EDISN |  | Solar PV |  | S_VACA | North Carolina | 37 | Rockingham | 157 | 37157 | 2 | 0 | 2022 | 9999 |  |  | N | Solar | [13 empty] | 0 | 0 | 0 | 0
Overhill Solar | 66372_G_OVERH | 66372 | G | OVERH |  | Solar PV |  | S_VACA | North Carolina | 37 | Sampson | 163 | 37163 | 5 | 0 | 2022 | 9999 |  |  | N | Solar | [13 empty] | 0 | 0 | 0 | 0
Polk Farm | 66373_G_POLK | 66373 | G | POLK |  | Solar PV |  | S_VACA | North Carolina | 37 | Richmond | 153 | 37153 | 5 | 0 | 2022 | 9999 |  |  | N | Solar | [13 empty] | 0 | 0 | 0 | 0
Selwyn Farm | 66374_G_SELW | 66374 | G | SELW |  | Solar PV |  | S_VACA | North Carolina | 37 | Anson | 7 | 37007 | 5 | 0 | 2022 | 9999 |  |  | N | Solar | [13 empty] | 0 | 0 | 0 | 0
Shieldwall Solar | 66375_G_SHIEL | 66375 | G | SHIEL |  | Solar PV |  | PJM_Dom | North Carolina | 37 | Halifax | 83 | 37083 | 5 | 0 | 2022 | 9999 |  |  | N | Solar | [13 empty] | 0 | 0 | 0 | 0
Summit Solar | 66376_G_SUMMT | 66376 | G | SUMMT |  | Solar PV |  | S_VACA | North Carolina | 37 | Wayne | 191 | 37191 | 3 | 0 | 2022 | 9999 |  |  | N | Solar | [13 empty] | 0 | 0 | 0 | 0
Gray Fox Solar LLC | 66377_G_PV1 | 66377 | G | PV1 |  | Solar PV |  | S_VACA | North Carolina | 37 | Robeson | 155 | 37155 | 5 | 0 | 2023 | 9999 |  |  | N | Solar | [13 empty] | 0 | 0 | 0 | 0
Auburn Solar LLC (CSG) | 66378_G_PV1 | 66378 | G | PV1 |  | Solar PV |  | WECC_PNW | Oregon | 41 | Clackamas | 5 | 41005 | 2.9 | 0 | 2023 | 9999 |  |  | N | Solar | [13 empty] | 0 | 0 | 0 | 0
SCS Penfield One 010750 Penfield, LLC | 66380_G_83022 | 66380 | G | 83022 |  | Solar PV |  | NY_Z_B | New York | 36 | Monroe | 55 | 36055 | 4.9 | 0 | 2022 | 9999 |  |  | N | Solar | [13 empty] | 0 | 0 | 0 | 0
SCS Harpswell 012903 Brunswick, LLC | 66381_G_11822 | 66381 | G | 11822 |  | Solar PV |  | NENG_ME | Maine | 23 | Cumberland | 5 | 23005 | 4.9 | 0 | 2022 | 9999 |  |  | N | Solar | [13 empty] | 0 | 0 | 0 | 0
Healing Springs Solar, LLC | 66382_G_GEN1 | 66382 | G | GEN1 |  | Solar PV |  | S_VACA | North Carolina | 37 | Davidson | 57 | 37057 | 55 | 0 | 2025 | 9999 |  |  | N | Solar | [13 empty] | 0 | 0 | 0 | 0
Hyco Solar LLC | 66383_G_GEN1 | 66383 | G | GEN1 |  | Solar PV |  | S_VACA | North Carolina | 37 | Person | 145 | 37145 | 80 | 0 | 2026 | 9999 |  |  | N | Solar | [13 empty] | 0 | 0 | 0 | 0
Ostrea Solar, LLC | 66384_G_GEN1 | 66384 | G | GEN1 |  | Solar PV |  | WECC_PNW | Washington | 53 | Yakima | 77 | 53077 | 80 | 0 | 2024 | 9999 |  |  | N | Solar | [13 empty] | 0 | 0 | 0 | 0
Panther Branch Solar, LLC | 66385_G_GEN1 | 66385 | G | GEN1 |  | Solar PV |  | S_VACA | North Carolina | 37 | Duplin | 61 | 37061 | 80 | 0 | 2026 | 9999 |  |  | N | Solar | [13 empty] | 0 | 0 | 0 | 0
Oswego | 66387_G_NECA | 66387 | G | NECA |  | Solar PV |  | NY_Z_C&E | New York | 36 | Oswego | 75 | 36075 | 5 | 0 | 2023 | 9999 |  |  | N | Solar | [13 empty] | 0 | 0 | 0 | 0
Rome A CSG | 66388_G_NECA | 66388 | G | NECA |  | Solar PV |  | NY_Z_C&E | New York | 36 | Oneida | 65 | 36065 | 5 | 0 | 2023 | 9999 |  |  | N | Solar | [13 empty] | 0 | 0 | 0 | 0
Cereal City Solar, LLC | 66389_G_CCSPV | 66389 | G | CCSPV |  | Solar PV |  | MIS_LMI | Michigan | 26 | Calhoun | 25 | 26025 | 100 | 0 | 2023 | 9999 |  |  | N | Solar | [13 empty] | 0 | 0 | 0 | 0
MRG Goody Solar Project Hybrid | 66390_G_GDYES | 66390 | G | GDYES |  | Energy Storage |  | ERC_REST | Texas | 48 | Lamar | 277 | 48277 | 50.4 | 0 | 2025 | 9999 |  |  | N | Energy Storage | [13 empty] | 0 | 0 | 0 | 0
MRG Goody Solar Project Hybrid | 66390_G_GDYPV | 66390 | G | GDYPV |  | Solar PV |  | ERC_REST | Texas | 48 | Lamar | 277 | 48277 | 171.7 | 0 | 2025 | 9999 |  |  | N | Solar | [13 empty] | 0 | 0 | 0 | 0
Ash Creek BESS | 66391_G_BESS | 66391 | G | BESS |  | Energy Storage |  | ERC_REST | Texas | 48 | Hill | 217 | 48217 | 306 | 0 | 2025 | 9999 |  |  | N | Energy Storage | [13 empty] | 0 | 0 | 0 | 0
Goleta Energy Storage, LLC | 66394_G_GOLET | 66394 | G | GOLET |  | Energy Storage |  | WECC_SCE | California | 6 | Santa Barbara | 83 | 06083 | 60 | 0 | 2023 | 9999 |  |  | N | Energy Storage | [13 empty] | 0 | 0 | 0 | 0
Alta Sea | 66395_G_PV1 | 66395 | G | PV1 |  | Solar PV |  | WEC_LADW | California | 6 | Los Angeles | 37 | 06037 | 1.8 | 0 | 2023 | 9999 |  |  | N | Solar | [13 empty] | 0 | 0 | 0 | 0
Naduah Solar | 66396_G_NDUAH | 66396 | G | NDUAH |  | Solar PV |  | ERC_REST | Texas | 48 | Limestone | 293 | 48293 | 180.6 | 0 | 2025 | 9999 |  |  | N | Solar | [13 empty] | 0 | 0 | 0 | 0
Tokio Solar | 66397_G_TOKIO | 66397 | G | TOKIO |  | Solar PV |  | ERC_REST | Texas | 48 | McLennan | 309 | 48309 | 158.1 | 0 | 2025 | 9999 |  |  | N | Solar | [13 empty] | 0 | 0 | 0 | 0
Eytcheson Solar | 66398_G_EYTCH | 66398 | G | EYTCH |  | Solar PV |  | ERC_REST | Texas | 48 | Navarro | 349 | 48349 | 76 | 0 | 2024 | 9999 |  |  | N | Solar | [13 empty] | 0 | 0 | 0 | 0
OCI Lone Sun | 66399_G_OCILS | 66399 | G | OCILS |  | Solar PV |  | ERC_REST | Texas | 48 | McLennan | 309 | 48309 | 100 | 0 | 2025 | 9999 |  |  | N | Solar | [13 empty] | 0 | 0 | 0 | 0
Bexar ESS | 66400_G_OCBEX | 66400 | G | OCBEX |  | Energy Storage |  | ERC_REST | Texas | 48 | Bexar | 29 | 48029 | 100 | 0 | 2025 | 9999 |  |  | N | Energy Storage | [13 empty] | 0 | 0 | 0 | 0
OCI Hillsboro | 66401_G_OHLBS | 66401 | G | OHLBS |  | Energy Storage |  | ERC_REST | Texas | 48 | Hill | 217 | 48217 | 200 | 0 | 2026 | 9999 |  |  | N | Energy Storage | [13 empty] | 0 | 0 | 0 | 0
OCI Hillsboro | 66401_G_OHLPV | 66401 | G | OHLPV |  | Solar PV |  | ERC_REST | Texas | 48 | Hill | 217 | 48217 | 200 | 0 | 2026 | 9999 |  |  | N | Solar | [13 empty] | 0 | 0 | 0 | 0
Caribou | 66402_G_CRBOU | 66402 | G | CRBOU |  | Solar PV |  | NENG_ME | Maine | 23 | Aroostook | 3 | 23003 | 4.1 | 0 | 2023 | 9999 |  |  | N | Solar | [13 empty] | 0 | 0 | 0 | 0
Loring | 66403_G_LRING | 66403 | G | LRING |  | Solar PV |  | NENG_ME | Maine | 23 | Aroostook | 3 | 23003 | 4.1 | 0 | 2023 | 9999 |  |  | N | Solar | [13 empty] | 0 | 0 | 0 | 0
Red Mesa Solar Project | 66404_G_PV | 66404 | G | PV |  | Solar PV |  | WECC_UT | Utah | 49 | San Juan | 37 | 49037 | 72 | 0 | 2023 | 9999 |  |  | N | Solar | [13 empty] | 0 | 0 | 0 | 0
Chaves County Solar II | 66405_G_CCS2 | 66405 | G | CCS2 |  | Solar PV |  | SPP_SPS | New Mexico | 35 | Chaves | 5 | 35005 | 30 | 0 | 2023 | 9999 |  |  | N | Solar | [13 empty] | 0 | 0 | 0 | 0
Buena Vista Energy Center | 66408_G_BESS1 | 66408 | G | BESS1 |  | Energy Storage |  | WECC_NM | New Mexico | 35 | Otero | 35 | 35035 | 50 | 0 | 2023 | 9999 |  |  | N | Energy Storage | [13 empty] | 0 | 0 | 0 | 0
Buena Vista Energy Center | 66408_G_BVEC1 | 66408 | G | BVEC1 |  | Solar PV |  | WECC_NM | New Mexico | 35 | Otero | 35 | 35035 | 120 | 0 | 2023 | 9999 |  |  | N | Solar | [13 empty] | 0 | 0 | 0 | 0
Hecate Grid Gwent Storage 1 | 66409_G_GWNT | 66409 | G | GWNT |  | Energy Storage |  | WECC_SCE | California | 6 | Ventura | 111 | 06111 | 135 | 0 | 2026 | 9999 |  |  | N | Energy Storage | [13 empty] | 0 | 0 | 0 | 0
Grizzly Ridge Solar | 66410_G_375 | 66410 | G | 375 |  | Solar PV |  | ERC_REST | Texas | 48 | Hamilton | 193 | 48193 | 100 | 0 | 2023 | 9999 |  |  | N | Solar | [13 empty] | 0 | 0 | 0 | 0
Grizzly Ridge Solar | 66410_G_596 | 66410 | G | 596 |  | Energy Storage |  | ERC_REST | Texas | 48 | Hamilton | 193 | 48193 | 10 | 0 | 2024 | 9999 |  |  | N | Energy Storage | [13 empty] | 0 | 0 | 0 | 0
Hecate Grid East Valley Storage | 66411_G_RMSY | 66411 | G | RMSY |  | Energy Storage |  | ERC_REST | Texas | 48 | Cameron | 61 | 48061 | 255 | 0 | 2025 | 9999 |  |  | N | Energy Storage | [13 empty] | 0 | 0 | 0 | 0
Hayhurst New Mexico Solar | 66412_G_HHNM | 66412 | G | HHNM |  | Solar PV |  | SPP_SPS | New Mexico | 35 | Eddy | 15 | 35015 | 20 | 0 | 2023 | 9999 |  |  | N | Solar | [13 empty] | 0 | 0 | 0 | 0
Spanish Fork Community Solar | 66413_G_10112 | 66413 | G | 10112 |  | Solar PV |  | WECC_UT | Utah | 49 | Utah | 49 | 49049 | 4 | 0 | 2021 | 9999 |  |  | N | Solar | [13 empty] | 0 | 0 | 0 | 0
Hecate Energy Ramsey Storage | 66414_G_RMSY | 66414 | G | RMSY |  | Energy Storage |  | ERC_REST | Texas | 48 | Wharton | 481 | 48481 | 500 | 0 | 2025 | 9999 |  |  | N | Energy Storage | [13 empty] | 0 | 0 | 0 | 0
IMPA Knightstown Solar Park | 66415_G_KNIGH | 66415 | G | KNIGH |  | Solar PV |  | MIS_INKY | Indiana | 18 | Henry | 65 | 18065 | 1.4 | 0 | 2023 | 9999 |  |  | N | Solar | [13 empty] | 0 | 0 | 0 | 0
IMPA Washington Solar Park 2 | 66416_G_WASH2 | 66416 | G | WASH2 |  | Solar PV |  | MIS_INKY | Indiana | 18 | Daviess | 27 | 18027 | 9.9 | 0 | 2023 | 9999 |  |  | N | Solar | [13 empty] | 0 | 0 | 0 | 0
Manheim New England | 66417_G_GRND | 66417 | G | GRND |  | Solar PV |  | NENGREST | Massachusetts | 25 | Bristol | 5 | 25005 | 2.5 | 0 | 2012 | 9999 |  |  | N | Solar | [13 empty] | 0 | 0 | 0 | 0
Sonny Solar LLC | 66418_G_PGR36 | 66418 | G | PGR36 |  | Solar PV |  | S_SOU | Georgia | 13 | Elbert | 105 | 13105 | 40 | 0 | 2023 | 9999 |  |  | N | Solar | [13 empty] | 0 | 0 | 0 | 0
Dane County Solar LLC | 66419_G_DANE | 66419 | G | DANE |  | Solar PV |  | MIS_WUMS | Wisconsin | 55 | Dane | 25 | 55025 | 17.3 | 0 | 2023 | 9999 |  |  | N | Solar | [13 empty] | 0 | 0 | 0 | 0
Five Wells Solar Center - Hybrid | 66420_G_FWBAT | 66420 | G | FWBAT |  | Energy Storage |  | ERC_REST | Texas | 48 | Bell | 27 | 48027 | 259 | 0 | 2023 | 9999 |  |  | N | Energy Storage | [13 empty] | 0 | 0 | 0 | 0
Five Wells Solar Center - Hybrid | 66420_G_FWSOL | 66420 | G | FWSOL |  | Solar PV |  | ERC_REST | Texas | 48 | Bell | 27 | 48027 | 320 | 0 | 2023 | 9999 |  |  | N | Solar | [13 empty] | 0 | 0 | 0 | 0
Despain Solar | 66421_G_GRS13 | 66421 | G | GRS13 |  | Solar PV |  | ERC_REST | Texas | 48 | Kinney | 271 | 48271 | 236.2 | 0 | 2026 | 9999 |  |  | N | Solar | [13 empty] | 0 | 0 | 0 | 0
Westside Solar | 66422_G_NORTH | 66422 | G | NORTH |  | Solar PV |  | MIS_MNWI | Minnesota | 27 | Olmsted | 109 | 27109 | 3.4 | 0 | 2022 | 9999 |  |  | N | Solar | [13 empty] | 0 | 0 | 0 | 0
Westside Solar | 66422_G_SOUTH | 66422 | G | SOUTH |  | Solar PV |  | MIS_MNWI | Minnesota | 27 | Olmsted | 109 | 27109 | 6.4 | 0 | 2022 | 9999 |  |  | N | Solar | [13 empty] | 0 | 0 | 0 | 0
Stanton Battery Energy Storage | 66423_G_BESS1 | 66423 | G | BESS1 |  | Energy Storage |  | WECC_SCE | California | 6 | Orange | 59 | 06059 | 68.8 | 0 | 2023 | 9999 |  |  | N | Energy Storage | [13 empty] | 0 | 0 | 0 | 0
ELP Livingston Solar | 66424_G_LIV | 66424 | G | LIV |  | Solar PV |  | NY_Z_F | New York | 36 | Columbia | 21 | 36021 | 5 | 0 | 2023 | 9999 |  |  | N | Solar | [13 empty] | 0 | 0 | 0 | 0
ELP Claverack Solar | 66425_G_CLAV | 66425 | G | CLAV |  | Solar PV |  | NY_Z_F | New York | 36 | Columbia | 21 | 36021 | 5 | 0 | 2023 | 9999 |  |  | N | Solar | [13 empty] | 0 | 0 | 0 | 0
Utah Solar 1 | 66426_G_1EUS | 66426 | G | 1EUS |  | Solar PV |  | WECC_UT | Utah | 49 | Millard | 27 | 49027 | 300 | 0 | 2025 | 9999 |  |  | N | Solar | [13 empty] | 0 | 0 | 0 | 0
Emerald Marshfields, LLC | 66427_G_EMAR1 | 66427 | G | EMAR1 |  | Solar PV |  | NENGREST | Massachusetts | 25 | Plymouth | 23 | 25023 | 1.9 | 0 | 2022 | 9999 |  |  | N | Solar | [13 empty] | 0 | 0 | 0 | 0
Emerald Kemble, LLC | 66428_G_EK350 | 66428 | G | EK350 |  | Solar PV |  | PJM_EMAC | New Jersey | 34 | Morris | 27 | 34027 | 1.2 | 0 | 2022 | 9999 |  |  | N | Solar | [13 empty] | 0 | 0 | 0 | 0
Emerald Kemble, LLC | 66428_G_EK360 | 66428 | G | EK360 |  | Solar PV |  | PJM_EMAC | New Jersey | 34 | Morris | 27 | 34027 | 1.2 | 0 | 2022 | 9999 |  |  | N | Solar | [13 empty] | 0 | 0 | 0 | 0
Emerald Gardens PKI, LLC | 66429_G_EPKI1 | 66429 | G | EPKI1 |  | Solar PV |  | NENG_CT | Connecticut | 9 | Fairfield | 1 | 09001 | 0.8 | 0 | 2021 | 9999 |  |  | N | Solar | [13 empty] | 0 | 0 | 0 | 0
Emerald Gardens PKI, LLC | 66429_G_EPKI2 | 66429 | G | EPKI2 |  | Solar PV |  | NENG_CT | Connecticut | 9 | Fairfield | 1 | 09001 | 0.8 | 0 | 2021 | 9999 |  |  | N | Solar | [13 empty] | 0 | 0 | 0 | 0
Aragon Energy Storage | 66431_G_ARAG1 | 66431 | G | ARAG1 |  | Energy Storage |  | S_SOU | Georgia | 13 | Polk | 233 | 13233 | 150 | 0 | 2026 | 9999 |  |  | N | Energy Storage | [13 empty] | 0 | 0 | 0 | 0
USS Fruita Solar LLC | 66432_G_USGBS | 66432 | G | USGBS |  | Solar PV |  | WECC_CO | Colorado | 8 | Mesa | 77 | 08077 | 2 | 0 | 2024 | 9999 |  |  | N | Solar | [13 empty] | 0 | 0 | 0 | 0
USS Fair Park Solar LLC | 66433_G_USFPS | 66433 | G | USFPS |  | Solar PV |  | MIS_MNWI | Minnesota | 27 | Rice | 131 | 27131 | 1 | 0 | 2023 | 9999 |  |  | N | Solar | [13 empty] | 0 | 0 | 0 | 0
USS Cosmo Solar LLC | 66435_G_USCOS | 66435 | G | USCOS |  | Solar PV |  | MIS_MNWI | Minnesota | 27 | Renville | 129 | 27129 | 1 | 0 | 2023 | 9999 |  |  | N | Solar | [13 empty] | 0 | 0 | 0 | 0
USS Cogburn Solar LLC | 66436_G_USCOG | 66436 | G | USCOG |  | Solar PV |  | WECC_CO | Colorado | 8 | Mesa | 77 | 08077 | 2.4 | 0 | 2024 | 9999 |  |  | N | Solar | [13 empty] | 0 | 0 | 0 | 0
Granite Hill Solar | 66440_G_PAGH1 | 66440 | G | PAGH1 |  | Solar PV |  | PJM_WMAC | Pennsylvania | 42 | Adams | 1 | 42001 | 70 | 0 | 2024 | 9999 |  |  | N | Solar | [13 empty] | 0 | 0 | 0 | 0
Crossvine Solar | 66441_G_INCV1 | 66441 | G | INCV1 |  | Solar PV |  | MIS_INKY | Indiana | 18 | Dubois | 37 | 18037 | 100 | 0 | 2026 | 9999 |  |  | N | Solar | [13 empty] | 0 | 0 | 0 | 0
LSE Musca Solar | 66442_G_ORANG | 66442 | G | ORANG |  | Solar PV |  | NY_Z_C&E | New York | 36 | Tompkins | 109 | 36109 | 5 | 0 | 2022 | 9999 |  |  | N | Solar | [13 empty] | 0 | 0 | 0 | 0
Westport Stone & Sand Solar | 66447_G_WESTP | 66447 | G | WESTP |  | Solar PV |  | NENGREST | Massachusetts | 25 | Bristol | 5 | 25005 | 5 | 0 | 2023 | 9999 |  |  | N | Solar | [13 empty] | 0 | 0 | 0 | 0
Northline Solar | 66449_G_NORTH | 66449 | G | NORTH |  | Solar PV |  | NY_Z_F | New York | 36 | Rensselaer | 83 | 36083 | 4 | 0 | 2023 | 9999 |  |  | N | Solar | [13 empty] | 0 | 0 | 0 | 0
Beaumont BESS | 66461_G_GEN1 | 66461 | G | GEN1 |  | Energy Storage |  | WECC_SCE | California | 6 | Riverside | 65 | 06065 | 100 | 0 | 2024 | 9999 |  |  | N | Energy Storage | [13 empty] | 0 | 0 | 0 | 0
Placerita ESS | 66462_G_GEN1 | 66462 | G | GEN1 |  | Energy Storage |  | WEC_LADW | California | 6 | Los Angeles | 37 | 06037 | 80 | 0 | 2024 | 9999 |  |  | N | Energy Storage | [13 empty] | 0 | 0 | 0 | 0
Spring Hope Solar 2, LLC | 66465_G_68900 | 66465 | G | 68900 |  | Solar PV |  | S_VACA | North Carolina | 37 | Nash | 127 | 37127 | 5 | 0 | 2021 | 9999 |  |  | N | Solar | [13 empty] | 0 | 0 | 0 | 0
Blue Skies Solar, LLC | 66466_G_43580 | 66466 | G | 43580 |  | Solar PV |  | WECC_SCE | California | 6 | Kern | 29 | 06029 | 1 | 0 | 2021 | 9999 |  |  | N | Solar | [13 empty] | 0 | 0 | 0 | 0
Clovis High School | 66468_G_PV1 | 66468 | G | PV1 |  | Solar PV |  | WEC_CALN | California | 6 | Fresno | 19 | 06019 | 1 | 0 | 2018 | 9999 |  |  | N | Solar | [13 empty] | 0 | 0 | 0 | 0
Clovis East High School | 66469_G_PV1 | 66469 | G | PV1 |  | Solar PV |  | WEC_CALN | California | 6 | Fresno | 19 | 06019 | 1 | 0 | 2018 | 9999 |  |  | N | Solar | [13 empty] | 0 | 0 | 0 | 0
Clovis North High School | 66470_G_PV1 | 66470 | G | PV1 |  | Solar PV |  | WEC_CALN | California | 6 | Fresno | 19 | 06019 | 1 | 0 | 2017 | 9999 |  |  | N | Solar | [13 empty] | 0 | 0 | 0 | 0
Eiffel Solar Project | 66471_G_EIFEL | 66471 | G | EIFEL |  | Solar PV |  | ERC_REST | Texas | 48 | Lamar | 277 | 48277 | 240 | 0 | 2023 | 9999 |  |  | N | Solar | [13 empty] | 0 | 0 | 0 | 0
LSE Pavo Solar | 66473_G_WALTO | 66473 | G | WALTO |  | Solar PV |  | NY_Z_C&E | New York | 36 | Delaware | 25 | 36025 | 2.3 | 0 | 2022 | 9999 |  |  | N | Solar | [13 empty] | 0 | 0 | 0 | 0
MA Blackstone | 66474_G_18170 | 66474 | G | 18170 |  | Solar PV |  | NENGREST | Massachusetts | 25 | Worcester | 27 | 25027 | 4.2 | 0 | 2022 | 9999 |  |  | N | Solar | [13 empty] | 0 | 0 | 0 | 0
MA Blackstone | 66474_G_B8170 | 66474 | G | B8170 |  | Energy Storage |  | NENGREST | Massachusetts | 25 | Worcester | 27 | 25027 | 3 | 0 | 2022 | 9999 |  |  | N | Energy Storage | [13 empty] | 0 | 0 | 0 | 0
CA Bloomington 2551 S Lilac Avenue Micro | 66475_G_18263 | 66475 | G | 18263 |  | Solar PV |  | WECC_SCE | California | 6 | San Bernardino | 71 | 06071 | 1.5 | 0 | 2023 | 9999 |  |  | N | Solar | [13 empty] | 0 | 0 | 0 | 0
CA Bloomington 2551 S Lilac Avenue Micro | 66475_G_B8263 | 66475 | G | B8263 |  | Energy Storage |  | WECC_SCE | California | 6 | San Bernardino | 71 | 06071 | 1.5 | 0 | 2023 | 9999 |  |  | N | Energy Storage | [13 empty] | 0 | 0 | 0 | 0
CA Jurupa Valley 3251 De Forest Circle | 66476_G_18268 | 66476 | G | 18268 |  | Solar PV |  | WECC_SCE | California | 6 | Riverside | 65 | 06065 | 4.5 | 0 | 2023 | 9999 |  |  | N | Solar | [13 empty] | 0 | 0 | 0 | 0
USS Martha Solar LLC | 66477_G_USMAS | 66477 | G | USMAS |  | Solar PV |  | MIS_MNWI | Minnesota | 27 | Carver | 19 | 27019 | 1 | 0 | 2023 | 9999 |  |  | N | Solar | [13 empty] | 0 | 0 | 0 | 0
Pivot Energy Minnesota Solar 10 | 66479_G_PEM10 | 66479 | G | PEM10 |  | Solar PV |  | MIS_MNWI | Minnesota | 27 | Stearns | 145 | 27145 | 1 | 0 | 2023 | 9999 |  |  | N | Solar | [13 empty] | 0 | 0 | 0 | 0
Pivot Energy Minnesota Solar 1 | 66480_G_PEMS1 | 66480 | G | PEMS1 |  | Solar PV |  | MIS_MNWI | Minnesota | 27 | Steele | 147 | 27147 | 1 | 0 | 2023 | 9999 |  |  | N | Solar | [13 empty] | 0 | 0 | 0 | 0
Union Vale | 66481_G_UVALE | 66481 | G | UVALE |  | Solar PV |  | NY_Z_G-I | New York | 36 | Dutchess | 27 | 36027 | 1.7 | 0 | 2021 | 9999 |  |  | N | Solar | [13 empty] | 0 | 0 | 0 | 0
Ghent (NY) | 66482_G_GHENT | 66482 | G | GHENT |  | Solar PV |  | NY_Z_F | New York | 36 | Columbia | 21 | 36021 | 3.3 | 0 | 2021 | 9999 |  |  | N | Solar | [13 empty] | 0 | 0 | 0 | 0
Stanford | 66483_G_SNFRD | 66483 | G | SNFRD |  | Solar PV |  | NY_Z_G-I | New York | 36 | Dutchess | 27 | 36027 | 5 | 0 | 2021 | 9999 |  |  | N | Solar | [13 empty] | 0 | 0 | 0 | 0
Glen Canyon Solar A, LLC | 66484_G_GCA | 66484 | G | GCA |  | Solar PV |  | WECC_UT | Utah | 49 | Kane | 25 | 49025 | 95 | 0 | 2024 | 9999 |  |  | N | Solar | [13 empty] | 0 | 0 | 0 | 0
Gloucester | 66485_G_GLSTR | 66485 | G | GLSTR |  | Solar PV |  | PJM_EMAC | New Jersey | 34 | Camden | 7 | 34007 | 2.4 | 0 | 2019 | 9999 |  |  | N | Solar | [13 empty] | 0 | 0 | 0 | 0
Ramapo | 66486_G_RAMPO | 66486 | G | RAMPO |  | Solar PV |  | PJM_EMAC | New Jersey | 34 | Bergen | 3 | 34003 | 4.2 | 0 | 2019 | 9999 |  |  | N | Solar | [13 empty] | 0 | 0 | 0 | 0
Moyer Solar | 66487_G_MOYER | 66487 | G | MOYER |  | Solar PV |  | S_VACA | North Carolina | 37 | Rockingham | 157 | 37157 | 5 | 0 | 2022 | 9999 |  |  | N | Solar | [13 empty] | 0 | 0 | 0 | 0
Davis Solar | 66488_G_10958 | 66488 | G | 10958 |  | Solar PV |  | NY_Z_G-I | New York | 36 | Orange | 71 | 36071 | 2 | 0 | 2023 | 9999 |  |  | N | Solar | [13 empty] | 0 | 0 | 0 | 0
Davis Solar | 66488_G_BAT | 66488 | G | BAT |  | Energy Storage |  | NY_Z_G-I | New York | 36 | Orange | 71 | 36071 | 2 | 0 | 2023 | 9999 |  |  | N | Energy Storage | [13 empty] | 0 | 0 | 0 | 0
Genesee - CCR Solar | 66489_G_10951 | 66489 | G | 10951 |  | Solar PV |  | NY_Z_B | New York | 36 | Monroe | 55 | 36055 | 3.7 | 0 | 2022 | 9999 |  |  | N | Solar | [13 empty] | 0 | 0 | 0 | 0
Bullitt Farm Solar | 66490_G_10998 | 66490 | G | 10998 |  | Solar PV |  | NY_Z_C&E | New York | 36 | Oneida | 65 | 36065 | 5 | 0 | 2023 | 9999 |  |  | N | Solar | [13 empty] | 0 | 0 | 0 | 0
Henry Miller RD | 66492_G_HMRD1 | 66492 | G | HMRD1 |  | Solar PV |  | WEC_CALN | California | 6 | Merced | 47 | 06047 | 1.5 | 0 | 2018 | 9999 |  |  | N | Solar | [13 empty] | 0 | 0 | 0 | 0
Desert Vine Solar | 66493_G_DVS | 66493 | G | DVS |  | Solar PV |  | ERC_REST | Texas | 48 | Zapata | 505 | 48505 | 121.3 | 0 | 2025 | 9999 |  |  | N | Solar | [13 empty] | 0 | 0 | 0 | 0
Menifee Power Bank | 66494_G_NOVA1 | 66494 | G | NOVA1 |  | Energy Storage |  | WECC_SCE | California | 6 | Riverside | 65 | 06065 | 230 | 0 | 2024 | 9999 |  |  | N | Energy Storage | [13 empty] | 0 | 0 | 0 | 0
Menifee Power Bank | 66494_G_NOVA2 | 66494 | G | NOVA2 |  | Energy Storage |  | WECC_SCE | California | 6 | Riverside | 65 | 06065 | 230 | 0 | 2024 | 9999 |  |  | N | Energy Storage | [13 empty] | 0 | 0 | 0 | 0
Menifee Power Bank | 66494_G_NOVA3 | 66494 | G | NOVA3 |  | Energy Storage |  | WECC_SCE | California | 6 | Riverside | 65 | 06065 | 50 | 0 | 2024 | 9999 |  |  | N | Energy Storage | [13 empty] | 0 | 0 | 0 | 0
Magruder Solar | 66495_G_PV1 | 66495 | G | PV1 |  | Solar PV |  | NY_Z_G-I | New York | 36 | Ulster | 111 | 36111 | 5 | 0 | 2023 | 9999 |  |  | N | Solar | [13 empty] | 0 | 0 | 0 | 0
Sweetland Wind Farm, LLC | 66496_G_SLW | 66496 | G | SLW |  | Onshore Wind |  | SPP_WAUE | South Dakota | 46 | Hand | 59 | 46059 | 200 | 0 | 2023 | 9999 |  |  | N | Wind | [13 empty] | 0 | 0 | 0 | 0
Bensonhurst Energy Storage 1 LLC | 66497_G_BHBA1 | 66497 | G | BHBA1 |  | Energy Storage |  | NY_Z_J | New York | 36 | Kings | 47 | 36047 | 5 | 0 | 2025 | 9999 |  |  | N | Energy Storage | [13 empty] | 0 | 0 | 0 | 0
Federalsburg Energy Storage 1 LLC | 66499_G_FDBA1 | 66499 | G | FDBA1 |  | Energy Storage |  | PJM_EMAC | Maryland | 24 | Caroline | 11 | 24011 | 1.2 | 0 | 2021 | 9999 |  |  | N | Energy Storage | [13 empty] | 0 | 0 | 0 | 0
Federalsburg Energy Storage 1 LLC | 66499_G_FDPV1 | 66499 | G | FDPV1 |  | Solar PV |  | PJM_EMAC | Maryland | 24 | Caroline | 11 | 24011 | 0.8 | 0 | 2021 | 9999 |  |  | N | Solar | [13 empty] | 0 | 0 | 0 | 0
Valley Center 85 | 66500_G_VC85 | 66500 | G | VC85 |  | Energy Storage |  | WEC_SDGE | California | 6 | San Diego | 73 | 06073 | 85 | 0 | 2021 | 9999 |  |  | N | Energy Storage | [13 empty] | 0 | 0 | 0 | 0
Cicero Energy Storage 1 LLC | 66501_G_CCBA1 | 66501 | G | CCBA1 |  | Energy Storage |  | NY_Z_C&E | New York | 36 | Onondaga | 67 | 36067 | 5 | 0 | 2022 | 9999 |  |  | N | Energy Storage | [13 empty] | 0 | 0 | 0 | 0
Cicero Energy Storage 1 LLC | 66501_G_CCPV1 | 66501 | G | CCPV1 |  | Solar PV |  | NY_Z_C&E | New York | 36 | Onondaga | 67 | 36067 | 5 | 0 | 2022 | 9999 |  |  | N | Solar | [13 empty] | 0 | 0 | 0 | 0
Valley Center 54 | 66502_G_VC54 | 66502 | G | VC54 |  | Energy Storage |  | WEC_SDGE | California | 6 | San Diego | 73 | 06073 | 54 | 0 | 2021 | 9999 |  |  | N | Energy Storage | [13 empty] | 0 | 0 | 0 | 0
Cicero Energy Storage 2 LLC | 66503_G_CCBA2 | 66503 | G | CCBA2 |  | Energy Storage |  | NY_Z_C&E | New York | 36 | Onondaga | 67 | 36067 | 5 | 0 | 2022 | 9999 |  |  | N | Energy Storage | [13 empty] | 0 | 0 | 0 | 0
Cicero Energy Storage 2 LLC | 66503_G_CCPV2 | 66503 | G | CCPV2 |  | Solar PV |  | NY_Z_C&E | New York | 36 | Onondaga | 67 | 36067 | 5 | 0 | 2022 | 9999 |  |  | N | Solar | [13 empty] | 0 | 0 | 0 | 0
Sunnyside 1 Solar | 66504_G_SS1 | 66504 | G | SS1 |  | Solar PV |  | NY_Z_F | New York | 36 | Schenectady | 93 | 36093 | 5 | 0 | 2023 | 9999 |  |  | N | Solar | [13 empty] | 0 | 0 | 0 | 0
EnerSmart Chula Vista Sub Station | 66505_G_CV150 | 66505 | G | CV150 |  | Energy Storage |  | WEC_SDGE | California | 6 | San Diego | 73 | 06073 | 3 | 0 | 2023 | 9999 |  |  | N | Energy Storage | [13 empty] | 0 | 0 | 0 | 0
EnerSmart Chula Vista Sub Station | 66505_G_CV151 | 66505 | G | CV151 |  | Energy Storage |  | WEC_SDGE | California | 6 | San Diego | 73 | 06073 | 3 | 0 | 2023 | 9999 |  |  | N | Energy Storage | [13 empty] | 0 | 0 | 0 | 0
West Tambo Clean Power II | 66506_G_WEST2 | 66506 | G | WEST2 |  | Solar PV |  | WEC_CALN | California | 6 | Merced | 47 | 06047 | 2 | 0 | 2023 | 9999 |  |  | N | Solar | [13 empty] | 0 | 0 | 0 | 0
Briscoe 1A | 66507_G_BR1A | 66507 | G | BR1A |  | Solar PV |  | PJM_COMD | Illinois | 17 | LaSalle | 99 | 17099 | 2 | 0 | 2023 | 9999 |  |  | N | Solar | [13 empty] | 0 | 0 | 0 | 0
Briscoe 2A | 66508_G_BR2A | 66508 | G | BR2A |  | Solar PV |  | PJM_COMD | Illinois | 17 | LaSalle | 99 | 17099 | 2 | 0 | 2023 | 9999 |  |  | N | Solar | [13 empty] | 0 | 0 | 0 | 0
CA Manteca 730 Spreckels Ave | 66509_G_18259 | 66509 | G | 18259 |  | Solar PV |  | WEC_CALN | California | 6 | San Joaquin | 77 | 06077 | 1.5 | 0 | 2023 | 9999 |  |  | N | Solar | [13 empty] | 0 | 0 | 0 | 0
CA Manteca 730 Spreckels Ave | 66509_G_B8259 | 66509 | G | B8259 |  | Energy Storage |  | WEC_CALN | California | 6 | San Joaquin | 77 | 06077 | 1.5 | 0 | 2023 | 9999 |  |  | N | Energy Storage | [13 empty] | 0 | 0 | 0 | 0
CA Moss Landing 3040 Hilltop Rd | 66510_G_19616 | 66510 | G | 19616 |  | Solar PV |  | WEC_CALN | California | 6 | Monterey | 53 | 06053 | 1.2 | 0 | 2024 | 9999 |  |  | N | Solar | [13 empty] | 0 | 0 | 0 | 0
CA Moss Landing 3040 Hilltop Rd | 66510_G_B9616 | 66510 | G | B9616 |  | Energy Storage |  | WEC_CALN | California | 6 | Monterey | 53 | 06053 | 1 | 0 | 2024 | 9999 |  |  | N | Energy Storage | [13 empty] | 0 | 0 | 0 | 0
CA Riverside 2356 Fleetwood Dr. | 66511_G_18262 | 66511 | G | 18262 |  | Solar PV |  | WECC_SCE | California | 6 | Riverside | 65 | 06065 | 2 | 0 | 2023 | 9999 |  |  | N | Solar | [13 empty] | 0 | 0 | 0 | 0
CA Riverside 2356 Fleetwood Dr. | 66511_G_B8262 | 66511 | G | B8262 |  | Energy Storage |  | WECC_SCE | California | 6 | Riverside | 65 | 06065 | 2 | 0 | 2023 | 9999 |  |  | N | Energy Storage | [13 empty] | 0 | 0 | 0 | 0
ME Augusta 13 York Farm Rd Solar | 66512_G_18196 | 66512 | G | 18196 |  | Solar PV |  | NENG_ME | Maine | 23 | Kennebec | 11 | 23011 | 1 | 0 | 2023 | 9999 |  |  | N | Solar | [13 empty] | 0 | 0 | 0 | 0
MA Acushnet 540R Main St | 66513_G_18229 | 66513 | G | 18229 |  | Solar PV |  | NENGREST | Massachusetts | 25 | Bristol | 5 | 25005 | 4 | 0 | 2025 | 9999 |  |  | N | Solar | [13 empty] | 0 | 0 | 0 | 0
MA Acushnet 540R Main St | 66513_G_B8229 | 66513 | G | B8229 |  | Energy Storage |  | NENGREST | Massachusetts | 25 | Bristol | 5 | 25005 | 2 | 0 | 2025 | 9999 |  |  | N | Energy Storage | [13 empty] | 0 | 0 | 0 | 0
MA Lanesboro S. Main St. | 66514_G_18233 | 66514 | G | 18233 |  | Solar PV |  | NENGREST | Massachusetts | 25 | Berkshire | 3 | 25003 | 4.2 | 0 | 2025 | 9999 |  |  | N | Solar | [13 empty] | 0 | 0 | 0 | 0
MA Lanesboro S. Main St. | 66514_G_B8233 | 66514 | G | B8233 |  | Energy Storage |  | NENGREST | Massachusetts | 25 | Berkshire | 3 | 25003 | 2.5 | 0 | 2025 | 9999 |  |  | N | Energy Storage | [13 empty] | 0 | 0 | 0 | 0
TX Dallas 7750 Dynasty Drive | 66516_G_19500 | 66516 | G | 19500 |  | Solar PV |  | ERC_REST | Texas | 48 | Dallas | 113 | 48113 | 2.3 | 0 | 2023 | 9999 |  |  | N | Solar | [13 empty] | 0 | 0 | 0 | 0
TX Houston 7080 Express Lane | 66517_G_19344 | 66517 | G | 19344 |  | Solar PV |  | ERC_REST | Texas | 48 | Harris | 201 | 48201 | 1.9 | 0 | 2024 | 9999 |  |  | N | Solar | [13 empty] | 0 | 0 | 0 | 0
TX Pasadena 10585 Red Bluff Road Solar | 66519_G_19503 | 66519 | G | 19503 |  | Solar PV |  | ERC_REST | Texas | 48 | Harris | 201 | 48201 | 2.3 | 0 | 2024 | 9999 |  |  | N | Solar | [13 empty] | 0 | 0 | 0 | 0
TX Sunnyvale 367 Long Creek Road Solar | 66520_G_19644 | 66520 | G | 19644 |  | Solar PV |  | ERC_REST | Texas | 48 | Dallas | 113 | 48113 | 2 | 0 | 2024 | 9999 |  |  | N | Solar | [13 empty] | 0 | 0 | 0 | 0
Afton Solar | 66521_G_18808 | 66521 | G | 18808 |  | Solar PV |  | NY_Z_C&E | New York | 36 | Chenango | 17 | 36017 | 5 | 0 | 2024 | 9999 |  |  | N | Solar | [13 empty] | 0 | 0 | 0 | 0
Amherst Community Solar | 66522_G_18208 | 66522 | G | 18208 |  | Solar PV |  | NY_Z_A | New York | 36 | Erie | 29 | 36029 | 5 | 0 | 2023 | 9999 |  |  | N | Solar | [13 empty] | 0 | 0 | 0 | 0
NY Beaver Dams Dix 1239 Duvall Rd Solar | 66523_G_20149 | 66523 | G | 20149 |  | Solar PV |  | NY_Z_C&E | New York | 36 | Schuyler | 97 | 36097 | 5 | 0 | 2024 | 9999 |  |  | N | Solar | [13 empty] | 0 | 0 | 0 | 0
Greene Community Solar | 66524_G_20738 | 66524 | G | 20738 |  | Solar PV |  | NY_Z_C&E | New York | 36 | Chenango | 17 | 36017 | 5 | 0 | 2024 | 9999 |  |  | N | Solar | [13 empty] | 0 | 0 | 0 | 0
NY Fredonia 9824 Route 60 Solar | 66525_G_21105 | 66525 | G | 21105 |  | Solar PV |  | NY_Z_A | New York | 36 | Chautauqua | 13 | 36013 | 5 | 0 | 2023 | 9999 |  |  | N | Solar | [13 empty] | 0 | 0 | 0 | 0
NY Geneseo 3240 W Lake Rd Solar | 66526_G_19372 | 66526 | G | 19372 |  | Solar PV |  | NY_Z_B | New York | 36 | Livingston | 51 | 36051 | 5 | 0 | 2023 | 9999 |  |  | N | Solar | [13 empty] | 0 | 0 | 0 | 0
NY Grand Island 871 Whitehaven Rd Solar | 66527_G_21011 | 66527 | G | 21011 |  | Solar PV |  | NY_Z_A | New York | 36 | Erie | 29 | 36029 | 5 | 0 | 2024 | 9999 |  |  | N | Solar | [13 empty] | 0 | 0 | 0 | 0
NY Lancaster Gunnville Rd Site 1 Solar | 66528_G_18237 | 66528 | G | 18237 |  | Solar PV |  | NY_Z_A | New York | 36 | Erie | 29 | 36029 | 5 | 0 | 2023 | 9999 |  |  | N | Solar | [13 empty] | 0 | 0 | 0 | 0
NY Lancaster Shisler Rd Site 2 Solar | 66529_G_21013 | 66529 | G | 21013 |  | Solar PV |  | NY_Z_D | New York | 36 | St Lawrence | 89 | 36089 | 5.2 | 0 | 2023 | 9999 |  |  | N | Solar | [13 empty] | 0 | 0 | 0 | 0
NY Potsdam 28 Hamilton St. Solar | 66530_G_21013 | 66530 | G | 21013 |  | Solar PV |  | NY_Z_D | New York | 36 | St Lawrence | 89 | 36089 | 4.4 | 0 | 2023 | 9999 |  |  | N | Solar | [13 empty] | 0 | 0 | 0 | 0
Pioneer Hutt Wind Energy | 66531_G_WPION | 66531 | G | WPION |  | Onshore Wind |  | ERC_WEST | Texas | 48 | Midland | 329 | 48329 | 140 | 0 | 2024 | 9999 |  |  | N | Wind | [13 empty] | 0 | 0 | 0 | 0
BCE Los Alamitos 2 | 66532_G_BCE21 | 66532 | G | BCE21 |  | Solar PV |  | WECC_SCE | California | 6 | Orange | 59 | 06059 | 10 | 0 | 2023 | 9999 |  |  | N | Solar | [13 empty] | 0 | 0 | 0 | 0
BCE Los Alamitos 2 | 66532_G_BCE22 | 66532 | G | BCE22 |  | Energy Storage |  | WECC_SCE | California | 6 | Orange | 59 | 06059 | 10 | 0 | 2023 | 9999 |  |  | N | Energy Storage | [13 empty] | 0 | 0 | 0 | 0
BCE Los Alamitos 1 | 66533_G_BCE11 | 66533 | G | BCE11 |  | Solar PV |  | WECC_SCE | California | 6 | Orange | 59 | 06059 | 10 | 0 | 2023 | 9999 |  |  | N | Solar | [13 empty] | 0 | 0 | 0 | 0
BCE Los Alamitos 1 | 66533_G_BCE12 | 66533 | G | BCE12 |  | Energy Storage |  | WECC_SCE | California | 6 | Orange | 59 | 06059 | 10 | 0 | 2023 | 9999 |  |  | N | Energy Storage | [13 empty] | 0 | 0 | 0 | 0
CPG - Duke 5300A Holabird | 66536_G_5003A | 66536 | G | 5003A |  | Solar PV |  | PJM_SMAC | Maryland | 24 | Baltimore City | 510 | 24510 | 1.5 | 0 | 2022 | 9999 |  |  | N | Solar | [13 empty] | 0 | 0 | 0 | 0
CPG - Duke 5300B Holabird | 66537_G_5003B | 66537 | G | 5003B |  | Solar PV |  | PJM_SMAC | Maryland | 24 | Baltimore City | 510 | 24510 | 1.5 | 0 | 2022 | 9999 |  |  | N | Solar | [13 empty] | 0 | 0 | 0 | 0
CPG - Duke 5900 Holabird | 66538_G_5900 | 66538 | G | 5900 |  | Solar PV |  | PJM_SMAC | Maryland | 24 | Baltimore City | 510 | 24510 | 1.5 | 0 | 2022 | 9999 |  |  | N | Solar | [13 empty] | 0 | 0 | 0 | 0
CPG - Duke 6000 Holabird | 66539_G_6000 | 66539 | G | 6000 |  | Solar PV |  | PJM_SMAC | Maryland | 24 | Baltimore City | 510 | 24510 | 1.5 | 0 | 2022 | 9999 |  |  | N | Solar | [13 empty] | 0 | 0 | 0 | 0
Shamrock Wind | 66540_G_WSHAM | 66540 | G | WSHAM |  | Onshore Wind |  | ERC_WEST | Texas | 48 | Crockett | 105 | 48105 | 223.9 | 0 | 2023 | 9999 |  |  | N | Wind | [13 empty] | 0 | 0 | 0 | 0
Chesapeake Solar Project | 66541_G_CHSP | 66541 | G | CHSP |  | Solar PV |  | PJM_Dom | Virginia | 51 | Chesapeake City | 550 | 51550 | 118 | 0 | 2023 | 9999 |  |  | N | Solar | [13 empty] | 0 | 0 | 0 | 0
Bulldog Solar LLC | 66542_G_PGR37 | 66542 | G | PGR37 |  | Solar PV |  | S_SOU | Georgia | 13 | Warren | 301 | 13301 | 80 | 0 | 2023 | 9999 |  |  | N | Solar | [13 empty] | 0 | 0 | 0 | 0
Cane Creek | 66543_G_PGRCC | 66543 | G | PGRCC |  | Solar PV |  | S_SOU | Mississippi | 28 | Clarke | 23 | 28023 | 78.5 | 0 | 2024 | 9999 |  |  | N | Solar | [13 empty] | 0 | 0 | 0 | 0
Moonshot | 66544_G_PGRMS | 66544 | G | PGRMS |  | Solar PV |  | MIS_MS | Mississippi | 28 | Hancock | 45 | 28045 | 78.5 | 0 | 2024 | 9999 |  |  | N | Solar | [13 empty] | 0 | 0 | 0 | 0
Mammoth South Solar Project | 66545_G_MMTHS | 66545 | G | MMTHS |  | Solar PV |  | MIS_INKY | Indiana | 18 | Pulaski | 131 | 18131 | 300 | 0 | 2025 | 9999 |  |  | N | Solar | [13 empty] | 0 | 0 | 0 | 0
Mammoth Central Solar Project | 66546_G_MMTHC | 66546 | G | MMTHC |  | Solar PV |  | MIS_INKY | Indiana | 18 | Pulaski | 131 | 18131 | 300 | 0 | 2025 | 9999 |  |  | N | Solar | [13 empty] | 0 | 0 | 0 | 0
Mammoth Central Solar Project | 66546_G_MTHC2 | 66546 | G | MTHC2 |  | Solar PV |  | MIS_INKY | Indiana | 18 | Pulaski | 131 | 18131 | 300 | 0 | 2025 | 9999 |  |  | N | Solar | [13 empty] | 0 | 0 | 0 | 0
Goonies Solar Project | 66547_G_GOONS | 66547 | G | GOONS |  | Solar PV |  | PJM_WMAC | Pennsylvania | 42 | Lycoming | 81 | 42081 | 106.7 | 0 | 2025 | 9999 |  |  | N | Solar | [13 empty] | 0 | 0 | 0 | 0
MN CSG 2019-54 LLC | 66548_G_RETTE | 66548 | G | RETTE |  | Solar PV |  | MIS_MNWI | Minnesota | 27 | Blue Earth | 13 | 27013 | 1 | 0 | 2023 | 9999 |  |  | N | Solar | [13 empty] | 0 | 0 | 0 | 0
EnerSmart Imperial Beach BESS | 66551_G_IB192 | 66551 | G | IB192 |  | Energy Storage |  | WEC_SDGE | California | 6 | San Diego | 73 | 06073 | 3 | 0 | 2024 | 9999 |  |  | N | Energy Storage | [13 empty] | 0 | 0 | 0 | 0
EnerSmart Imperial Beach BESS | 66551_G_IB193 | 66551 | G | IB193 |  | Energy Storage |  | WEC_SDGE | California | 6 | San Diego | 73 | 06073 | 3 | 0 | 2024 | 9999 |  |  | N | Energy Storage | [13 empty] | 0 | 0 | 0 | 0
EnerSmart Mesa Heights Sub Station | 66552_G_MH162 | 66552 | G | MH162 |  | Energy Storage |  | WEC_SDGE | California | 6 | San Diego | 73 | 06073 | 3 | 0 | 2024 | 9999 |  |  | N | Energy Storage | [13 empty] | 0 | 0 | 0 | 0
Winquepin Renewable Energy Center | 66553_G_PV1 | 66553 | G | PV1 |  | Solar PV |  | FRCC | Florida | 12 | Madison | 79 | 12079 | 74.9 | 0 | 2024 | 9999 |  |  | N | Solar | [13 empty] | 0 | 0 | 0 | 0
Wolverine Solar | 66554_G_22222 | 66554 | G | 22222 |  | Solar PV |  | MIS_MNWI | Minnesota | 27 | Chippewa | 23 | 27023 | 1 | 0 | 2023 | 9999 |  |  | N | Solar | [13 empty] | 0 | 0 | 0 | 0
Mountain Holly Solar | 66556_G_PAMH1 | 66556 | G | PAMH1 |  | Solar PV |  | PJM_WMAC | Pennsylvania | 42 | Columbia | 37 | 42037 | 20 | 0 | 2024 | 9999 |  |  | N | Solar | [13 empty] | 0 | 0 | 0 | 0
Mountain Daisy | 66557_G_COMD1 | 66557 | G | COMD1 |  | Solar PV |  | WECC_CO | Colorado | 8 | Weld | 123 | 08123 | 161.7 | 0 | 2025 | 9999 |  |  | N | Solar | [13 empty] | 0 | 0 | 0 | 0
Mowata Solar | 66558_G_LAMO1 | 66558 | G | LAMO1 |  | Solar PV |  | MIS_WOTA | Louisiana | 22 | Acadia | 1 | 22001 | 150 | 0 | 2026 | 9999 |  |  | N | Solar | [13 empty] | 0 | 0 | 0 | 0
Jones City 1 Solar | 66559_G_TXJC1 | 66559 | G | TXJC1 |  | Solar PV |  | ERC_WEST | Texas | 48 | Jones | 253 | 48253 | 215 | 0 | 2025 | 9999 |  |  | N | Solar | [13 empty] | 0 | 0 | 0 | 0
Wheatridge East Wind | 66560_G_WREW | 66560 | G | WREW |  | Onshore Wind |  | WECC_PNW | Oregon | 41 | Morrow | 49 | 41049 | 300 | 0 | 2024 | 9999 |  |  | N | Wind | [13 empty] | 0 | 0 | 0 | 0
Shady Oaks Wind 2 | 66568_G_SHO02 | 66568 | G | SHO02 |  | Onshore Wind |  | PJM_COMD | Illinois | 17 | Lee | 103 | 17103 | 108.3 | 0 | 2023 | 9999 |  |  | N | Wind | [13 empty] | 0 | 0 | 0 | 0
Black Mesa Solar, LLC | 66569_G_BMSA | 66569 | G | BMSA |  | Solar PV |  | WECC_ID | Idaho | 16 | Elmore | 39 | 16039 | 40 | 0 | 2023 | 9999 |  |  | N | Solar | [13 empty] | 0 | 0 | 0 | 0
Fredonia Solar (KS) | 66570_G_FS1 | 66570 | G | FS1 |  | Solar PV |  | SPP_N | Kansas | 20 | Wilson | 205 | 20205 | 2 | 0 | 2023 | 9999 |  |  | N | Solar | [13 empty] | 0 | 0 | 0 | 0
BKV Ponder Solar 1 | 66571_G_BKVP1 | 66571 | G | BKVP1 |  | Solar PV |  | ERC_REST | Texas | 48 | Denton | 121 | 48121 | 2.5 | 0 | 2024 | 9999 |  |  | N | Solar | [13 empty] | 0 | 0 | 0 | 0
Highpeak Solar 1 | 66572_G_HPKS1 | 66572 | G | HPKS1 |  | Solar PV |  | ERC_WEST | Texas | 48 | Howard | 227 | 48227 | 10 | 0 | 2024 | 9999 |  |  | N | Solar | [13 empty] | 0 | 0 | 0 | 0
Crane Garden | 66573_G_MNC04 | 66573 | G | MNC04 |  | Solar PV |  | MIS_MNWI | Minnesota | 27 | McLeod | 85 | 27085 | 1 | 0 | 2023 | 9999 |  |  | N | Solar | [13 empty] | 0 | 0 | 0 | 0
San Juan Solar I | 66574_G_SANS | 66574 | G | SANS |  | Solar PV |  | WECC_NM | New Mexico | 35 | San Juan | 45 | 35045 | 200 | 0 | 2024 | 9999 |  |  | N | Solar | [13 empty] | 0 | 0 | 0 | 0
San Juan Solar I | 66574_G_SJSS | 66574 | G | SJSS |  | Energy Storage |  | WECC_NM | New Mexico | 35 | San Juan | 45 | 35045 | 100 | 0 | 2024 | 9999 |  |  | N | Energy Storage | [13 empty] | 0 | 0 | 0 | 0
Sunlight Storage II | 66575_G_SUNS2 | 66575 | G | SUNS2 |  | Energy Storage |  | WECC_SCE | California | 6 | Riverside | 65 | 06065 | 230 | 0 | 2024 | 9999 |  |  | N | Energy Storage | [13 empty] | 0 | 0 | 0 | 0
Fox Garden | 66576_G_MNC07 | 66576 | G | MNC07 |  | Solar PV |  | MIS_MNWI | Minnesota | 27 | Waseca | 161 | 27161 | 1 | 0 | 2024 | 9999 |  |  | N | Solar | [13 empty] | 0 | 0 | 0 | 0
Pepin Garden | 66577_G_MNC02 | 66577 | G | MNC02 |  | Solar PV |  | MIS_MNWI | Minnesota | 27 | Wabasha | 157 | 27157 | 1 | 0 | 2023 | 9999 |  |  | N | Solar | [13 empty] | 0 | 0 | 0 | 0
Pickerel Garden | 66578_G_MNC03 | 66578 | G | MNC03 |  | Solar PV |  | MIS_MNWI | Minnesota | 27 | Sherburne | 141 | 27141 | 1 | 0 | 2024 | 9999 |  |  | N | Solar | [13 empty] | 0 | 0 | 0 | 0
Sturgeon Garden | 66579_G_MNC05 | 66579 | G | MNC05 |  | Solar PV |  | MIS_MNWI | Minnesota | 27 | Goodhue | 49 | 27049 | 1 | 0 | 2023 | 9999 |  |  | N | Solar | [13 empty] | 0 | 0 | 0 | 0
Winona Garden | 66580_G_MNC06 | 66580 | G | MNC06 |  | Solar PV |  | MIS_MNWI | Minnesota | 27 | Winona | 169 | 27169 | 1 | 0 | 2023 | 9999 |  |  | N | Solar | [13 empty] | 0 | 0 | 0 | 0
North Kingstown Solar LLC | 66582_G_07948 | 66582 | G | 07948 |  | Solar PV |  | NENGREST | Rhode Island | 44 | Washington | 9 | 44009 | 1.9 | 0 | 2022 | 9999 |  |  | N | Solar | [13 empty] | 0 | 0 | 0 | 0
Phillips Route 82 Solar LLC | 66583_G_05658 | 66583 | G | 05658 |  | Solar PV |  | NY_Z_G-I | New York | 36 | Dutchess | 27 | 36027 | 5 | 0 | 2022 | 9999 |  |  | N | Solar | [13 empty] | 0 | 0 | 0 | 0
White Rock Road LLC | 66584_G_07367 | 66584 | G | 07367 |  | Solar PV |  | NENGREST | Rhode Island | 44 | Washington | 9 | 44009 | 6.5 | 0 | 2022 | 9999 |  |  | N | Solar | [13 empty] | 0 | 0 | 0 | 0
French King Solar LLC | 66585_G_07152 | 66585 | G | 07152 |  | Solar PV |  | NENGREST | Massachusetts | 25 | Franklin | 11 | 25011 | 5 | 0 | 2022 | 9999 |  |  | N | Solar | [13 empty] | 0 | 0 | 0 | 0
DOCCS Greene | 66586_G_06945 | 66586 | G | 06945 |  | Solar PV |  | NY_Z_F | New York | 36 | Greene | 39 | 36039 | 5 | 0 | 2022 | 9999 |  |  | N | Solar | [13 empty] | 0 | 0 | 0 | 0
Americus | 66587_G_SOL | 66587 | G | SOL |  | Solar PV |  | SPP_N | Kansas | 20 | Lyon | 111 | 20111 | 1 | 0 | 2021 | 9999 |  |  | N | Solar | [13 empty] | 0 | 0 | 0 | 0
Ashley-Chicot Solar | 66588_G_SOL | 66588 | G | SOL |  | Solar PV |  | MIS_AR | Arkansas | 5 | Ashley | 3 | 05003 | 1 | 0 | 2018 | 9999 |  |  | N | Solar | [13 empty] | 0 | 0 | 0 | 0
Berryville School District Solar | 66589_G_SOL | 66589 | G | SOL |  | Solar PV |  | SPP_WEST | Arkansas | 5 | Carroll | 15 | 05015 | 1 | 0 | 2018 | 9999 |  |  | N | Solar | [13 empty] | 0 | 0 | 0 | 0
C&L | 66590_G_SOL | 66590 | G | SOL |  | Solar PV |  | MIS_AR | Arkansas | 5 | Lincoln | 79 | 05079 | 1 | 0 | 2020 | 9999 |  |  | N | Solar | [13 empty] | 0 | 0 | 0 | 0
Cheney Solar | 66591_G_SOL | 66591 | G | SOL |  | Solar PV |  | SPP_N | Kansas | 20 | Sedgwick | 173 | 20173 | 1 | 0 | 2021 | 9999 |  |  | N | Solar | [13 empty] | 0 | 0 | 0 | 0
Baldy Mesa Solar & Storage | 66598_G_BDMSS | 66598 | G | BDMSS |  | Energy Storage |  | WECC_SCE | California | 6 | San Bernardino | 71 | 06071 | 75 | 0 | 2023 | 9999 |  |  | N | Energy Storage | [13 empty] | 0 | 0 | 0 | 0
Baldy Mesa Solar & Storage | 66598_G_BLDMS | 66598 | G | BLDMS |  | Solar PV |  | WECC_SCE | California | 6 | San Bernardino | 71 | 06071 | 150 | 0 | 2023 | 9999 |  |  | N | Solar | [13 empty] | 0 | 0 | 0 | 0
Dark Sky Energy Center | 66599_G_1 | 66599 | G | 1 |  | Energy Storage |  | WEC_SDGE | California | 6 | San Diego | 73 | 06073 | 7.1 | 0 | 2024 | 9999 |  |  | N | Energy Storage | [13 empty] | 0 | 0 | 0 | 0
Beckwith Solar | 66602_G_BCKWT | 66602 | G | BCKWT |  | Solar PV |  | S_VACA | North Carolina | 37 | Columbus | 47 | 37047 | 5 | 0 | 2022 | 9999 |  |  | N | Solar | [13 empty] | 0 | 0 | 0 | 0
IGS OXR1 | 66603_G_454 | 66603 | G | 454 |  | Solar PV |  | WECC_SCE | California | 6 | Ventura | 111 | 06111 | 4.8 | 0 | 2024 | 9999 |  |  | N | Solar | [13 empty] | 0 | 0 | 0 | 0
Arthur 2 Solar | 66605_G_ARTH2 | 66605 | G | ARTH2 |  | Solar PV |  | S_VACA | North Carolina | 37 | Columbus | 47 | 37047 | 5 | 0 | 2023 | 9999 |  |  | N | Solar | [13 empty] | 0 | 0 | 0 | 0
Cross Town Energy Storage | 66606_G_CROS1 | 66606 | G | CROS1 |  | Energy Storage |  | NENG_ME | Maine | 23 | Cumberland | 5 | 23005 | 175 | 0 | 2025 | 9999 |  |  | N | Energy Storage | [13 empty] | 0 | 0 | 0 | 0
Clay County Electrical Cooperative | 66607_G_SOL | 66607 | G | SOL |  | Solar PV |  | MIS_AR | Arkansas | 5 | Clay | 21 | 05021 | 1 | 0 | 2020 | 9999 |  |  | N | Solar | [13 empty] | 0 | 0 | 0 | 0
Craighead Electric Solar One | 66608_G_SOL | 66608 | G | SOL |  | Solar PV |  | MIS_AR | Arkansas | 5 | Craighead | 31 | 05031 | 1 | 0 | 2018 | 9999 |  |  | N | Solar | [13 empty] | 0 | 0 | 0 | 0
DeGraff Butler Electric | 66609_G_SOL | 66609 | G | SOL |  | Solar PV |  | SPP_N | Kansas | 20 | Butler | 15 | 20015 | 1 | 0 | 2021 | 9999 |  |  | N | Solar | [13 empty] | 0 | 0 | 0 | 0
Farmers Electric Cooperative | 66610_G_SOL | 66610 | G | SOL |  | Solar PV |  | MIS_AR | Arkansas | 5 | Jackson | 67 | 05067 | 1 | 0 | 2019 | 9999 |  |  | N | Solar | [13 empty] | 0 | 0 | 0 | 0
Wolf Tank Storage | 66616_G_1 | 66616 | G | 1 |  | Energy Storage |  | ERC_REST | Texas | 48 | Webb | 479 | 48479 | 150 | 0 | 2023 | 9999 |  |  | N | Energy Storage | [13 empty] | 0 | 0 | 0 | 0
Cald BESS | 66617_G_1 | 66617 | G | 1 |  | Energy Storage |  | WEC_LADW | California | 6 | Los Angeles | 37 | 06037 | 100 | 0 | 2024 | 9999 |  |  | N | Energy Storage | [13 empty] | 0 | 0 | 0 | 0
AFTW Storage, LLC | 66619_G_AFTW | 66619 | G | AFTW |  | Energy Storage |  | WECC_SCE | California | 6 | Kern | 29 | 06029 | 1.2 | 0 | 2024 | 9999 |  |  | N | Energy Storage | [13 empty] | 0 | 0 | 0 | 0
Resurgence Solar II | 66620_G_GEN1 | 66620 | G | GEN1 |  | Solar PV |  | WECC_SCE | California | 6 | San Bernardino | 71 | 06071 | 48 | 0 | 2023 | 9999 |  |  | N | Solar | [13 empty] | 0 | 0 | 0 | 0
Resurgence Solar II | 66620_G_GEN2 | 66620 | G | GEN2 |  | Energy Storage |  | WECC_SCE | California | 6 | San Bernardino | 71 | 06071 | 40 | 0 | 2023 | 9999 |  |  | N | Energy Storage | [13 empty] | 0 | 0 | 0 | 0
9150 Hermosa Solar GM | 66622_G_VSPRC | 66622 | G | VSPRC |  | Solar PV |  | WECC_SCE | California | 6 | San Bernardino | 71 | 06071 | 1.3 | 0 | 2022 | 9999 |  |  | N | Solar | [13 empty] | 0 | 0 | 0 | 0
Harvest Gold Solar | 66623_G_HGS | 66623 | G | HGS |  | Solar PV |  | MIS_MS | Mississippi | 28 | Sunflower | 133 | 28133 | 99 | 0 | 2024 | 9999 |  |  | N | Solar | [13 empty] | 0 | 0 | 0 | 0
Double Back Diamond | 66624_G_DBD | 66624 | G | DBD |  | Solar PV |  | MIS_IL | Illinois | 17 | Sangamon | 167 | 17167 | 592.8 | 0 | 2024 | 9999 |  |  | N | Solar | [13 empty] | 0 | 0 | 0 | 0
Prairie Mist Solar | 66625_G_78661 | 66625 | G | 78661 |  | Solar PV |  | MIS_AR | Arkansas | 5 | Ashley | 3 | 05003 | 100 | 0 | 2024 | 9999 |  |  | N | Solar | [13 empty] | 0 | 0 | 0 | 0
Wadley Solar | 66626_G_WADLE | 66626 | G | WADLE |  | Solar PV |  | S_SOU | Georgia | 13 | Jefferson | 163 | 13163 | 260 | 0 | 2024 | 9999 |  |  | N | Solar | [13 empty] | 0 | 0 | 0 | 0
Sonoran Solar Energy | 66627_G_SON12 | 66627 | G | SON12 |  | Solar PV |  | WECC_AZ | Arizona | 4 | Maricopa | 13 | 04013 | 260 | 0 | 2023 | 9999 |  |  | N | Solar | [13 empty] | 0 | 0 | 0 | 0
Sonoran Solar Energy | 66627_G_SON13 | 66627 | G | SON13 |  | Energy Storage |  | WECC_AZ | Arizona | 4 | Maricopa | 13 | 04013 | 260 | 0 | 2023 | 9999 |  |  | N | Energy Storage | [13 empty] | 0 | 0 | 0 | 0
Altona Solar, LLC | 66628_G_PV | 66628 | G | PV |  | Solar PV |  | MIS_MO | Missouri | 29 | Audrain | 7 | 29007 | 30 | 0 | 2024 | 9999 |  |  | N | Solar | [13 empty] | 0 | 0 | 0 | 0
Envoy Solar, LLC | 66629_G_PV | 66629 | G | PV |  | Solar PV |  | MIS_MO | Missouri | 29 | Audrain | 7 | 29007 | 50 | 0 | 2024 | 9999 |  |  | N | Solar | [13 empty] | 0 | 0 | 0 | 0
RIchland Township Solar, LLC | 66630_G_PV | 66630 | G | PV |  | Solar PV |  | PJM_COMD | Illinois | 17 | Marshall | 123 | 17123 | 35 | 0 | 2024 | 9999 |  |  | N | Solar | [13 empty] | 0 | 0 | 0 | 0
Earp Solar, LLC | 66631_G_PV | 66631 | G | PV |  | Solar PV |  | MIS_IL | Illinois | 17 | Warren | 187 | 17187 | 35 | 0 | 2024 | 9999 |  |  | N | Solar | [13 empty] | 0 | 0 | 0 | 0
Kimmel Road Solar, LLC | 66632_G_PV | 66632 | G | PV |  | Solar PV |  | MIS_IL | Illinois | 17 | Perry | 145 | 17145 | 50 | 0 | 2024 | 9999 |  |  | N | Solar | [13 empty] | 0 | 0 | 0 | 0
Salt Creek Township Solar, LLC | 66633_G_PV | 66633 | G | PV |  | Solar PV |  | MIS_IL | Illinois | 17 | Mason | 125 | 17125 | 50 | 0 | 2024 | 9999 |  |  | N | Solar | [13 empty] | 0 | 0 | 0 | 0
Adams Solar LLC PA | 66634_G_ENX20 | 66634 | G | ENX20 |  | Solar PV |  | PJM_WMAC | Pennsylvania | 42 | Adams | 1 | 42001 | 80 | 0 | 2024 | 9999 |  |  | N | Solar | [13 empty] | 0 | 0 | 0 | 0
Caden Energix Axton LLC | 66635_G_ENX20 | 66635 | G | ENX20 |  | Solar PV |  | PJM_West | Virginia | 51 | Henry | 89 | 51089 | 66 | 0 | 2024 | 9999 |  |  | N | Solar | [13 empty] | 0 | 0 | 0 | 0
McFarland A Solar and Storage | 66636_G_BESS | 66636 | G | BESS |  | Energy Storage |  | WECC_AZ | Arizona | 4 | Yuma | 27 | 04027 | 100 | 0 | 2023 | 9999 |  |  | N | Energy Storage | [13 empty] | 0 | 0 | 0 | 0
McFarland A Solar and Storage | 66636_G_MCFRA | 66636 | G | MCFRA |  | Solar PV |  | WECC_AZ | Arizona | 4 | Yuma | 27 | 04027 | 200 | 0 | 2023 | 9999 |  |  | N | Solar | [13 empty] | 0 | 0 | 0 | 0
McFarland B Solar and Storage | 66637_G_BESS | 66637 | G | BESS |  | Energy Storage |  | WECC_AZ | Arizona | 4 | Yuma | 27 | 04027 | 150 | 0 | 2023 | 9999 |  |  | N | Energy Storage | [13 empty] | 0 | 0 | 0 | 0
McFarland B Solar and Storage | 66637_G_MCFRB | 66637 | G | MCFRB |  | Solar PV |  | WECC_AZ | Arizona | 4 | Yuma | 27 | 04027 | 300 | 0 | 2023 | 9999 |  |  | N | Solar | [13 empty] | 0 | 0 | 0 | 0
Falmouth Renewable Energy Center | 66639_G_PV1 | 66639 | G | PV1 |  | Solar PV |  | FRCC | Florida | 12 | Suwannee | 121 | 12121 | 74.9 | 0 | 2024 | 9999 |  |  | N | Solar | [13 empty] | 0 | 0 | 0 | 0
Wimauma Storage | 66640_G_BESS1 | 66640 | G | BESS1 |  | Energy Storage |  | FRCC | Florida | 12 | Hillsborough | 57 | 12057 | 40 | 0 | 2025 | 9999 |  |  | N | Energy Storage | [13 empty] | 0 | 0 | 0 | 0
Lake Mabel Storage | 66641_G_BESS1 | 66641 | G | BESS1 |  | Energy Storage |  | FRCC | Florida | 12 | Polk | 105 | 12105 | 40 | 0 | 2024 | 9999 |  |  | N | Energy Storage | [13 empty] | 0 | 0 | 0 | 0
Kiowa County Solar Project, LLC | 66642_G_USKWA | 66642 | G | USKWA |  | Solar PV |  | SPP_WEST | Oklahoma | 40 | Kiowa | 75 | 40075 | 100 | 0 | 2024 | 9999 |  |  | N | Solar | [13 empty] | 0 | 0 | 0 | 0
Dunn's Bridge 1 Solar | 66643_G_DBSC1 | 66643 | G | DBSC1 |  | Solar PV |  | MIS_INKY | Indiana | 18 | Jasper | 73 | 18073 | 265 | 0 | 2023 | 9999 |  |  | N | Solar | [13 empty] | 0 | 0 | 0 | 0
ELP - Kipp | 66645_G_KIPP | 66645 | G | KIPP |  | Solar PV |  | NY_Z_F | New York | 36 | Columbia | 21 | 36021 | 3.5 | 0 | 2023 | 9999 |  |  | N | Solar | [13 empty] | 0 | 0 | 0 | 0
Martin County Solar Project, LLC | 66646_G_USMTC | 66646 | G | USMTC |  | Solar PV |  | PJM_West | Kentucky | 21 | Martin | 159 | 21159 | 111 | 0 | 2024 | 9999 |  |  | N | Solar | [13 empty] | 0 | 0 | 0 | 0
Elkhart County Solar Project | 66647_G_USELT | 66647 | G | USELT |  | Solar PV |  | MIS_INKY | Indiana | 18 | Elkhart | 39 | 18039 | 100 | 0 | 2025 | 9999 |  |  | N | Solar | [13 empty] | 0 | 0 | 0 | 0
Blackwell Test Facility, LLC | 66648_G_BLKWL | 66648 | G | BLKWL |  | Energy Storage |  | WECC_SCE | California | 6 | Kern | 29 | 06029 | 2 | 0 | 2025 | 9999 |  |  | N | Energy Storage | [13 empty] | 0 | 0 | 0 | 0
Long Lake Solar, LLC | 66649_G_LLS | 66649 | G | LLS |  | Solar PV |  | MIS_AR | Arkansas | 5 | Phillips | 107 | 05107 | 200 | 0 | 2025 | 9999 |  |  | N | Solar | [13 empty] | 0 | 0 | 0 | 0
Bear Canyon | 66650_G_BC1 | 66650 | G | BC1 |  | Energy Storage |  | WEC_CALN | California | 6 | Lake | 33 | 06033 | 13 | 0 | 2024 | 9999 |  |  | N | Energy Storage | [13 empty] | 0 | 0 | 0 | 0
KDC Solar CV Ascend One LLC | 66652_G_CVAO | 66652 | G | CVAO |  | Solar PV |  | PJM_SMAC | Maryland | 24 | Howard | 27 | 24027 | 2 | 0 | 2023 | 9999 |  |  | N | Solar | [13 empty] | 0 | 0 | 0 | 0
KDC Solar CV Cedar Lane Park LLC | 66653_G_CVCL | 66653 | G | CVCL |  | Solar PV |  | PJM_SMAC | Maryland | 24 | Howard | 27 | 24027 | 2 | 0 | 2023 | 9999 |  |  | N | Solar | [13 empty] | 0 | 0 | 0 | 0
KDC Solar CV Central MD Regional Transit | 66654_G_CVRT | 66654 | G | CVRT |  | Solar PV |  | PJM_SMAC | Maryland | 24 | Howard | 27 | 24027 | 2 | 0 | 2023 | 9999 |  |  | N | Solar | [13 empty] | 0 | 0 | 0 | 0
KDC Solar CV Animal Control LLC | 66655_G_CVAC | 66655 | G | CVAC |  | Solar PV |  | PJM_SMAC | Maryland | 24 | Howard | 27 | 24027 | 2 | 0 | 2023 | 9999 |  |  | N | Solar | [13 empty] | 0 | 0 | 0 | 0
KDC Solar CV O'Donnell Property LLC | 66656_G_CVOD | 66656 | G | CVOD |  | Solar PV |  | PJM_SMAC | Maryland | 24 | Howard | 27 | 24027 | 2 | 0 | 2023 | 9999 |  |  | N | Solar | [13 empty] | 0 | 0 | 0 | 0
Steubenville Solar | 66657_G_STEUB | 66657 | G | STEUB |  | Solar PV |  | PJM_ATSI | Ohio | 39 | Jefferson | 81 | 39081 | 50 | 0 | 2024 | 9999 |  |  | N | Solar | [13 empty] | 0 | 0 | 0 | 0
Nottingham Solar | 66658_G_NOTT | 66658 | G | NOTT |  | Solar PV |  | PJM_West | Ohio | 39 | Harrison | 67 | 39067 | 100 | 0 | 2024 | 9999 |  |  | N | Solar | [13 empty] | 0 | 0 | 0 | 0
Acid BESS | 66659_G_MAL | 66659 | G | MAL |  | Energy Storage |  | WEC_CALN | California | 6 | Fresno | 19 | 06019 | 97 | 0 | 2024 | 9999 |  |  | N | Energy Storage | [13 empty] | 0 | 0 | 0 | 0
Lead BESS 1 | 66660_G_HAN | 66660 | G | HAN |  | Energy Storage |  | WEC_CALN | California | 6 | Kings | 31 | 06031 | 99.4 | 0 | 2024 | 9999 |  |  | N | Energy Storage | [13 empty] | 0 | 0 | 0 | 0
Electrolyte BESS | 66661_G_HEN | 66661 | G | HEN |  | Energy Storage |  | WEC_CALN | California | 6 | Kings | 31 | 06031 | 99.4 | 0 | 2024 | 9999 |  |  | N | Energy Storage | [13 empty] | 0 | 0 | 0 | 0
Lead BESS 2 | 66662_G_BIA | 66662 | G | BIA |  | Energy Storage |  | WEC_CALN | California | 6 | Kings | 31 | 06031 | 32 | 0 | 2024 | 9999 |  |  | N | Energy Storage | [13 empty] | 0 | 0 | 0 | 0
Empire Solar (NY) | 66663_G_EMPIR | 66663 | G | EMPIR |  | Solar PV |  | NY_Z_A | New York | 36 | Chautauqua | 13 | 36013 | 125 | 0 | 2027 | 9999 |  |  | N | Solar | [13 empty] | 0 | 0 | 0 | 0
Dublin Street LLC | 66664_G_DBLNS | 66664 | G | DBLNS |  | Solar PV |  | NENG_ME | Maine | 23 | Washington | 29 | 23029 | 4.9 | 0 | 2024 | 9999 |  |  | N | Solar | [13 empty] | 0 | 0 | 0 | 0
549 Doles Ridge Rd Solar LLC | 66665_G_549DR | 66665 | G | 549DR |  | Solar PV |  | NENG_ME | Maine | 23 | York | 31 | 23031 | 4.9 | 0 | 2024 | 9999 |  |  | N | Solar | [13 empty] | 0 | 0 | 0 | 0
Tumbleweed Energy Storage | 66666_G_TWES1 | 66666 | G | TWES1 |  | Energy Storage |  | WECC_SCE | California | 6 | Kern | 29 | 06029 | 50 | 0 | 2024 | 9999 |  |  | N | Energy Storage | [13 empty] | 0 | 0 | 0 | 0
Tumbleweed Energy Storage | 66666_G_TWES2 | 66666 | G | TWES2 |  | Energy Storage |  | WECC_SCE | California | 6 | Kern | 29 | 06029 | 75 | 0 | 2024 | 9999 |  |  | N | Energy Storage | [13 empty] | 0 | 0 | 0 | 0
City of Rosamond (CA) | 66667_G_ROSA | 66667 | G | ROSA |  | Solar PV |  | WECC_SCE | California | 6 | Kern | 29 | 06029 | 1 | 0 | 2023 | 9999 |  |  | N | Solar | [13 empty] | 0 | 0 | 0 | 0
Chickasaw Wind Farm | 66668_G_CKWF | 66668 | G | CKWF |  | Onshore Wind |  | MIS_IA | Iowa | 19 | Chickasaw | 37 | 19037 | 200 | 0 | 2023 | 9999 |  |  | N | Wind | [13 empty] | 0 | 0 | 0 | 0
West Ford Flat | 66669_G_WFF1 | 66669 | G | WFF1 |  | Energy Storage |  | WEC_CALN | California | 6 | Lake | 33 | 06033 | 25 | 0 | 2024 | 9999 |  |  | N | Energy Storage | [13 empty] | 0 | 0 | 0 | 0
Harquahala Sun Solar Project | 66670_G_HARQ1 | 66670 | G | HARQ1 |  | Solar PV |  | WECC_AZ | Arizona | 4 | Maricopa | 13 | 04013 | 150 | 0 | 2024 | 9999 |  |  | N | Solar | [13 empty] | 0 | 0 | 0 | 0
Conez Solar, LLC | 66671_G_CONEZ | 66671 | G | CONEZ |  | Solar PV |  | S_SOU | Georgia | 13 | Emanuel | 107 | 13107 | 150 | 0 | 2025 | 9999 |  |  | N | Solar | [13 empty] | 0 | 0 | 0 | 0
Stark Solar, LLC | 66672_G_AG239 | 66672 | G | AG239 |  | Solar PV |  | PJM_ATSI | Ohio | 39 | Stark | 151 | 39151 | 150 | 0 | 2027 | 9999 |  |  | N | Solar | [13 empty] | 0 | 0 | 0 | 0
Accalia Point Solar, LLC | 66673_G_66666 | 66673 | G | 66666 |  | Solar PV |  | ERC_REST | Texas | 48 | Cameron | 61 | 48061 | 190.5 | 0 | 2025 | 9999 |  |  | N | Solar | [13 empty] | 0 | 0 | 0 | 0
Cold Creek Solar | 66674_G_CCBA | 66674 | G | CCBA |  | Energy Storage |  | NY_Z_B | New York | 36 | Allegany | 3 | 36003 | 20 | 0 | 2028 | 9999 |  |  | N | Energy Storage | [13 empty] | 0 | 0 | 0 | 0
Cold Creek Solar | 66674_G_CCSOL | 66674 | G | CCSOL |  | Solar PV |  | NY_Z_B | New York | 36 | Allegany | 3 | 36003 | 108 | 0 | 2028 | 9999 |  |  | N | Solar | [13 empty] | 0 | 0 | 0 | 0
Alfred Oaks Solar, LLC | 66675_G_ALOAK | 66675 | G | ALOAK |  | Solar PV |  | NY_Z_B | New York | 36 | Allegany | 3 | 36003 | 115.2 | 0 | 2026 | 9999 |  |  | N | Solar | [13 empty] | 0 | 0 | 0 | 0
Alfred Oaks Solar, LLC | 66675_G_BA | 66675 | G | BA |  | Energy Storage |  | NY_Z_B | New York | 36 | Allegany | 3 | 36003 | 20 | 0 | 2026 | 9999 |  |  | N | Energy Storage | [13 empty] | 0 | 0 | 0 | 0
Kings CSG 3 LLC | 66676_G_KING3 | 66676 | G | KING3 |  | Solar PV |  | WEC_CALN | California | 6 | Kings | 31 | 06031 | 3 | 0 | 2023 | 9999 |  |  | N | Solar | [13 empty] | 0 | 0 | 0 | 0
Visalia CSG LLC | 66677_G_VISAL | 66677 | G | VISAL |  | Solar PV |  | WECC_SCE | California | 6 | Tulare | 107 | 06107 | 3 | 0 | 2023 | 9999 |  |  | N | Solar | [13 empty] | 0 | 0 | 0 | 0
Aramis I Solar Project | 66678_G_IPAR1 | 66678 | G | IPAR1 |  | Solar PV |  | WEC_CALN | California | 6 | Alameda | 1 | 06001 | 100 | 0 | 2025 | 9999 |  |  | N | Solar | [13 empty] | 0 | 0 | 0 | 0
Tulare CSG LLC | 66679_G_TULAR | 66679 | G | TULAR |  | Solar PV |  | WECC_SCE | California | 6 | Tulare | 107 | 06107 | 3 | 0 | 2023 | 9999 |  |  | N | Solar | [13 empty] | 0 | 0 | 0 | 0
Sterlington Solar | 66681_G_STS | 66681 | G | STS |  | Solar PV |  | MIS_LA | Louisiana | 22 | Ouachita | 73 | 22073 | 49 | 0 | 2026 | 9999 |  |  | N | Solar | [13 empty] | 0 | 0 | 0 | 0
KCE NY 10, LLC | 66682_G_NY10 | 66682 | G | NY10 |  | Energy Storage |  | NY_Z_A | New York | 36 | Erie | 29 | 36029 | 20 | 0 | 2025 | 9999 |  |  | N | Energy Storage | [13 empty] | 0 | 0 | 0 | 0
Sylvan Solar | 66683_G_SYV | 66683 | G | SYV |  | Solar PV |  | MIS_MNWI | Minnesota | 27 | Cass | 21 | 27021 | 15.2 | 0 | 2023 | 9999 |  |  | N | Solar | [13 empty] | 0 | 0 | 0 | 0
Graceland Solar, LLC | 66687_G_GRA1 | 66687 | G | GRA1 |  | Solar PV |  | S_C_TVA | Tennessee | 47 | Shelby | 157 | 47157 | 150 | 0 | 2024 | 9999 |  |  | N | Solar | [13 empty] | 0 | 0 | 0 | 0
Bright Arrow Solar, LLC | 66688_G_BASS | 66688 | G | BASS |  | Solar PV |  | ERC_REST | Texas | 48 | Hopkins | 223 | 48223 | 300 | 0 | 2024 | 9999 |  |  | N | Solar | [13 empty] | 0 | 0 | 0 | 0
Bright Arrow Solar, LLC | 66688_G_BASS1 | 66688 | G | BASS1 |  | Energy Storage |  | ERC_REST | Texas | 48 | Hopkins | 223 | 48223 | 103.6 | 0 | 2024 | 9999 |  |  | N | Energy Storage | [13 empty] | 0 | 0 | 0 | 0
Seven Flags BESS LLC | 66689_G_7FLAG | 66689 | G | 7FLAG |  | Energy Storage |  | ERC_REST | Texas | 48 | Webb | 479 | 48479 | 100 | 0 | 2025 | 9999 |  |  | N | Energy Storage | [13 empty] | 0 | 0 | 0 | 0
Brazos Bend BESS, LLC | 66690_G_BEND | 66690 | G | BEND |  | Energy Storage |  | ERC_REST | Texas | 48 | Fort Bend | 157 | 48157 | 100 | 0 | 2024 | 9999 |  |  | N | Energy Storage | [13 empty] | 0 | 0 | 0 | 0
Briggs Solar, LLC | 66691_G_BRIGG | 66691 | G | BRIGG |  | Solar PV |  | ERC_WEST | Texas | 48 | Haskell | 207 | 48207 | 305 | 0 | 2025 | 9999 |  |  | N | Solar | [13 empty] | 0 | 0 | 0 | 0
Briggs Solar, LLC | 66691_G_BRUGG | 66691 | G | BRUGG |  | Energy Storage |  | ERC_WEST | Texas | 48 | Haskell | 207 | 48207 | 70 | 0 | 2025 | 9999 |  |  | N | Energy Storage | [13 empty] | 0 | 0 | 0 | 0
Holly Branch Solar, LLC | 66692_G_HOLLY | 66692 | G | HOLLY |  | Solar PV |  | ERC_REST | Texas | 48 | Robertson | 395 | 48395 | 230 | 0 | 2026 | 9999 |  |  | N | Solar | [13 empty] | 0 | 0 | 0 | 0
Holly Branch Solar, LLC | 66692_G_HOLY | 66692 | G | HOLY |  | Energy Storage |  | ERC_REST | Texas | 48 | Robertson | 395 | 48395 | 100 | 0 | 2026 | 9999 |  |  | N | Energy Storage | [13 empty] | 0 | 0 | 0 | 0
Coati Solar, LLC | 66693_G_COAT | 66693 | G | COAT |  | Solar PV |  | ERC_REST | Texas | 48 | Robertson | 395 | 48395 | 285 | 0 | 2026 | 9999 |  |  | N | Solar | [13 empty] | 0 | 0 | 0 | 0
Coati Solar, LLC | 66693_G_COATI | 66693 | G | COATI |  | Energy Storage |  | ERC_REST | Texas | 48 | Robertson | 395 | 48395 | 140 | 0 | 2026 | 9999 |  |  | N | Energy Storage | [13 empty] | 0 | 0 | 0 | 0
Atrisco Energy Storage | 66694_G_ATRES | 66694 | G | ATRES |  | Solar PV |  | WECC_NM | New Mexico | 35 | Bernalillo | 1 | 35001 | 300 | 0 | 2024 | 9999 |  |  | N | Solar | [13 empty] | 0 | 0 | 0 | 0
Horsepen Branch Solar | 66695_G_HRSPN | 66695 | G | HRSPN |  | Solar PV |  | PJM_Dom | Virginia | 51 | Louisa | 109 | 51109 | 25 | 0 | 2025 | 9999 |  |  | N | Solar | [13 empty] | 0 | 0 | 0 | 0
Winfield Solar | 66696_G_WINSP | 66696 | G | WINSP |  | Solar PV |  | MIS_MO | Missouri | 29 | Lincoln | 113 | 29113 | 162.8 | 0 | 2024 | 9999 |  |  | N | Solar | [13 empty] | 0 | 0 | 0 | 0
Branch Solar Project | 66697_G_BS1 | 66697 | G | BS1 |  | Solar PV |  | MIS_LMI | Michigan | 26 | Branch | 23 | 26023 | 200 | 0 | 2025 | 9999 |  |  | N | Solar | [13 empty] | 0 | 0 | 0 | 0
Lockhart Solar PV II | 66699_G_LOC2 | 66699 | G | LOC2 |  | Solar PV |  | WECC_SCE | California | 6 | San Bernardino | 71 | 06071 | 75 | 0 | 2023 | 9999 |  |  | N | Solar | [13 empty] | 0 | 0 | 0 | 0
Banner Solar | 66700_G_BANNR | 66700 | G | BANNR |  | Solar PV |  | S_VACA | North Carolina | 37 | Johnston | 101 | 37101 | 5 | 0 | 2021 | 9999 |  |  | N | Solar | [13 empty] | 0 | 0 | 0 | 0
Buffalo Branch Wind and Solar LLC | 66701_G_BB1 | 66701 | G | BB1 |  | Onshore Wind |  | SPP_N | Missouri | 29 | Dade | 57 | 29057 | 247 | 0 | 2026 | 9999 |  |  | N | Wind | [13 empty] | 0 | 0 | 0 | 0
Scioto Farms Solar | 66702_G_SF1 | 66702 | G | SF1 |  | Solar PV |  | PJM_West | Ohio | 39 | Pickaway | 129 | 39129 | 110 | 0 | 2027 | 9999 |  |  | N | Solar | [13 empty] | 0 | 0 | 0 | 0
Austin Creek Solar | 66703_G_11103 | 66703 | G | 11103 |  | Solar PV |  | MIS_IL | Illinois | 17 | Adams | 1 | 17001 | 140 | 0 | 2027 | 9999 |  |  | N | Solar | [13 empty] | 0 | 0 | 0 | 0
Chiltepin Solar | 66704_G_11106 | 66704 | G | 11106 |  | Solar PV |  | ERC_WEST | Texas | 48 | Reeves | 389 | 48389 | 100 | 0 | 2024 | 9999 |  |  | N | Solar | [13 empty] | 0 | 0 | 0 | 0
Longwing Solar | 66705_G_11105 | 66705 | G | 11105 |  | Solar PV |  | MIS_WOTA | Texas | 48 | Tyler | 457 | 48457 | 140 | 0 | 2026 | 9999 |  |  | N | Solar | [13 empty] | 0 | 0 | 0 | 0
Patoka Solar | 66706_G_11101 | 66706 | G | 11101 |  | Solar PV |  | MIS_INKY | Indiana | 18 | Posey | 129 | 18129 | 250 | 0 | 2027 | 9999 |  |  | N | Solar | [13 empty] | 0 | 0 | 0 | 0
Prairie Oak Solar | 66707_G_11102 | 66707 | G | 11102 |  | Solar PV |  | MIS_IL | Illinois | 17 | Shelby | 173 | 17173 | 250 | 0 | 2027 | 9999 |  |  | N | Solar | [13 empty] | 0 | 0 | 0 | 0
Peri Peri Solar | 66708_G_11104 | 66708 | G | 11104 |  | Solar PV |  | MIS_WOTA | Texas | 48 | Hardin | 199 | 48199 | 115 | 0 | 2026 | 9999 |  |  | N | Solar | [13 empty] | 0 | 0 | 0 | 0
Beulah Solar | 66709_G_BEULA | 66709 | G | BEULA |  | Solar PV |  | S_VACA | South Carolina | 45 | Saluda | 81 | 45081 | 74.9 | 0 | 2022 | 9999 |  |  | N | Solar | [13 empty] | 0 | 0 | 0 | 0
Brick City Solar | 66710_G_BRICT | 66710 | G | BRICT |  | Solar PV |  | S_VACA | North Carolina | 37 | Duplin | 61 | 37061 | 5 | 0 | 2021 | 9999 |  |  | N | Solar | [13 empty] | 0 | 0 | 0 | 0
Clovelly Solar | 66711_G_CLOVY | 66711 | G | CLOVY |  | Solar PV |  | S_VACA | North Carolina | 37 | Harnett | 85 | 37085 | 5 | 0 | 2021 | 9999 |  |  | N | Solar | [13 empty] | 0 | 0 | 0 | 0
Coogee Solar | 66712_G_COOGE | 66712 | G | COOGE |  | Solar PV |  | S_VACA | North Carolina | 37 | Pamlico | 137 | 37137 | 5 | 0 | 2021 | 9999 |  |  | N | Solar | [13 empty] | 0 | 0 | 0 | 0
Wheeler Ridge | 66713_G_WHRPV | 66713 | G | WHRPV |  | Solar PV |  | WECC_SCE | California | 6 | Kern | 29 | 06029 | 4.5 | 0 | 2023 | 9999 |  |  | N | Solar | [13 empty] | 0 | 0 | 0 | 0
Crystal Farms Local Solar | 66714_G_CRYPV | 66714 | G | CRYPV |  | Solar PV |  | WEC_CALN | California | 6 | Fresno | 19 | 06019 | 3.5 | 0 | 2023 | 9999 |  |  | N | Solar | [13 empty] | 0 | 0 | 0 | 0
Fresno Community Solar | 66715_G_FREPV | 66715 | G | FREPV |  | Solar PV |  | WEC_CALN | California | 6 | Fresno | 19 | 06019 | 10 | 0 | 2023 | 9999 |  |  | N | Solar | [13 empty] | 0 | 0 | 0 | 0
Saint Energy Storage II LLC | 66716_G_SB123 | 66716 | G | SB123 |  | Energy Storage |  | WECC_AZ | Arizona | 4 | Pinal | 21 | 04021 | 100 | 0 | 2023 | 9999 |  |  | N | Energy Storage | [13 empty] | 0 | 0 | 0 | 0
Eastover Solar | 66717_G_ESTOR | 66717 | G | ESTOR |  | Solar PV |  | S_VACA | South Carolina | 45 | Richland | 79 | 45079 | 73.6 | 0 | 2023 | 9999 |  |  | N | Solar | [13 empty] | 0 | 0 | 0 | 0
ESA Albemarle NC Solar | 66718_G_ESAAB | 66718 | G | ESAAB |  | Solar PV |  | S_VACA | North Carolina | 37 | Stanly | 167 | 37167 | 2 | 0 | 2021 | 9999 |  |  | N | Solar | [13 empty] | 0 | 0 | 0 | 0
Millers Chapel Solar | 66719_G_MILCH | 66719 | G | MILCH |  | Solar PV |  | S_VACA | North Carolina | 37 | Wayne | 191 | 37191 | 4.8 | 0 | 2021 | 9999 |  |  | N | Solar | [13 empty] | 0 | 0 | 0 | 0
Oakwood Solar | 66720_G_OAKWD | 66720 | G | OAKWD |  | Solar PV |  | S_VACA | North Carolina | 37 | Orange | 135 | 37135 | 5 | 0 | 2021 | 9999 |  |  | N | Solar | [13 empty] | 0 | 0 | 0 | 0
Overman Solar | 66721_G_OVRMN | 66721 | G | OVRMN |  | Solar PV |  | S_VACA | North Carolina | 37 | Wayne | 191 | 37191 | 5 | 0 | 2021 | 9999 |  |  | N | Solar | [13 empty] | 0 | 0 | 0 | 0
Saw Solar | 66722_G_SAW | 66722 | G | SAW |  | Solar PV |  | S_VACA | North Carolina | 37 | Rowan | 159 | 37159 | 5 | 0 | 2022 | 9999 |  |  | N | Solar | [13 empty] | 0 | 0 | 0 | 0
Sawtell Solar | 66723_G_SAWTL | 66723 | G | SAWTL |  | Solar PV |  | S_VACA | North Carolina | 37 | Henderson | 89 | 37089 | 3 | 0 | 2021 | 9999 |  |  | N | Solar | [13 empty] | 0 | 0 | 0 | 0
Southwick Solar | 66724_G_SOUWK | 66724 | G | SOUWK |  | Solar PV |  | S_VACA | North Carolina | 37 | Alamance | 1 | 37001 | 3 | 0 | 2020 | 9999 |  |  | N | Solar | [13 empty] | 0 | 0 | 0 | 0
Whiskey Solar | 66725_G_WHISK | 66725 | G | WHISK |  | Solar PV |  | S_VACA | North Carolina | 37 | Montgomery | 123 | 37123 | 5 | 0 | 2021 | 9999 |  |  | N | Solar | [13 empty] | 0 | 0 | 0 | 0
Inland Empire Energy Storage | 66726_G_IEESS | 66726 | G | IEESS |  | Energy Storage |  | WECC_SCE | California | 6 | San Bernardino | 71 | 06071 | 70 | 0 | 2024 | 9999 |  |  | N | Energy Storage | [13 empty] | 0 | 0 | 0 | 0
Georgia Ballard BESS | 66727_G_GBBES | 66727 | G | GBBES |  | Energy Storage |  | NENGREST | Vermont | 50 | Franklin | 11 | 50011 | 5 | 0 | 2023 | 9999 |  |  | N | Energy Storage | [13 empty] | 0 | 0 | 0 | 0
Springfield BESS | 66728_G_SFBES | 66728 | G | SFBES |  | Energy Storage |  | NENGREST | Vermont | 50 | Windsor | 27 | 50027 | 5 | 0 | 2023 | 9999 |  |  | N | Energy Storage | [13 empty] | 0 | 0 | 0 | 0
(3K) 59 Hetcheltown Rd | 66729_G_P3101 | 66729 | G | P3101 |  | Solar PV |  | NY_Z_F | New York | 36 | Albany | 1 | 36001 | 1.4 | 0 | 2020 | 9999 |  |  | N | Solar | [13 empty] | 0 | 0 | 0 | 0
Jordan Energy-DFA Middlebury Center Plan | 66730_G_P4318 | 66730 | G | P4318 |  | Solar PV |  | PJM_PENE | Pennsylvania | 42 | Tioga | 117 | 42117 | 1.1 | 0 | 2021 | 9999 |  |  | N | Solar | [13 empty] | 0 | 0 | 0 | 0
Lightstar Renewables - Project 1001 | 66731_G_P4450 | 66731 | G | P4450 |  | Solar PV |  | NY_Z_G-I | New York | 36 | Dutchess | 27 | 36027 | 3.9 | 0 | 2021 | 9999 |  |  | N | Solar | [13 empty] | 0 | 0 | 0 | 0
Lightstar Renewables - Project 1002 | 66732_G_P4451 | 66732 | G | P4451 |  | Solar PV |  | NY_Z_G-I | New York | 36 | Dutchess | 27 | 36027 | 2.1 | 0 | 2021 | 9999 |  |  | N | Solar | [13 empty] | 0 | 0 | 0 | 0
Lost Hills Oilfield | 66733_G_P4721 | 66733 | G | P4721 |  | Solar PV |  | WECC_SCE | California | 6 | Kern | 29 | 06029 | 1.9 | 0 | 2021 | 9999 |  |  | N | Solar | [13 empty] | 0 | 0 | 0 | 0
Marathon Solar Farm LLC South | 66734_G_P4739 | 66734 | G | P4739 |  | Solar PV |  | NY_Z_C&E | New York | 36 | Madison | 53 | 36053 | 4.4 | 0 | 2020 | 9999 |  |  | N | Solar | [13 empty] | 0 | 0 | 0 | 0
Kosa | 66735_G_783 | 66735 | G | 783 |  | Solar PV |  | NY_Z_B | New York | 36 | Allegany | 3 | 36003 | 1.5 | 0 | 2023 | 9999 |  |  | N | Solar | [13 empty] | 0 | 0 | 0 | 0
Oak Leaf - CSG Portfolio (OL 36) | 66736_G_P4159 | 66736 | G | P4159 |  | Solar PV |  | WECC_CO | Colorado | 8 | Arapahoe | 5 | 08005 | 1.5 | 0 | 2021 | 9999 |  |  | N | Solar | [13 empty] | 0 | 0 | 0 | 0
Oak Leaf - CSG Portfolio (OL 37) | 66737_G_P4161 | 66737 | G | P4161 |  | Solar PV |  | WECC_CO | Colorado | 8 | Adams | 1 | 08001 | 1.5 | 0 | 2020 | 9999 |  |  | N | Solar | [13 empty] | 0 | 0 | 0 | 0
Oak Leaf - CSG Portfolio (OL 38) | 66738_G_P4581 | 66738 | G | P4581 |  | Solar PV |  | WECC_CO | Colorado | 8 | Adams | 1 | 08001 | 1.5 | 0 | 2021 | 9999 |  |  | N | Solar | [13 empty] | 0 | 0 | 0 | 0
Oak Leaf - CSG Portfolio (OL 39) | 66739_G_P4162 | 66739 | G | P4162 |  | Solar PV |  | WECC_CO | Colorado | 8 | Arapahoe | 5 | 08005 | 1.5 | 0 | 2021 | 9999 |  |  | N | Solar | [13 empty] | 0 | 0 | 0 | 0
Oak Leaf - CSG Portfolio (OL 44) | 66740_G_P4347 | 66740 | G | P4347 |  | Solar PV |  | WECC_CO | Colorado | 8 | Adams | 1 | 08001 | 1.5 | 0 | 2020 | 9999 |  |  | N | Solar | [13 empty] | 0 | 0 | 0 | 0
Richmond Hill | 66741_G_575 | 66741 | G | 575 |  | Solar PV |  | NENG_ME | Maine | 23 | Sagadahoc | 23 | 23023 | 1.8 | 0 | 2023 | 9999 |  |  | N | Solar | [13 empty] | 0 | 0 | 0 | 0
Laskin Solar | 66742_G_LAK | 66742 | G | LAK |  | Solar PV |  | MIS_MNWI | Minnesota | 27 | St Louis | 137 | 27137 | 5.6 | 0 | 2022 | 9999 |  |  | N | Solar | [13 empty] | 0 | 0 | 0 | 0
Jean Duluth Solar | 66743_G_DUL | 66743 | G | DUL |  | Solar PV |  | MIS_MNWI | Minnesota | 27 | St Louis | 137 | 27137 | 1.6 | 0 | 2022 | 9999 |  |  | N | Solar | [13 empty] | 0 | 0 | 0 | 0
Brenneman Solar Project | 66744_G_BRNMN | 66744 | G | BRNMN |  | Solar PV |  | S_SOU | Georgia | 13 | Macon | 193 | 13193 | 150 | 0 | 2026 | 9999 |  |  | N | Solar | [13 empty] | 0 | 0 | 0 | 0
Lake Iris Solar Project | 66745_G_LIS1 | 66745 | G | LIS1 |  | Solar PV |  | MIS_LMI | Michigan | 26 | St Clair | 147 | 26147 | 100 | 0 | 2025 | 9999 |  |  | N | Solar | [13 empty] | 0 | 0 | 0 | 0
AB Newark Solar | 66746_G_PV1 | 66746 | G | PV1 |  | Solar PV |  | PJM_EMAC | New Jersey | 34 | Essex | 13 | 34013 | 5.6 | 0 | 2024 | 9999 |  |  | N | Solar | [13 empty] | 0 | 0 | 0 | 0
Blue Bird Solar, LLC | 66747_G_BBS | 66747 | G | BBS |  | Solar PV |  | MIS_MO | Missouri | 29 | Warren | 219 | 29219 | 139 | 0 | 2024 | 9999 |  |  | N | Solar | [13 empty] | 0 | 0 | 0 | 0
IMPA Richmond 8 Solar Park | 66748_G_RICH8 | 66748 | G | RICH8 |  | Solar PV |  | PJM_West | Indiana | 18 | Wayne | 177 | 18177 | 6.3 | 0 | 2024 | 9999 |  |  | N | Solar | [13 empty] | 0 | 0 | 0 | 0
Herrington Solar | 66749_G_HERR1 | 66749 | G | HERR1 |  | Solar PV |  | NY_Z_F | New York | 36 | Rensselaer | 83 | 36083 | 5 | 0 | 2021 | 9999 |  |  | N | Solar | [13 empty] | 0 | 0 | 0 | 0
Mahany | 66750_G_782 | 66750 | G | 782 |  | Solar PV |  | NY_Z_C&E | New York | 36 | Steuben | 101 | 36101 | 3 | 0 | 2023 | 9999 |  |  | N | Solar | [13 empty] | 0 | 0 | 0 | 0
Toms River CSS | 66751_G_GEN1 | 66751 | G | GEN1 |  | Solar PV |  | PJM_EMAC | New Jersey | 34 | Ocean | 29 | 34029 | 4 | 0 | 2023 | 9999 |  |  | N | Solar | [13 empty] | 0 | 0 | 0 | 0
NY Van Buren II CSG | 66752_G_NGVB2 | 66752 | G | NGVB2 |  | Solar PV |  | NY_Z_C&E | New York | 36 | Onondaga | 67 | 36067 | 3 | 0 | 2023 | 9999 |  |  | N | Solar | [13 empty] | 0 | 0 | 0 | 0
Webster Creek (Oak 2) | 66753_G_714 | 66753 | G | 714 |  | Solar PV |  | MIS_WUMS | Wisconsin | 55 | Juneau | 57 | 55057 | 1.5 | 0 | 2023 | 9999 |  |  | N | Solar | [13 empty] | 0 | 0 | 0 | 0
EnerSmart El Cajon BESS | 66754_G_EC01 | 66754 | G | EC01 |  | Energy Storage |  | WEC_SDGE | California | 6 | San Diego | 73 | 06073 | 3 | 0 | 2024 | 9999 |  |  | N | Energy Storage | [13 empty] | 0 | 0 | 0 | 0
EnerSmart Murray BESS | 66755_G_M01 | 66755 | G | M01 |  | Energy Storage |  | WEC_SDGE | California | 6 | San Diego | 73 | 06073 | 3 | 0 | 2024 | 9999 |  |  | N | Energy Storage | [13 empty] | 0 | 0 | 0 | 0
EnerSmart Murray BESS | 66755_G_M02 | 66755 | G | M02 |  | Energy Storage |  | WEC_SDGE | California | 6 | San Diego | 73 | 06073 | 3 | 0 | 2024 | 9999 |  |  | N | Energy Storage | [13 empty] | 0 | 0 | 0 | 0
EnerSmart Murray BESS | 66755_G_M03 | 66755 | G | M03 |  | Energy Storage |  | WEC_SDGE | California | 6 | San Diego | 73 | 06073 | 3 | 0 | 2024 | 9999 |  |  | N | Energy Storage | [13 empty] | 0 | 0 | 0 | 0
EnerSmart Murray BESS | 66755_G_M04 | 66755 | G | M04 |  | Energy Storage |  | WEC_SDGE | California | 6 | San Diego | 73 | 06073 | 3 | 0 | 2024 | 9999 |  |  | N | Energy Storage | [13 empty] | 0 | 0 | 0 | 0
EnerSmart Murray BESS | 66755_G_M05 | 66755 | G | M05 |  | Energy Storage |  | WEC_SDGE | California | 6 | San Diego | 73 | 06073 | 3 | 0 | 2024 | 9999 |  |  | N | Energy Storage | [13 empty] | 0 | 0 | 0 | 0
EnerSmart Murray BESS | 66755_G_M06 | 66755 | G | M06 |  | Energy Storage |  | WEC_SDGE | California | 6 | San Diego | 73 | 06073 | 3 | 0 | 2024 | 9999 |  |  | N | Energy Storage | [13 empty] | 0 | 0 | 0 | 0
EnerSmart Murray BESS | 66755_G_M07 | 66755 | G | M07 |  | Energy Storage |  | WEC_SDGE | California | 6 | San Diego | 73 | 06073 | 3 | 0 | 2024 | 9999 |  |  | N | Energy Storage | [13 empty] | 0 | 0 | 0 | 0
Genesee Solar Project | 66756_G_GS1 | 66756 | G | GS1 |  | Solar PV |  | MIS_LMI | Michigan | 26 | Genesee | 49 | 26049 | 50 | 0 | 2025 | 9999 |  |  | N | Solar | [13 empty] | 0 | 0 | 0 | 0
Bottleneck Energy Storage | 66757_G_BN1 | 66757 | G | BN1 |  | Energy Storage |  | WECC_SCE | California | 6 | Tulare | 107 | 06107 | 80 | 0 | 2024 | 9999 |  |  | N | Energy Storage | [13 empty] | 0 | 0 | 0 | 0
Justin Court Energy Storage | 66758_G_JC1 | 66758 | G | JC1 |  | Energy Storage |  | PJM_EMAC | New Jersey | 34 | Hunterdon | 19 | 34019 | 20 | 0 | 2023 | 9999 |  |  | N | Energy Storage | [13 empty] | 0 | 0 | 0 | 0
Delta's Edge Solar | 66759_G_DELTA | 66759 | G | DELTA |  | Solar PV |  | MIS_MS | Mississippi | 28 | Carroll | 15 | 28015 | 100 | 0 | 2023 | 9999 |  |  | N | Solar | [13 empty] | 0 | 0 | 0 | 0
Lemonweir (Oak 1) | 66760_G_713 | 66760 | G | 713 |  | Solar PV |  | MIS_WUMS | Wisconsin | 55 | Juneau | 57 | 55057 | 3 | 0 | 2023 | 9999 |  |  | N | Solar | [13 empty] | 0 | 0 | 0 | 0
West Shore Solar LLC | 66761_G_WS | 66761 | G | WS |  | Solar PV |  | NY_Z_G-I | New York | 36 | Ulster | 111 | 36111 | 2.4 | 0 | 2024 | 9999 |  |  | N | Solar | [13 empty] | 0 | 0 | 0 | 0
SCH County - (1B) 10 Alice Wagner Way Ni | 66762_G_P3599 | 66762 | G | P3599 |  | Solar PV |  | NY_Z_F | New York | 36 | Schenectady | 93 | 36093 | 3.5 | 0 | 2020 | 9999 |  |  | N | Solar | [13 empty] | 0 | 0 | 0 | 0
SCH County - (1E) 398 Anthony St Schenec | 66763_G_P3600 | 66763 | G | P3600 |  | Solar PV |  | NY_Z_F | New York | 36 | Schenectady | 93 | 36093 | 1 | 0 | 2020 | 9999 |  |  | N | Solar | [13 empty] | 0 | 0 | 0 | 0
SCH - (2A) 156 Barhydt Rd Glenville | 66764_G_3954 | 66764 | G | 3954 |  | Solar PV |  | NY_Z_F | New York | 36 | Schenectady | 93 | 36093 | 5 | 0 | 2021 | 9999 |  |  | N | Solar | [13 empty] | 0 | 0 | 0 | 0
SCH - (2A) 156 Barhydt Rd Glenville | 66764_G_3954B | 66764 | G | 3954B |  | Solar PV |  | NY_Z_F | New York | 36 | Schenectady | 93 | 36093 | 2.5 | 0 | 2021 | 9999 |  |  | N | Solar | [13 empty] | 0 | 0 | 0 | 0
SCH County - (2B) 4982 Rynex Corners Rd | 66765_G_3595 | 66765 | G | 3595 |  | Solar PV |  | NY_Z_F | New York | 36 | Schenectady | 93 | 36093 | 2.5 | 0 | 2020 | 9999 |  |  | N | Solar | [13 empty] | 0 | 0 | 0 | 0
SCH County - (2B) 4982 Rynex Corners Rd | 66765_G_3595B | 66765 | G | 3595B |  | Energy Storage |  | NY_Z_F | New York | 36 | Schenectady | 93 | 36093 | 2.5 | 0 | 2020 | 9999 |  |  | N | Energy Storage | [13 empty] | 0 | 0 | 0 | 0
SCH County - (2D) 98 Cheltingham Ave Sch | 66766_G_P3608 | 66766 | G | P3608 |  | Solar PV |  | NY_Z_F | New York | 36 | Schenectady | 93 | 36093 | 2.8 | 0 | 2020 | 9999 |  |  | N | Solar | [13 empty] | 0 | 0 | 0 | 0
Source Power Company - Richland | 66767_G_4725 | 66767 | G | 4725 |  | Solar PV |  | NY_Z_C&E | New York | 36 | Oswego | 75 | 36075 | 2 | 0 | 2021 | 9999 |  |  | N | Solar | [13 empty] | 0 | 0 | 0 | 0
Source Power Company - Richland | 66767_G_4725B | 66767 | G | 4725B |  | Energy Storage |  | NY_Z_C&E | New York | 36 | Oswego | 75 | 36075 | 2.5 | 0 | 2021 | 9999 |  |  | N | Energy Storage | [13 empty] | 0 | 0 | 0 | 0
Hogs Bay | 66768_G_694 | 66768 | G | 694 |  | Solar PV |  | NENG_ME | Maine | 23 | Hancock | 9 | 23009 | 2 | 0 | 2024 | 9999 |  |  | N | Solar | [13 empty] | 0 | 0 | 0 | 0
Source Power Company - Silver Creek | 66769_G_P4468 | 66769 | G | P4468 |  | Solar PV |  | NY_Z_A | New York | 36 | Chautauqua | 13 | 36013 | 5 | 0 | 2021 | 9999 |  |  | N | Solar | [13 empty] | 0 | 0 | 0 | 0
THD Baltimore DC - 5830 Project Tiger | 66770_G_P3685 | 66770 | G | P3685 |  | Solar PV |  | PJM_SMAC | Maryland | 24 | Baltimore | 5 | 24005 | 1.6 | 0 | 2021 | 9999 |  |  | N | Solar | [13 empty] | 0 | 0 | 0 | 0
Marathon Solar Farm II LLC North | 66771_G_P4471 | 66771 | G | P4471 |  | Solar PV |  | NY_Z_C&E | New York | 36 | Madison | 53 | 36053 | 2.9 | 0 | 2020 | 9999 |  |  | N | Solar | [13 empty] | 0 | 0 | 0 | 0
Estrella Solar & Storage | 66772_G_ESPV | 66772 | G | ESPV |  | Solar PV |  | WEC_LADW | California | 6 | Los Angeles | 37 | 06037 | 56 | 0 | 2023 | 9999 |  |  | N | Solar | [13 empty] | 0 | 0 | 0 | 0
Estrella Solar & Storage | 66772_G_ESTRB | 66772 | G | ESTRB |  | Energy Storage |  | WEC_LADW | California | 6 | Los Angeles | 37 | 06037 | 28 | 0 | 2023 | 9999 |  |  | N | Energy Storage | [13 empty] | 0 | 0 | 0 | 0
Raceway Solar & Storage | 66773_G_RCWYB | 66773 | G | RCWYB |  | Energy Storage |  | WEC_LADW | California | 6 | Los Angeles | 37 | 06037 | 80 | 0 | 2023 | 9999 |  |  | N | Energy Storage | [13 empty] | 0 | 0 | 0 | 0
Raceway Solar & Storage | 66773_G_RCWYS | 66773 | G | RCWYS |  | Solar PV |  | WEC_LADW | California | 6 | Los Angeles | 37 | 06037 | 125 | 0 | 2023 | 9999 |  |  | N | Solar | [13 empty] | 0 | 0 | 0 | 0
Ash Creek Solar | 66774_G_78663 | 66774 | G | 78663 |  | Solar PV |  | ERC_REST | Texas | 48 | Hill | 217 | 48217 | 408.9 | 0 | 2025 | 9999 |  |  | N | Solar | [13 empty] | 0 | 0 | 0 | 0
Morrow Lake Solar | 66775_G_MLPV | 66775 | G | MLPV |  | Solar PV |  | ERC_REST | Texas | 48 | Frio | 163 | 48163 | 200 | 0 | 2024 | 9999 |  |  | N | Solar | [13 empty] | 0 | 0 | 0 | 0
Brookdale CC BTM at Lincroft | 66776_G_PV1 | 66776 | G | PV1 |  | Solar PV |  | PJM_EMAC | New Jersey | 34 | Monmouth | 25 | 34025 | 3.7 | 0 | 2022 | 9999 |  |  | N | Solar | [13 empty] | 0 | 0 | 0 | 0
Geneseo Solar | 66777_G_GEN1 | 66777 | G | GEN1 |  | Solar PV |  | NY_Z_B | New York | 36 | Livingston | 51 | 36051 | 5 | 0 | 2021 | 9999 |  |  | N | Solar | [13 empty] | 0 | 0 | 0 | 0
Hart Solar Project | 66778_G_HS1 | 66778 | G | HS1 |  | Solar PV |  | MIS_LMI | Michigan | 26 | Oceana | 127 | 26127 | 100 | 0 | 2025 | 9999 |  |  | N | Solar | [13 empty] | 0 | 0 | 0 | 0
Papago Energy Storage | 66779_G_PPABA | 66779 | G | PPABA |  | Solar PV |  | WECC_AZ | Arizona | 4 | Maricopa | 13 | 04013 | 300 | 0 | 2025 | 9999 |  |  | N | Solar | [13 empty] | 0 | 0 | 0 | 0
Posey Solar | 66780_G_1 | 66780 | G | 1 |  | Solar PV |  | MIS_INKY | Indiana | 18 | Posey | 129 | 18129 | 191 | 0 | 2025 | 9999 |  |  | N | Solar | [13 empty] | 0 | 0 | 0 | 0
CrossTrack Solar | 66781_G_1 | 66781 | G | 1 |  | Solar PV |  | MIS_INKY | Indiana | 18 | Pike | 125 | 18125 | 130 | 0 | 2025 | 9999 |  |  | N | Solar | [13 empty] | 0 | 0 | 0 | 0
Hamilton BESS | 66782_G_HAMIL | 66782 | G | HAMIL |  | Energy Storage |  | ERC_REST | Texas | 48 | Val Verde | 465 | 48465 | 9.9 | 0 | 2023 | 9999 |  |  | N | Energy Storage | [13 empty] | 0 | 0 | 0 | 0
Weil Tract BESS | 66783_G_WEILT | 66783 | G | WEILT |  | Energy Storage |  | ERC_REST | Texas | 48 | Nueces | 355 | 48355 | 9.9 | 0 | 2023 | 9999 |  |  | N | Energy Storage | [13 empty] | 0 | 0 | 0 | 0
Pauline BESS | 66784_G_PAULN | 66784 | G | PAULN |  | Energy Storage |  | ERC_REST | Texas | 48 | Henderson | 213 | 48213 | 9.9 | 0 | 2024 | 9999 |  |  | N | Energy Storage | [13 empty] | 0 | 0 | 0 | 0
Elevate Arthur Kill | 66785_G_ELVAK | 66785 | G | ELVAK |  | Energy Storage |  | NY_Z_J | New York | 36 | Richmond | 85 | 36085 | 15.1 | 0 | 2025 | 9999 |  |  | N | Energy Storage | [13 empty] | 0 | 0 | 0 | 0
Elevate Middletown | 66786_G_ELVMT | 66786 | G | ELVMT |  | Energy Storage |  | NENG_CT | Connecticut | 9 | Middlesex | 7 | 09007 | 275 | 0 | 2025 | 9999 |  |  | N | Energy Storage | [13 empty] | 0 | 0 | 0 | 0
Elevate Pier S | 66787_G_ELVPS | 66787 | G | ELVPS |  | Energy Storage |  | WEC_LADW | California | 6 | Los Angeles | 37 | 06037 | 70 | 0 | 2026 | 9999 |  |  | N | Energy Storage | [13 empty] | 0 | 0 | 0 | 0
Mineral Wells East BESS | 66788_G_MNWLE | 66788 | G | MNWLE |  | Energy Storage |  | ERC_REST | Texas | 48 | Palo Pinto | 363 | 48363 | 9.9 | 0 | 2023 | 9999 |  |  | N | Energy Storage | [13 empty] | 0 | 0 | 0 | 0
Lufkin South BESS | 66789_G_LUFKS | 66789 | G | LUFKS |  | Energy Storage |  | ERC_REST | Texas | 48 | Angelina | 5 | 48005 | 9.9 | 0 | 2024 | 9999 |  |  | N | Energy Storage | [13 empty] | 0 | 0 | 0 | 0
Judkins BESS | 66790_G_JUDKS | 66790 | G | JUDKS |  | Energy Storage |  | ERC_WEST | Texas | 48 | Ector | 135 | 48135 | 9.9 | 0 | 2024 | 9999 |  |  | N | Energy Storage | [13 empty] | 0 | 0 | 0 | 0
Garden City East BESS | 66791_G_GRDNE | 66791 | G | GRDNE |  | Energy Storage |  | ERC_WEST | Texas | 48 | Glasscock | 173 | 48173 | 9.9 | 0 | 2023 | 9999 |  |  | N | Energy Storage | [13 empty] | 0 | 0 | 0 | 0
Falfurrias BESS | 66792_G_FALFU | 66792 | G | FALFU |  | Energy Storage |  | ERC_REST | Texas | 48 | Brooks | 47 | 48047 | 9.9 | 0 | 2024 | 9999 |  |  | N | Energy Storage | [13 empty] | 0 | 0 | 0 | 0
Diboll BESS | 66794_G_DIBOL | 66794 | G | DIBOL |  | Energy Storage |  | ERC_REST | Texas | 48 | Angelina | 5 | 48005 | 9.9 | 0 | 2023 | 9999 |  |  | N | Energy Storage | [13 empty] | 0 | 0 | 0 | 0
CISCO BESS | 66795_G_CISCO | 66795 | G | CISCO |  | Energy Storage |  | ERC_REST | Texas | 48 | Eastland | 133 | 48133 | 9.9 | 0 | 2024 | 9999 |  |  | N | Energy Storage | [13 empty] | 0 | 0 | 0 | 0
Agriculture Capital - Legacy Packing | 66797_G_P4376 | 66797 | G | P4376 |  | Solar PV |  | WECC_SCE | California | 6 | Tulare | 107 | 06107 | 1.6 | 0 | 2022 | 9999 |  |  | N | Solar | [13 empty] | 0 | 0 | 0 | 0
Bayer - Whippany, NJ | 66798_G_P5316 | 66798 | G | P5316 |  | Solar PV |  | PJM_EMAC | New Jersey | 34 | Morris | 27 | 34027 | 1.7 | 0 | 2023 | 9999 |  |  | N | Solar | [13 empty] | 0 | 0 | 0 | 0
Bishop Ranch - BR 1-Y | 66799_G_4087 | 66799 | G | 4087 |  | Solar PV |  | WEC_CALN | California | 6 | Contra Costa | 13 | 06013 | 1.1 | 0 | 2022 | 9999 |  |  | N | Solar | [13 empty] | 0 | 0 | 0 | 0
Bishop Ranch - BR 1-Y | 66799_G_4087B | 66799 | G | 4087B |  | Energy Storage |  | WEC_CALN | California | 6 | Contra Costa | 13 | 06013 | 0.7 | 0 | 2022 | 9999 |  |  | N | Energy Storage | [13 empty] | 0 | 0 | 0 | 0
Bishop Ranch - BR 8-P | 66800_G_4976 | 66800 | G | 4976 |  | Solar PV |  | WEC_CALN | California | 6 | Contra Costa | 13 | 06013 | 1 | 0 | 2024 | 9999 |  |  | N | Solar | [13 empty] | 0 | 0 | 0 | 0
Bishop Ranch - BR 8-P | 66800_G_4976B | 66800 | G | 4976B |  | Energy Storage |  | WEC_CALN | California | 6 | Contra Costa | 13 | 06013 | 0.5 | 0 | 2024 | 9999 |  |  | N | Energy Storage | [13 empty] | 0 | 0 | 0 | 0
Fence Post Solar Hybrid Project, LLC | 66801_G_FNCBE | 66801 | G | FNCBE |  | Energy Storage |  | ERC_REST | Texas | 48 | Navarro | 349 | 48349 | 72 | 0 | 2024 | 9999 |  |  | N | Energy Storage | [13 empty] | 0 | 0 | 0 | 0
Fence Post Solar Hybrid Project, LLC | 66801_G_FNCPT | 66801 | G | FNCPT |  | Solar PV |  | ERC_REST | Texas | 48 | Navarro | 349 | 48349 | 236 | 0 | 2023 | 9999 |  |  | N | Solar | [13 empty] | 0 | 0 | 0 | 0
BEMS East Solar | 66802_G_BEMSE | 66802 | G | BEMSE |  | Solar PV |  | PJM_EMAC | New Jersey | 34 | Burlington | 5 | 34005 | 4 | 0 | 2023 | 9999 |  |  | N | Solar | [13 empty] | 0 | 0 | 0 | 0
BEMS West Solar | 66803_G_BEMSW | 66803 | G | BEMSW |  | Solar PV |  | PJM_EMAC | New Jersey | 34 | Burlington | 5 | 34005 | 4 | 0 | 2023 | 9999 |  |  | N | Solar | [13 empty] | 0 | 0 | 0 | 0
Borden County BESS | 66804_G_1 | 66804 | G | 1 |  | Energy Storage |  | ERC_WEST | Texas | 48 | Borden | 33 | 48033 | 150 | 0 | 2024 | 9999 |  |  | N | Energy Storage | [13 empty] | 0 | 0 | 0 | 0
Lycan Solar Project | 66805_G_LYCAN | 66805 | G | LYCAN |  | Solar PV |  | WECC_SCE | California | 6 | Riverside | 65 | 06065 | 400 | 0 | 2027 | 9999 |  |  | N | Solar | [13 empty] | 0 | 0 | 0 | 0
SEPV Cuyama Hybrid | 66807_G_CUYA1 | 66807 | G | CUYA1 |  | Energy Storage |  | WECC_SCE | California | 6 | Santa Barbara | 83 | 06083 | 3 | 0 | 2023 | 9999 |  |  | N | Energy Storage | [13 empty] | 0 | 0 | 0 | 0
SEPV Cuyama Hybrid | 66807_G_CUYA2 | 66807 | G | CUYA2 |  | Solar PV |  | WECC_SCE | California | 6 | Santa Barbara | 83 | 06083 | 1.6 | 0 | 2023 | 9999 |  |  | N | Solar | [13 empty] | 0 | 0 | 0 | 0
OE_CAB1 | 66808_G_OCAB | 66808 | G | OCAB |  | Solar PV |  | WEC_CALN | California | 6 | San Luis Obispo | 79 | 06079 | 99.7 | 0 | 2024 | 9999 |  |  | N | Solar | [13 empty] | 0 | 0 | 0 | 0
Avenue 26 Solar | 66809_G_A26P1 | 66809 | G | A26P1 |  | Solar PV |  | WEC_CALN | California | 6 | Madera | 39 | 06039 | 2.6 | 0 | 2024 | 9999 |  |  | N | Solar | [13 empty] | 0 | 0 | 0 | 0
Avenue 26 Solar | 66809_G_A26P2 | 66809 | G | A26P2 |  | Solar PV |  | WEC_CALN | California | 6 | Madera | 39 | 06039 | 5 | 0 | 2024 | 9999 |  |  | N | Solar | [13 empty] | 0 | 0 | 0 | 0
East Cleveland Road Solar | 66810_G_ECLE | 66810 | G | ECLE |  | Solar PV |  | WEC_CALN | California | 6 | Merced | 47 | 06047 | 3 | 0 | 2024 | 9999 |  |  | N | Solar | [13 empty] | 0 | 0 | 0 | 0
Clearwater Wind III | 66811_G_CW3 | 66811 | G | CW3 |  | Onshore Wind |  | MIS_MAPP | Montana | 30 | Rosebud | 87 | 30087 | 100 | 0 | 2024 | 9999 |  |  | N | Wind | [13 empty] | 0 | 0 | 0 | 0
Caesar's Atlantic City - POI 1 (Colosseu | 66813_G_P5377 | 66813 | G | P5377 |  | Solar PV |  | PJM_EMAC | New Jersey | 34 | Atlantic | 1 | 34001 | 1.4 | 0 | 2024 | 9999 |  |  | N | Solar | [13 empty] | 0 | 0 | 0 | 0
Sky Ranch Solar and Storage | 66814_G_SKYBA | 66814 | G | SKYBA |  | Energy Storage |  | WECC_NM | New Mexico | 35 | Valencia | 61 | 35061 | 50 | 0 | 2024 | 9999 |  |  | N | Energy Storage | [13 empty] | 0 | 0 | 0 | 0
Sky Ranch Solar and Storage | 66814_G_SKYPV | 66814 | G | SKYPV |  | Solar PV |  | WECC_NM | New Mexico | 35 | Valencia | 61 | 35061 | 190 | 0 | 2024 | 9999 |  |  | N | Solar | [13 empty] | 0 | 0 | 0 | 0
Dynamic Energy NJ - Ferrero | 66815_G_P5875 | 66815 | G | P5875 |  | Solar PV |  | PJM_EMAC | New Jersey | 34 | Somerset | 35 | 34035 | 1.5 | 0 | 2022 | 9999 |  |  | N | Solar | [13 empty] | 0 | 0 | 0 | 0
Glenville Solar | 66816_G_GLEN | 66816 | G | GLEN |  | Solar PV |  | NY_Z_F | New York | 36 | Schenectady | 93 | 36093 | 4.3 | 0 | 2023 | 9999 |  |  | N | Solar | [13 empty] | 0 | 0 | 0 | 0
Copenhagen Solar | 66817_G_COPE | 66817 | G | COPE |  | Solar PV |  | NY_Z_C&E | New York | 36 | Lewis | 49 | 36049 | 4.3 | 0 | 2023 | 9999 |  |  | N | Solar | [13 empty] | 0 | 0 | 0 | 0
SR Russellville | 66818_G_RUSVL | 66818 | G | RUSVL |  | Solar PV |  | S_C_TVA | Kentucky | 21 | Logan | 141 | 21141 | 173 | 0 | 2024 | 9999 |  |  | N | Solar | [13 empty] | 0 | 0 | 0 | 0
Holly Spring Meadows | 66819_G_HOLLY | 66819 | G | HOLLY |  | Solar PV |  | PJM_SMAC | Maryland | 24 | Prince Georges | 33 | 24033 | 1.2 | 0 | 2023 | 9999 |  |  | N | Solar | [13 empty] | 0 | 0 | 0 | 0
River Ferry Solar 1 | 66820_G_RVFRY | 66820 | G | RVFRY |  | Solar PV |  | MIS_IL | Illinois | 17 | Clark | 23 | 17023 | 150 | 0 | 2023 | 9999 |  |  | N | Solar | [13 empty] | 0 | 0 | 0 | 0
Orion III Solar Project | 66821_G_ORN3 | 66821 | G | ORN3 |  | Solar PV |  | ERC_REST | Texas | 48 | Milam | 331 | 48331 | 250 | 0 | 2024 | 9999 |  |  | N | Solar | [13 empty] | 0 | 0 | 0 | 0
Carthage A | 66822_G_NECA | 66822 | G | NECA |  | Solar PV |  | NY_Z_C&E | New York | 36 | Jefferson | 45 | 36045 | 5 | 0 | 2022 | 9999 |  |  | N | Solar | [13 empty] | 0 | 0 | 0 | 0
Carthage B | 66823_G_NECB | 66823 | G | NECB |  | Solar PV |  | NY_Z_C&E | New York | 36 | Jefferson | 45 | 36045 | 3.3 | 0 | 2022 | 9999 |  |  | N | Solar | [13 empty] | 0 | 0 | 0 | 0
SR DeSoto III | 66825_G_SOTO3 | 66825 | G | SOTO3 |  | Solar PV |  | S_SOU | Georgia | 13 | Lee | 177 | 13177 | 60 | 0 | 2023 | 9999 |  |  | N | Solar | [13 empty] | 0 | 0 | 0 | 0
Prairie Creek Solar | 66826_G_PC923 | 66826 | G | PC923 |  | Solar PV |  | MIS_IL | Illinois | 17 | Morgan | 137 | 17137 | 30 | 0 | 2023 | 9999 |  |  | N | Solar | [13 empty] | 0 | 0 | 0 | 0
FFP - NY Burch | 66827_G_P5651 | 66827 | G | P5651 |  | Solar PV |  | NY_Z_F | New York | 36 | Washington | 115 | 36115 | 2.5 | 0 | 2023 | 9999 |  |  | N | Solar | [13 empty] | 0 | 0 | 0 | 0
FFP - NY Game Farm | 66828_G_P5652 | 66828 | G | P5652 |  | Solar PV |  | NY_Z_C&E | New York | 36 | Jefferson | 45 | 36045 | 5 | 0 | 2024 | 9999 |  |  | N | Solar | [13 empty] | 0 | 0 | 0 | 0
FFP - NY Werner | 66829_G_P5650 | 66829 | G | P5650 |  | Solar PV |  | NY_Z_B | New York | 36 | Monroe | 55 | 36055 | 5 | 0 | 2023 | 9999 |  |  | N | Solar | [13 empty] | 0 | 0 | 0 | 0
Harrah's Atlantic City - POI 1 (Meeting | 66830_G_P5376 | 66830 | G | P5376 |  | Solar PV |  | PJM_EMAC | New Jersey | 34 | Atlantic | 1 | 34001 | 2.3 | 0 | 2024 | 9999 |  |  | N | Solar | [13 empty] | 0 | 0 | 0 | 0
Harrah's Atlantic City - POI 2 (Self Par | 66831_G_P5614 | 66831 | G | P5614 |  | Solar PV |  | PJM_EMAC | New Jersey | 34 | Atlantic | 1 | 34001 | 1.8 | 0 | 2024 | 9999 |  |  | N | Solar | [13 empty] | 0 | 0 | 0 | 0
Athens Ridge | 66832_G_574 | 66832 | G | 574 |  | Solar PV |  | NENG_ME | Maine | 23 | Somerset | 25 | 23025 | 2.9 | 0 | 2023 | 9999 |  |  | N | Solar | [13 empty] | 0 | 0 | 0 | 0
ME Novel Lighthouse - Huggard Ave Solar | 66833_G_HUG | 66833 | G | HUG |  | Solar PV |  | NENG_ME | Maine | 23 | Aroostook | 3 | 23003 | 2.5 | 0 | 2023 | 9999 |  |  | N | Solar | [13 empty] | 0 | 0 | 0 | 0
ME Novel Lighthouse - Front St. Solar CSG | 66834_G_FRONT | 66834 | G | FRONT |  | Solar PV |  | NENG_ME | Maine | 23 | Somerset | 25 | 23025 | 3.2 | 0 | 2023 | 9999 |  |  | N | Solar | [13 empty] | 0 | 0 | 0 | 0
Lightstar Renewables - Project 1004 | 66835_G_P4453 | 66835 | G | P4453 |  | Solar PV |  | NY_Z_G-I | New York | 36 | Ulster | 111 | 36111 | 3.5 | 0 | 2022 | 9999 |  |  | N | Solar | [13 empty] | 0 | 0 | 0 | 0
Alton Post Office Solar | 66837_G_ALPT1 | 66837 | G | ALPT1 |  | Solar PV |  | PJM_Dom | Virginia | 51 | Halifax | 83 | 51083 | 82.1 | 0 | 2024 | 9999 |  |  | N | Solar | [13 empty] | 0 | 0 | 0 | 0
Aspen Road Solar | 66838_G_ASPR1 | 66838 | G | ASPR1 |  | Solar PV |  | PJM_AP | Pennsylvania | 42 | Franklin | 55 | 42055 | 106 | 0 | 2024 | 9999 |  |  | N | Solar | [13 empty] | 0 | 0 | 0 | 0
Crystal Hill Solar | 66839_G_CRYH1 | 66839 | G | CRYH1 |  | Solar PV |  | PJM_Dom | Virginia | 51 | Halifax | 83 | 51083 | 64.7 | 0 | 2023 | 9999 |  |  | N | Solar | [13 empty] | 0 | 0 | 0 | 0
Egypt Road Solar | 66840_G_EGYR1 | 66840 | G | EGYR1 |  | Solar PV |  | PJM_EMAC | Maryland | 24 | Dorchester | 19 | 24019 | 51.1 | 0 | 2024 | 9999 |  |  | N | Solar | [13 empty] | 0 | 0 | 0 | 0
Foxglove Solar | 66841_G_FOXG1 | 66841 | G | FOXG1 |  | Solar PV |  | PJM_AP | Virginia | 51 | Frederick | 69 | 51069 | 75 | 0 | 2024 | 9999 |  |  | N | Solar | [13 empty] | 0 | 0 | 0 | 0
Jones Farm Solar | 66842_G_JONF1 | 66842 | G | JONF1 |  | Solar PV |  | PJM_EMAC | Maryland | 24 | Queen Annes | 35 | 24035 | 64 | 0 | 2024 | 9999 |  |  | N | Solar | [13 empty] | 0 | 0 | 0 | 0
Morgnec Solar | 66843_G_MORG1 | 66843 | G | MORG1 |  | Solar PV |  | PJM_EMAC | Maryland | 24 | Kent | 29 | 24029 | 55.8 | 0 | 2025 | 9999 |  |  | N | Solar | [13 empty] | 0 | 0 | 0 | 0
Spring Grove Solar 2 | 66844_G_SPRG2 | 66844 | G | SPRG2 |  | Solar PV |  | PJM_Dom | Virginia | 51 | Surry | 181 | 51181 | 194.9 | 0 | 2025 | 9999 |  |  | N | Solar | [13 empty] | 0 | 0 | 0 | 0
Old Bridge Global Landfill | 66845_G_OBGLD | 66845 | G | OBGLD |  | Solar PV |  | PJM_EMAC | New Jersey | 34 | Middlesex | 23 | 34023 | 2 | 0 | 2023 | 9999 |  |  | N | Solar | [13 empty] | 0 | 0 | 0 | 0
Jogee Road Solar | 66846_G_JOGEE | 66846 | G | JOGEE |  | Solar PV |  | NY_Z_G-I | New York | 36 | Orange | 71 | 36071 | 2 | 0 | 2022 | 9999 |  |  | N | Solar | [13 empty] | 0 | 0 | 0 | 0
Beaver Creek Solar | 66850_G_BEAC1 | 66850 | G | BEAC1 |  | Solar PV |  | PJM_AP | Pennsylvania | 42 | Franklin | 55 | 42055 | 34.2 | 0 | 2025 | 9999 |  |  | N | Solar | [13 empty] | 0 | 0 | 0 | 0
Fairview Solar (AR) | 66851_G_FAIR1 | 66851 | G | FAIR1 |  | Solar PV |  | MIS_AR | Arkansas | 5 | Ashley | 3 | 05003 | 75 | 0 | 2025 | 9999 |  |  | N | Solar | [13 empty] | 0 | 0 | 0 | 0
Hillsboro Solar 3 | 66852_G_HILL3 | 66852 | G | HILL3 |  | Solar PV |  | S_C_TVA | Alabama | 1 | Lawrence | 79 | 01079 | 200 | 0 | 2026 | 9999 |  |  | N | Solar | [13 empty] | 0 | 0 | 0 | 0
Porter Mill Solar | 66854_G_PORM1 | 66854 | G | PORM1 |  | Solar PV |  | PJM_EMAC | Maryland | 24 | Wicomico | 45 | 24045 | 46 | 0 | 2026 | 9999 |  |  | N | Solar | [13 empty] | 0 | 0 | 0 | 0
Robin Hollow Solar | 66855_G_RSH40 | 66855 | G | RSH40 |  | Solar PV |  | NENGREST | Rhode Island | 44 | Kent | 3 | 44003 | 40.6 | 0 | 2023 | 9999 |  |  | N | Solar | [13 empty] | 0 | 0 | 0 | 0
NY Sorrell Hill II CSG | 66856_G_NGSH2 | 66856 | G | NGSH2 |  | Solar PV |  | NY_Z_C&E | New York | 36 | Onondaga | 67 | 36067 | 5 | 0 | 2023 | 9999 |  |  | N | Solar | [13 empty] | 0 | 0 | 0 | 0
Spring Valley Solar 2 | 66858_G_SPRV2 | 66858 | G | SPRV2 |  | Solar PV |  | S_C_TVA | Alabama | 1 | Colbert | 33 | 01033 | 200 | 0 | 2027 | 9999 |  |  | N | Solar | [13 empty] | 0 | 0 | 0 | 0
Orion I Solar Project | 66859_G_ORN1 | 66859 | G | ORN1 |  | Solar PV |  | ERC_REST | Texas | 48 | Milam | 331 | 48331 | 200 | 0 | 2024 | 9999 |  |  | N | Solar | [13 empty] | 0 | 0 | 0 | 0
Marion County Solar Project | 66860_G_USMNC | 66860 | G | USMNC |  | Solar PV |  | PJM_ATSI | Ohio | 39 | Marion | 101 | 39101 | 100 | 0 | 2025 | 9999 |  |  | N | Solar | [13 empty] | 0 | 0 | 0 | 0
Indiana Crossroads Wind Farm II | 66861_G_GEN01 | 66861 | G | GEN01 |  | Onshore Wind |  | MIS_INKY | Indiana | 18 | White | 181 | 18181 | 200 | 0 | 2023 | 9999 |  |  | N | Wind | [13 empty] | 0 | 0 | 0 | 0
KCE NY 29, LLC | 66862_G_NY29 | 66862 | G | NY29 |  | Energy Storage |  | NY_Z_K | New York | 36 | Suffolk | 103 | 36103 | 150 | 0 | 2025 | 9999 |  |  | N | Energy Storage | [13 empty] | 0 | 0 | 0 | 0
Blackjack Solar | 66863_G_BJK01 | 66863 | G | BJK01 |  | Solar PV |  | WEC_CALN | California | 6 | Monterey | 53 | 06053 | 3.9 | 0 | 2020 | 9999 |  |  | N | Solar | [13 empty] | 0 | 0 | 0 | 0
Champion Solar I | 66865_G_INCS1 | 66865 | G | INCS1 |  | Solar PV |  | PJM_West | Indiana | 18 | St Joseph | 141 | 18141 | 51.9 | 0 | 2025 | 9999 |  |  | N | Solar | [13 empty] | 0 | 0 | 0 | 0
North Fork Solar Project | 66866_G_NFORK | 66866 | G | NFORK |  | Solar PV |  | SPP_WEST | Oklahoma | 40 | Kiowa | 75 | 40075 | 120 | 0 | 2024 | 9999 |  |  | N | Solar | [13 empty] | 0 | 0 | 0 | 0
Cannonball Solar | 66867_G_CBALL | 66867 | G | CBALL |  | Solar PV |  | PJM_AP | Maryland | 24 | Frederick | 21 | 24021 | 2 | 0 | 2024 | 9999 |  |  | N | Solar | [13 empty] | 0 | 0 | 0 | 0
Big Spring Solar | 66868_G_BIGSP | 66868 | G | BIGSP |  | Solar PV |  | PJM_AP | Maryland | 24 | Washington | 43 | 24043 | 2.1 | 0 | 2023 | 9999 |  |  | N | Solar | [13 empty] | 0 | 0 | 0 | 0
MacDill Storage | 66869_G_BESS1 | 66869 | G | BESS1 |  | Energy Storage |  | FRCC | Florida | 12 | Hillsborough | 57 | 12057 | 20 | 0 | 2025 | 9999 |  |  | N | Energy Storage | [13 empty] | 0 | 0 | 0 | 0
Davis Solar (WV) | 66870_G_DAVS | 66870 | G | DAVS |  | Solar PV |  | PJM_AP | West Virginia | 54 | Tucker | 93 | 54093 | 11.5 | 0 | 2026 | 9999 |  |  | N | Solar | [13 empty] | 0 | 0 | 0 | 0
GulfStar Power, LLC | 66871_G_BESS | 66871 | G | BESS |  | Energy Storage |  | ERC_REST | Texas | 48 | Wharton | 481 | 48481 | 300 | 0 | 2024 | 9999 |  |  | N | Energy Storage | [13 empty] | 0 | 0 | 0 | 0
GulfStar Power, LLC | 66871_G_SOLAR | 66871 | G | SOLAR |  | Solar PV |  | ERC_REST | Texas | 48 | Wharton | 481 | 48481 | 451.6 | 0 | 2024 | 9999 |  |  | N | Solar | [13 empty] | 0 | 0 | 0 | 0
Estonian Solar Project, LLC | 66872_G_BESS | 66872 | G | BESS |  | Energy Storage |  | ERC_REST | Texas | 48 | Delta | 119 | 48119 | 100 | 0 | 2024 | 9999 |  |  | N | Energy Storage | [13 empty] | 0 | 0 | 0 | 0
Estonian Solar Project, LLC | 66872_G_SOLAR | 66872 | G | SOLAR |  | Solar PV |  | ERC_REST | Texas | 48 | Delta | 119 | 48119 | 204.5 | 0 | 2024 | 9999 |  |  | N | Solar | [13 empty] | 0 | 0 | 0 | 0
KCE CT 1, LLC | 66879_G_CT1 | 66879 | G | CT1 |  | Energy Storage |  | NENG_CT | Connecticut | 9 | Windham | 15 | 09015 | 105 | 0 | 2027 | 9999 |  |  | N | Energy Storage | [13 empty] | 0 | 0 | 0 | 0
Hayhurst Texas Solar | 66880_G_HHTX | 66880 | G | HHTX |  | Solar PV |  | ERC_WEST | Texas | 48 | Culberson | 109 | 48109 | 24.8 | 0 | 2023 | 9999 |  |  | N | Solar | [13 empty] | 0 | 0 | 0 | 0
Pike County Energy Storage | 66881_G_BAT2 | 66881 | G | BAT2 |  | Energy Storage |  | MIS_INKY | Indiana | 18 | Pike | 125 | 18125 | 200 | 0 | 2024 | 9999 |  |  | N | Energy Storage | [13 empty] | 0 | 0 | 0 | 0
FreeState Stull Solar I | 66884_G_FSS1 | 66884 | G | FSS1 |  | Solar PV |  | SPP_N | Kansas | 20 | Douglas | 45 | 20045 | 1.3 | 0 | 2023 | 9999 |  |  | N | Solar | [13 empty] | 0 | 0 | 0 | 0
Baldy Mesa 2_Silver Peak Hybrid | 66885_G_SPKBS | 66885 | G | SPKBS |  | Energy Storage |  | WECC_SCE | California | 6 | San Bernardino | 71 | 06071 | 25 | 0 | 2023 | 9999 |  |  | N | Energy Storage | [13 empty] | 0 | 0 | 0 | 0
Baldy Mesa 2_Silver Peak Hybrid | 66885_G_SPKPV | 66885 | G | SPKPV |  | Solar PV |  | WECC_SCE | California | 6 | San Bernardino | 71 | 06071 | 50 | 0 | 2023 | 9999 |  |  | N | Solar | [13 empty] | 0 | 0 | 0 | 0
Elk Street Solar | 66886_G_ES | 66886 | G | ES |  | Solar PV |  | NY_Z_A | New York | 36 | Erie | 29 | 36029 | 2.4 | 0 | 2024 | 9999 |  |  | N | Solar | [13 empty] | 0 | 0 | 0 | 0
OE_ESCL | 66888_G_OESCL | 66888 | G | OESCL |  | Solar PV |  | WECC_NM | New Mexico | 35 | McKinley | 31 | 35031 | 200 | 0 | 2024 | 9999 |  |  | N | Solar | [13 empty] | 0 | 0 | 0 | 0
Solops 371 Hoes LLC | 66889_G_CANOP | 66889 | G | CANOP |  | Solar PV |  | PJM_EMAC | New Jersey | 34 | Middlesex | 23 | 34023 | 1 | 0 | 2023 | 9999 |  |  | N | Solar | [13 empty] | 0 | 0 | 0 | 0
Solops 371 Hoes LLC | 66889_G_ROOF | 66889 | G | ROOF |  | Solar PV |  | PJM_EMAC | New Jersey | 34 | Middlesex | 23 | 34023 | 0.3 | 0 | 2023 | 9999 |  |  | N | Solar | [13 empty] | 0 | 0 | 0 | 0
Azalea (CA) | 66890_G_AZAL | 66890 | G | AZAL |  | Solar PV |  | WECC_SCE | California | 6 | Kern | 29 | 06029 | 60 | 0 | 2025 | 9999 |  |  | N | Solar | [13 empty] | 0 | 0 | 0 | 0
Indigo Solar & Storage | 66891_G_245BS | 66891 | G | 245BS |  | Energy Storage |  | ERC_WEST | Texas | 48 | Fisher | 151 | 48151 | 50 | 0 | 2025 | 9999 |  |  | N | Energy Storage | [13 empty] | 0 | 0 | 0 | 0
Indigo Solar & Storage | 66891_G_IS245 | 66891 | G | IS245 |  | Solar PV |  | ERC_WEST | Texas | 48 | Fisher | 151 | 48151 | 125 | 0 | 2025 | 9999 |  |  | N | Solar | [13 empty] | 0 | 0 | 0 | 0
CES Electron Farm One, LLC | 66892_G_CNFTI | 66892 | G | CNFTI |  | Solar PV |  | WEC_CALN | California | 6 | Fresno | 19 | 06019 | 4.4 | 0 | 2024 | 9999 |  |  | N | Solar | [13 empty] | 0 | 0 | 0 | 0
Jones City 2 Solar | 66893_G_TXJC2 | 66893 | G | TXJC2 |  | Solar PV |  | ERC_WEST | Texas | 48 | Jones | 253 | 48253 | 185 | 0 | 2026 | 9999 |  |  | N | Solar | [13 empty] | 0 | 0 | 0 | 0
Albatross Solar, LLC | 66894_G_ALBBA | 66894 | G | ALBBA |  | Energy Storage |  | ERC_REST | Texas | 48 | McLennan | 309 | 48309 | 50.4 | 0 | 2025 | 9999 |  |  | N | Energy Storage | [13 empty] | 0 | 0 | 0 | 0
Albatross Solar, LLC | 66894_G_ALBPV | 66894 | G | ALBPV |  | Solar PV |  | ERC_REST | Texas | 48 | McLennan | 309 | 48309 | 101 | 0 | 2025 | 9999 |  |  | N | Solar | [13 empty] | 0 | 0 | 0 | 0
Lupinus Solar 1, LLC | 66895_G_LP1BA | 66895 | G | LP1BA |  | Energy Storage |  | ERC_REST | Texas | 48 | Franklin | 159 | 48159 | 83 | 0 | 2026 | 9999 |  |  | N | Energy Storage | [13 empty] | 0 | 0 | 0 | 0
Lupinus Solar 1, LLC | 66895_G_LP1PV | 66895 | G | LP1PV |  | Solar PV |  | ERC_REST | Texas | 48 | Franklin | 159 | 48159 | 165 | 0 | 2026 | 9999 |  |  | N | Solar | [13 empty] | 0 | 0 | 0 | 0
Lupinus Solar 2, LLC | 66896_G_LP2BA | 66896 | G | LP2BA |  | Energy Storage |  | ERC_REST | Texas | 48 | Franklin | 159 | 48159 | 122.9 | 0 | 2027 | 9999 |  |  | N | Energy Storage | [13 empty] | 0 | 0 | 0 | 0
Lupinus Solar 2, LLC | 66896_G_LP2PV | 66896 | G | LP2PV |  | Solar PV |  | ERC_REST | Texas | 48 | Franklin | 159 | 48159 | 244 | 0 | 2027 | 9999 |  |  | N | Solar | [13 empty] | 0 | 0 | 0 | 0
Midpoint Solar, LLC | 66897_G_MIDBA | 66897 | G | MIDBA |  | Energy Storage |  | ERC_REST | Texas | 48 | Hill | 217 | 48217 | 52.2 | 0 | 2025 | 9999 |  |  | N | Energy Storage | [13 empty] | 0 | 0 | 0 | 0
Midpoint Solar, LLC | 66897_G_MIDPV | 66897 | G | MIDPV |  | Solar PV |  | ERC_REST | Texas | 48 | Hill | 217 | 48217 | 104 | 0 | 2025 | 9999 |  |  | N | Solar | [13 empty] | 0 | 0 | 0 | 0
Fort Martin Solar | 66898_G_FTMS | 66898 | G | FTMS |  | Solar PV |  | PJM_AP | West Virginia | 54 | Monongalia | 61 | 54061 | 18.9 | 0 | 2024 | 9999 |  |  | N | Solar | [13 empty] | 0 | 0 | 0 | 0
Marlowe Solar | 66899_G_MARS | 66899 | G | MARS |  | Solar PV |  | PJM_AP | West Virginia | 54 | Hancock | 29 | 54029 | 5.8 | 0 | 2025 | 9999 |  |  | N | Solar | [13 empty] | 0 | 0 | 0 | 0
Rivesville Solar | 66900_G_RIVS | 66900 | G | RIVS |  | Solar PV |  | PJM_AP | West Virginia | 54 | Marion | 49 | 54049 | 5.5 | 0 | 2025 | 9999 |  |  | N | Solar | [13 empty] | 0 | 0 | 0 | 0
Wylie Ridge Solar | 66901_G_WRS | 66901 | G | WRS |  | Solar PV |  | PJM_AP | West Virginia | 54 | Hancock | 29 | 54029 | 8.4 | 0 | 2025 | 9999 |  |  | N | Solar | [13 empty] | 0 | 0 | 0 | 0
Roadrunner Wind Farm | 66902_G_5317 | 66902 | G | 5317 |  | Onshore Wind |  | ERC_REST | Texas | 48 | Eastland | 133 | 48133 | 256 | 0 | 2024 | 9999 |  |  | N | Wind | [13 empty] | 0 | 0 | 0 | 0
BT Hickerson Solar, LLC | 66903_G_5105 | 66903 | G | 5105 |  | Solar PV |  | ERC_REST | Texas | 48 | Bosque | 35 | 48035 | 310 | 0 | 2025 | 9999 |  |  | N | Solar | [13 empty] | 0 | 0 | 0 | 0
Lumberton PV I, LLC | 66904_G_LBTN | 66904 | G | LBTN |  | Solar PV |  | MIS_WOTA | Texas | 48 | Hardin | 199 | 48199 | 200 | 0 | 2027 | 9999 |  |  | N | Solar | [13 empty] | 0 | 0 | 0 | 0
Ables Springs Solar & Storage | 66905_G_BESS | 66905 | G | BESS |  | Energy Storage |  | ERC_REST | Texas | 48 | Kaufman | 257 | 48257 | 100 | 0 | 2024 | 9999 |  |  | N | Energy Storage | [13 empty] | 0 | 0 | 0 | 0
Ables Springs Solar & Storage | 66905_G_SOLAR | 66905 | G | SOLAR |  | Solar PV |  | ERC_REST | Texas | 48 | Kaufman | 257 | 48257 | 151 | 0 | 2024 | 9999 |  |  | N | Solar | [13 empty] | 0 | 0 | 0 | 0
Hammonton-High School Solar | 66906_G_HHSPV | 66906 | G | HHSPV |  | Solar PV |  | PJM_EMAC | New Jersey | 34 | Atlantic | 1 | 34001 | 1.2 | 0 | 2022 | 9999 |  |  | N | Solar | [13 empty] | 0 | 0 | 0 | 0
Barefoot Solar | 66907_G_BARE1 | 66907 | G | BARE1 |  | Solar PV |  | NENG_ME | Maine | 23 | Somerset | 25 | 23025 | 4.3 | 0 | 2022 | 9999 |  |  | N | Solar | [13 empty] | 0 | 0 | 0 | 0
Bonanza Solar and Storage Project | 66908_G_BZES | 66908 | G | BZES |  | Energy Storage |  | WECC_SNV | Nevada | 32 | Clark | 3 | 32003 | 195 | 0 | 2027 | 9999 |  |  | N | Energy Storage | [13 empty] | 0 | 0 | 0 | 0
Bonanza Solar and Storage Project | 66908_G_BZPV | 66908 | G | BZPV |  | Solar PV |  | WECC_SNV | Nevada | 32 | Clark | 3 | 32003 | 300 | 0 | 2027 | 9999 |  |  | N | Solar | [13 empty] | 0 | 0 | 0 | 0
Fork in the Road Solar | 66909_G_FIR | 66909 | G | FIR |  | Solar PV |  | NY_Z_G-I | New York | 36 | Dutchess | 27 | 36027 | 1.4 | 0 | 2024 | 9999 |  |  | N | Solar | [13 empty] | 0 | 0 | 0 | 0
Myrtle Solar, LLC | 66910_G_MYR | 66910 | G | MYR |  | Solar PV |  | ERC_REST | Texas | 48 | Brazoria | 39 | 48039 | 313 | 0 | 2023 | 9999 |  |  | N | Solar | [13 empty] | 0 | 0 | 0 | 0
Hill Solar 1, LLC | 66912_G_HS1 | 66912 | G | HS1 |  | Solar PV |  | ERC_REST | Texas | 48 | Hill | 217 | 48217 | 405 | 0 | 2024 | 9999 |  |  | N | Solar | [13 empty] | 0 | 0 | 0 | 0
Myrtle Storage | 66913_G_MYRST | 66913 | G | MYRST |  | Energy Storage |  | ERC_REST | Texas | 48 | Brazoria | 39 | 48039 | 150 | 0 | 2023 | 9999 |  |  | N | Energy Storage | [13 empty] | 0 | 0 | 0 | 0
Danish Fields Solar, LLC | 66914_G_DAN | 66914 | G | DAN |  | Solar PV |  | ERC_REST | Texas | 48 | Wharton | 481 | 48481 | 600 | 0 | 2024 | 9999 |  |  | N | Solar | [13 empty] | 0 | 0 | 0 | 0
Cottonwood Bayou Solar | 66915_G_CTW | 66915 | G | CTW |  | Solar PV |  | ERC_REST | Texas | 48 | Brazoria | 39 | 48039 | 350 | 0 | 2024 | 9999 |  |  | N | Solar | [13 empty] | 0 | 0 | 0 | 0
Danish Fields Storage | 66916_G_DANST | 66916 | G | DANST |  | Energy Storage |  | ERC_REST | Texas | 48 | Wharton | 481 | 48481 | 150 | 0 | 2024 | 9999 |  |  | N | Energy Storage | [13 empty] | 0 | 0 | 0 | 0
Big Wolf Solar | 66917_G_MDLK | 66917 | G | MDLK |  | Solar PV |  | MIS_MNWI | Minnesota | 27 | Lyon | 83 | 27083 | 1 | 0 | 2023 | 9999 |  |  | N | Solar | [13 empty] | 0 | 0 | 0 | 0
La Casa Wind | 66919_G_5309 | 66919 | G | 5309 |  | Onshore Wind |  | ERC_REST | Texas | 48 | Stephens | 429 | 48429 | 152 | 0 | 2024 | 9999 |  |  | N | Wind | [13 empty] | 0 | 0 | 0 | 0
English Creek Solar | 66921_G_1 | 66921 | G | 1 |  | Solar PV |  | FRCC | Florida | 12 | Hillsborough | 57 | 12057 | 23 | 0 | 2024 | 9999 |  |  | N | Solar | [13 empty] | 0 | 0 | 0 | 0
Timber Cove Solar | 66922_G_59957 | 66922 | G | 59957 |  | Solar PV |  | ERC_REST | Texas | 48 | Freestone | 161 | 48161 | 100 | 0 | 2026 | 9999 |  |  | N | Solar | [13 empty] | 0 | 0 | 0 | 0
SunZia Wind South | 66923_G_SZW-S | 66923 | G | SZW-S |  | Onshore Wind |  | WECC_NM | New Mexico | 35 | Torrance | 57 | 35057 | 2426.4 | 0 | 2026 | 9999 |  |  | N | Wind | [13 empty] | 0 | 0 | 0 | 0
SunZia Wind North | 66924_G_SZW-N | 66924 | G | SZW-N |  | Onshore Wind |  | WECC_NM | New Mexico | 35 | Torrance | 57 | 35057 | 1089 | 0 | 2026 | 9999 |  |  | N | Wind | [13 empty] | 0 | 0 | 0 | 0
SR McNeal | 66925_G_MCBA | 66925 | G | MCBA |  | Energy Storage |  | WECC_AZ | Arizona | 4 | Cochise | 3 | 04003 | 20 | 0 | 2023 | 9999 |  |  | N | Energy Storage | [13 empty] | 0 | 0 | 0 | 0
SR McNeal | 66925_G_MCNEA | 66925 | G | MCNEA |  | Solar PV |  | WECC_AZ | Arizona | 4 | Cochise | 3 | 04003 | 20 | 0 | 2023 | 9999 |  |  | N | Solar | [13 empty] | 0 | 0 | 0 | 0
SMT Mercedes LLC | 66926_G_SMTNM | 66926 | G | SMTNM |  | Energy Storage |  | ERC_REST | Texas | 48 | Hidalgo | 215 | 48215 | 10 | 0 | 2023 | 9999 |  |  | N | Energy Storage | [13 empty] | 0 | 0 | 0 | 0
SMT Mission LLC | 66927_G_SMTMB | 66927 | G | SMTMB |  | Energy Storage |  | ERC_REST | Texas | 48 | Hidalgo | 215 | 48215 | 10 | 0 | 2023 | 9999 |  |  | N | Energy Storage | [13 empty] | 0 | 0 | 0 | 0
SMT Santa Rosa LLC | 66928_G_SMTSR | 66928 | G | SMTSR |  | Energy Storage |  | ERC_REST | Texas | 48 | Cameron | 61 | 48061 | 10 | 0 | 2023 | 9999 |  |  | N | Energy Storage | [13 empty] | 0 | 0 | 0 | 0
SMT Alamo LLC | 66929_G_SMTAL | 66929 | G | SMTAL |  | Energy Storage |  | ERC_REST | Texas | 48 | Hidalgo | 215 | 48215 | 10 | 0 | 2023 | 9999 |  |  | N | Energy Storage | [13 empty] | 0 | 0 | 0 | 0
SMT Bay City LLC | 66930_G_SMTBC | 66930 | G | SMTBC |  | Energy Storage |  | ERC_REST | Texas | 48 | Matagorda | 321 | 48321 | 10 | 0 | 2023 | 9999 |  |  | N | Energy Storage | [13 empty] | 0 | 0 | 0 | 0
SMT Elsa LLC | 66931_G_SMTEL | 66931 | G | SMTEL |  | Energy Storage |  | ERC_REST | Texas | 48 | Hidalgo | 215 | 48215 | 10 | 0 | 2023 | 9999 |  |  | N | Energy Storage | [13 empty] | 0 | 0 | 0 | 0
SMT Los Fresnos LLC | 66932_G_SMTLF | 66932 | G | SMTLF |  | Energy Storage |  | ERC_REST | Texas | 48 | Cameron | 61 | 48061 | 10 | 0 | 2023 | 9999 |  |  | N | Energy Storage | [13 empty] | 0 | 0 | 0 | 0
SMT Harlingen II LLC | 66933_G_SMTH2 | 66933 | G | SMTH2 |  | Energy Storage |  | ERC_REST | Texas | 48 | Cameron | 61 | 48061 | 10 | 0 | 2023 | 9999 |  |  | N | Energy Storage | [13 empty] | 0 | 0 | 0 | 0
SMT Rio Grande I LLC | 66934_G_SMTR1 | 66934 | G | SMTR1 |  | Energy Storage |  | ERC_REST | Texas | 48 | Starr | 427 | 48427 | 10 | 0 | 2023 | 9999 |  |  | N | Energy Storage | [13 empty] | 0 | 0 | 0 | 0
SMT Rio Grande II LLC | 66935_G_SMTR2 | 66935 | G | SMTR2 |  | Energy Storage |  | ERC_REST | Texas | 48 | Starr | 427 | 48427 | 10 | 0 | 2023 | 9999 |  |  | N | Energy Storage | [13 empty] | 0 | 0 | 0 | 0
Bryan Floyd | 66936_G_FLOYD | 66936 | G | FLOYD |  | Solar PV |  | S_SOU | Georgia | 13 | Bryan | 29 | 13029 | 1.9 | 0 | 2023 | 9999 |  |  | N | Solar | [13 empty] | 0 | 0 | 0 | 0
IMPA Tipton 2 Solar Park | 66937_G_TIPT2 | 66937 | G | TIPT2 |  | Solar PV |  | MIS_INKY | Indiana | 18 | Tipton | 159 | 18159 | 2.7 | 0 | 2024 | 9999 |  |  | N | Solar | [13 empty] | 0 | 0 | 0 | 0
IMPA Veedersburg Solar Park | 66938_G_VEED | 66938 | G | VEED |  | Solar PV |  | MIS_INKY | Indiana | 18 | Fountain | 45 | 18045 | 1.4 | 0 | 2024 | 9999 |  |  | N | Solar | [13 empty] | 0 | 0 | 0 | 0
IMPA Winamac Solar Park | 66939_G_WINA | 66939 | G | WINA |  | Solar PV |  | MIS_INKY | Indiana | 18 | Pulaski | 131 | 18131 | 2.9 | 0 | 2024 | 9999 |  |  | N | Solar | [13 empty] | 0 | 0 | 0 | 0
Solano Wind | 7526_G_4 | 7526 | G | 4 |  | Onshore Wind |  | WEC_CALN | California | 6 | Solano | 95 | 06095 | 85.5 | 0 | 2024 | 9999 |  |  | N | Wind | [13 empty] | 0 | 0 | 0 | 0
Bonanza | 7790_G_4 | 7790 | G | 4 |  | Solar PV |  | WECC_UT | Utah | 49 | Uintah | 47 | 49047 | 12.5 | 0 | 2023 | 9999 |  |  | N | Solar | [13 empty] | 0 | 0 | 0 | 0
Colby City of | 1272_G_10 | 1272 | G | 10 |  | Combustion Turbine | IC Engine | SPP_N | Kansas | 20 | Thomas | 193 | 20193 | 3 | 9905 | 2023 | 9999 |  |  | N | Distillate Fuel Oil | [13 empty] | 0.011 | 0.011 | 0.011 | 0.011
Newman | 3456_G_6 | 3456 | G | 6 |  | Combustion Turbine |  | WECC_NM | Texas | 48 | El Paso | 141 | 48141 | 227.8 | 9905 | 2023 | 9999 |  |  | N | Natural Gas | [13 empty] | 0.011 | 0.011 | 0.011 | 0.011
Newgulf Cogen | 50137_G_GEN1 | 50137 | G | GEN1 |  | Combustion Turbine |  | ERC_REST | Texas | 48 | Wharton | 481 | 48481 | 69 | 9905 | 1984 | 9999 |  |  | Y | Natural Gas | [13 empty] | 0.011 | 0.011 | 0.011 | 0.011
A B Brown | 6137_G_6 | 6137 | G | 6 |  | Combustion Turbine |  | MIS_INKY | Indiana | 18 | Posey | 129 | 18129 | 226.5 | 9905 | 2025 | 9999 |  |  | N | Natural Gas | [13 empty] | 0.011 | 0.011 | 0.011 | 0.011
A B Brown | 6137_G_7 | 6137 | G | 7 |  | Combustion Turbine |  | MIS_INKY | Indiana | 18 | Posey | 129 | 18129 | 226.5 | 9905 | 2025 | 9999 |  |  | N | Natural Gas | [13 empty] | 0.011 | 0.011 | 0.011 | 0.011
Brookville Smart Bus Depot Microgrid | 65945_G_GEN2 | 65945 | G | GEN2 |  | Combustion Turbine | IC Engine | PJM_SMAC | Maryland | 24 | Montgomery | 31 | 24031 | 0.6 | 9905 | 2023 | 9999 |  |  | N | Natural Gas | [13 empty] | 0.011 | 0.011 | 0.011 | 0.011
Brookville Smart Bus Depot Microgrid | 65945_G_GEN3 | 65945 | G | GEN3 |  | Combustion Turbine | IC Engine | PJM_SMAC | Maryland | 24 | Montgomery | 31 | 24031 | 0.6 | 9905 | 2023 | 9999 |  |  | N | Natural Gas | [13 empty] | 0.011 | 0.011 | 0.011 | 0.011
Winterset | 1203_G_8 | 1203 | G | 8 |  | Combustion Turbine | IC Engine | MIS_IA | Iowa | 19 | Madison | 121 | 19121 | 2 | 9905 | 2022 | 9999 |  |  | N | Distillate Fuel Oil | [13 empty] | 0.011 | 0.011 | 0.011 | 0.011
Winterset | 1203_G_9 | 1203 | G | 9 |  | Combustion Turbine | IC Engine | MIS_IA | Iowa | 19 | Madison | 121 | 19121 | 2 | 9905 | 2022 | 9999 |  |  | N | Distillate Fuel Oil | [13 empty] | 0.011 | 0.011 | 0.011 | 0.011
Washington | 1329_G_10 | 1329 | G | 10 |  | Combustion Turbine | IC Engine | SPP_N | Kansas | 20 | Washington | 201 | 20201 | 2 | 9905 | 2023 | 9999 |  |  | N | Natural Gas | [13 empty] | 0.011 | 0.011 | 0.011 | 0.011
Washington | 1329_G_9 | 1329 | G | 9 |  | Combustion Turbine | IC Engine | SPP_N | Kansas | 20 | Washington | 201 | 20201 | 2 | 9905 | 2023 | 9999 |  |  | N | Natural Gas | [13 empty] | 0.011 | 0.011 | 0.011 | 0.011
Wells IC | 2020_G_6 | 2020 | G | 6 |  | Combustion Turbine | IC Engine | MIS_MNWI | Minnesota | 27 | Faribault | 43 | 27043 | 1.8 | 9905 | 2022 | 9999 |  |  | N | Distillate Fuel Oil | [13 empty] | 0.011 | 0.011 | 0.011 | 0.011
Plaquemine Cogeneration Plant | 55419_G_ST6 | 55419 | G | ST6 |  | Combined Cycle |  | MIS_LA | Louisiana | 22 | Iberville | 47 | 22047 | 48.9 | 6370 | 2024 | 9999 |  |  | Y | Natural Gas | [13 empty] | 0.011 | 0.011 | 0.011 | 0.011
Plaquemine Cogeneration Plant | 55419_G_ST7 | 55419 | G | ST7 |  | Combined Cycle |  | MIS_LA | Louisiana | 22 | Iberville | 47 | 22047 | 48.9 | 6370 | 2024 | 9999 |  |  | Y | Natural Gas | [13 empty] | 0.011 | 0.011 | 0.011 | 0.011
White Plains Hospital Medical Center | 64440_G_ENG1A | 64440 | G | ENG1A |  | Combustion Turbine | IC Engine | NY_Z_G-I | New York | 36 | Westchester | 119 | 36119 | 0.5 | 9905 | 2022 | 9999 |  |  | N | Distillate Fuel Oil | [13 empty] | 0.011 | 0.011 | 0.011 | 0.011
White Plains Hospital Medical Center | 64440_G_ENGN7 | 64440 | G | ENGN7 |  | Combustion Turbine | IC Engine | NY_Z_G-I | New York | 36 | Westchester | 119 | 36119 | 1.8 | 9905 | 2022 | 9999 |  |  | N | Distillate Fuel Oil | [13 empty] | 0.011 | 0.011 | 0.011 | 0.011
Jax LNG | 66392_G_1110 | 66392 | G | 1110 |  | Combustion Turbine | IC Engine | FRCC | Florida | 12 | Duval | 31 | 12031 | 2.5 | 9905 | 2018 | 9999 |  |  | N | Natural Gas | [13 empty] | 0.011 | 0.011 | 0.011 | 0.011
Jax LNG | 66392_G_1120 | 66392 | G | 1120 |  | Combustion Turbine | IC Engine | FRCC | Florida | 12 | Duval | 31 | 12031 | 2.5 | 9905 | 2018 | 9999 |  |  | N | Natural Gas | [13 empty] | 0.011 | 0.011 | 0.011 | 0.011
Jax LNG | 66392_G_1130 | 66392 | G | 1130 |  | Combustion Turbine | IC Engine | FRCC | Florida | 12 | Duval | 31 | 12031 | 2.5 | 9905 | 2018 | 9999 |  |  | N | Natural Gas | [13 empty] | 0.011 | 0.011 | 0.011 | 0.011
Jax LNG | 66392_G_1140 | 66392 | G | 1140 |  | Combustion Turbine | IC Engine | FRCC | Florida | 12 | Duval | 31 | 12031 | 2.5 | 9905 | 2018 | 9999 |  |  | N | Natural Gas | [13 empty] | 0.011 | 0.011 | 0.011 | 0.011
Jax LNG | 66392_G_1150 | 66392 | G | 1150 |  | Combustion Turbine | IC Engine | FRCC | Florida | 12 | Duval | 31 | 12031 | 2.6 | 9905 | 2023 | 9999 |  |  | N | Natural Gas | [13 empty] | 0.011 | 0.011 | 0.011 | 0.011
Towanda Facility | 66393_G_P103 | 66393 | G | P103 |  | Combustion Turbine | IC Engine | PJM_PENE | Pennsylvania | 42 | Bradford | 15 | 42015 | 1.5 | 9905 | 2021 | 9999 |  |  | N | Natural Gas | [13 empty] | 0.011 | 0.011 | 0.011 | 0.011
Towanda Facility | 66393_G_P104 | 66393 | G | P104 |  | Combustion Turbine | IC Engine | PJM_PENE | Pennsylvania | 42 | Bradford | 15 | 42015 | 1.5 | 9905 | 2021 | 9999 |  |  | N | Natural Gas | [13 empty] | 0.011 | 0.011 | 0.011 | 0.011
Towanda Facility | 66393_G_P105 | 66393 | G | P105 |  | Combustion Turbine | IC Engine | PJM_PENE | Pennsylvania | 42 | Bradford | 15 | 42015 | 1.5 | 9905 | 2021 | 9999 |  |  | N | Natural Gas | [13 empty] | 0.011 | 0.011 | 0.011 | 0.011
Monroeville RTO BTM | 66434_G_PB1 | 66434 | G | PB1 |  | Combustion Turbine | IC Engine | PJM_ATSI | Ohio | 39 | Huron | 77 | 39077 | 2.7 | 9905 | 2020 | 9999 |  |  | N | Distillate Fuel Oil | [13 empty] | 0.011 | 0.011 | 0.011 | 0.011
Niles RTO BTM | 66437_G_PB1 | 66437 | G | PB1 |  | Combustion Turbine | IC Engine | PJM_ATSI | Ohio | 39 | Trumbull | 155 | 39155 | 2.7 | 9905 | 2020 | 9999 |  |  | N | Distillate Fuel Oil | [13 empty] | 0.011 | 0.011 | 0.011 | 0.011
Niles RTO BTM | 66437_G_PB2 | 66437 | G | PB2 |  | Combustion Turbine | IC Engine | PJM_ATSI | Ohio | 39 | Trumbull | 155 | 39155 | 2.7 | 9905 | 2020 | 9999 |  |  | N | Distillate Fuel Oil | [13 empty] | 0.011 | 0.011 | 0.011 | 0.011
Niles RTO BTM | 66437_G_PB3 | 66437 | G | PB3 |  | Combustion Turbine | IC Engine | PJM_ATSI | Ohio | 39 | Trumbull | 155 | 39155 | 2.7 | 9905 | 2020 | 9999 |  |  | N | Distillate Fuel Oil | [13 empty] | 0.011 | 0.011 | 0.011 | 0.011
Niles RTO BTM | 66437_G_PB4 | 66437 | G | PB4 |  | Combustion Turbine | IC Engine | PJM_ATSI | Ohio | 39 | Trumbull | 155 | 39155 | 2.7 | 9905 | 2020 | 9999 |  |  | N | Distillate Fuel Oil | [13 empty] | 0.011 | 0.011 | 0.011 | 0.011
Perkasie PA BTM | 66438_G_PB1 | 66438 | G | PB1 |  | Combustion Turbine | IC Engine | PJM_EMAC | Pennsylvania | 42 | Bucks | 17 | 42017 | 2.2 | 9905 | 2022 | 9999 |  |  | N | Distillate Fuel Oil | [13 empty] | 0.011 | 0.011 | 0.011 | 0.011
Perkasie PA BTM | 66438_G_PB2 | 66438 | G | PB2 |  | Combustion Turbine | IC Engine | PJM_EMAC | Pennsylvania | 42 | Bucks | 17 | 42017 | 2.2 | 9905 | 2022 | 9999 |  |  | N | Distillate Fuel Oil | [13 empty] | 0.011 | 0.011 | 0.011 | 0.011
Weatherly(PA) RTO BTM | 66443_G_PB1 | 66443 | G | PB1 |  | Combustion Turbine | IC Engine | PJM_WMAC | Pennsylvania | 42 | Carbon | 25 | 42025 | 2.7 | 9905 | 2023 | 9999 |  |  | N | Distillate Fuel Oil | [13 empty] | 0.011 | 0.011 | 0.011 | 0.011
Weatherly(PA) RTO BTM | 66443_G_PB2 | 66443 | G | PB2 |  | Combustion Turbine | IC Engine | PJM_WMAC | Pennsylvania | 42 | Carbon | 25 | 42025 | 2.7 | 9905 | 2023 | 9999 |  |  | N | Distillate Fuel Oil | [13 empty] | 0.011 | 0.011 | 0.011 | 0.011
Woodville RTO BTM | 66444_G_PB1 | 66444 | G | PB1 |  | Combustion Turbine | IC Engine | PJM_ATSI | Ohio | 39 | Sandusky | 143 | 39143 | 2.7 | 9905 | 2020 | 9999 |  |  | N | Distillate Fuel Oil | [13 empty] | 0.011 | 0.011 | 0.011 | 0.011
Blakely (PA) RTO BTM | 66445_G_PB 2 | 66445 | G | PB 2 |  | Combustion Turbine | IC Engine | PJM_WMAC | Pennsylvania | 42 | Lackawanna | 69 | 42069 | 2.7 | 9905 | 2022 | 9999 |  |  | N | Distillate Fuel Oil | [13 empty] | 0.011 | 0.011 | 0.011 | 0.011
Blakely (PA) RTO BTM | 66445_G_PB1 | 66445 | G | PB1 |  | Combustion Turbine | IC Engine | PJM_WMAC | Pennsylvania | 42 | Lackawanna | 69 | 42069 | 2.7 | 9905 | 2022 | 9999 |  |  | N | Distillate Fuel Oil | [13 empty] | 0.011 | 0.011 | 0.011 | 0.011
Ephrata PA BTM | 66446_G_PB1 | 66446 | G | PB1 |  | Combustion Turbine | IC Engine | PJM_EMAC | Pennsylvania | 42 | Lancaster | 71 | 42071 | 2.7 | 9905 | 2021 | 9999 |  |  | N | Distillate Fuel Oil | [13 empty] | 0.011 | 0.011 | 0.011 | 0.011
Ephrata PA BTM | 66446_G_PB2 | 66446 | G | PB2 |  | Combustion Turbine | IC Engine | PJM_EMAC | Pennsylvania | 42 | Lancaster | 71 | 42071 | 2.7 | 9905 | 2021 | 9999 |  |  | N | Distillate Fuel Oil | [13 empty] | 0.011 | 0.011 | 0.011 | 0.011
Girard (PA) RTO BTM | 66448_G_PB1 | 66448 | G | PB1 |  | Combustion Turbine | IC Engine | PJM_PENE | Pennsylvania | 42 | Erie | 49 | 42049 | 2.7 | 9905 | 2022 | 9999 |  |  | N | Distillate Fuel Oil | [13 empty] | 0.011 | 0.011 | 0.011 | 0.011
Quakertown PA BTM | 66450_G_PB1 | 66450 | G | PB1 |  | Combustion Turbine | IC Engine | PJM_EMAC | Pennsylvania | 42 | Bucks | 17 | 42017 | 2.7 | 9905 | 2023 | 9999 |  |  | N | Distillate Fuel Oil | [13 empty] | 0.011 | 0.011 | 0.011 | 0.011
Quakertown PA BTM | 66450_G_PB2 | 66450 | G | PB2 |  | Combustion Turbine | IC Engine | PJM_EMAC | Pennsylvania | 42 | Bucks | 17 | 42017 | 2.7 | 9905 | 2023 | 9999 |  |  | N | Distillate Fuel Oil | [13 empty] | 0.011 | 0.011 | 0.011 | 0.011
Quakertown PA BTM | 66450_G_PB3 | 66450 | G | PB3 |  | Combustion Turbine | IC Engine | PJM_EMAC | Pennsylvania | 42 | Bucks | 17 | 42017 | 2.7 | 9905 | 2023 | 9999 |  |  | N | Distillate Fuel Oil | [13 empty] | 0.011 | 0.011 | 0.011 | 0.011
Schuylkill Haven PA BTM | 66451_G_PB1 | 66451 | G | PB1 |  | Combustion Turbine | IC Engine | PJM_WMAC | Pennsylvania | 42 | Schuylkill | 107 | 42107 | 2.7 | 9905 | 2023 | 9999 |  |  | N | Distillate Fuel Oil | [13 empty] | 0.011 | 0.011 | 0.011 | 0.011
Schuylkill Haven PA BTM | 66451_G_PB2 | 66451 | G | PB2 |  | Combustion Turbine | IC Engine | PJM_WMAC | Pennsylvania | 42 | Schuylkill | 107 | 42107 | 2.7 | 9905 | 2023 | 9999 |  |  | N | Distillate Fuel Oil | [13 empty] | 0.011 | 0.011 | 0.011 | 0.011
Mifflinburg PA BTM | 66452_G_PB1 | 66452 | G | PB1 |  | Combustion Turbine | IC Engine | PJM_WMAC | Pennsylvania | 42 | Union | 119 | 42119 | 2.7 | 9905 | 2023 | 9999 |  |  | N | Distillate Fuel Oil | [13 empty] | 0.011 | 0.011 | 0.011 | 0.011
Mifflinburg PA BTM | 66452_G_PB2 | 66452 | G | PB2 |  | Combustion Turbine | IC Engine | PJM_WMAC | Pennsylvania | 42 | Union | 119 | 42119 | 2.7 | 9905 | 2023 | 9999 |  |  | N | Distillate Fuel Oil | [13 empty] | 0.011 | 0.011 | 0.011 | 0.011
Wadsworth IPS RTO BTM | 66453_G_PB1 | 66453 | G | PB1 |  | Combustion Turbine | IC Engine | PJM_ATSI | Ohio | 39 | Medina | 103 | 39103 | 2.7 | 9905 | 2023 | 9999 |  |  | N | Distillate Fuel Oil | [13 empty] | 0.011 | 0.011 | 0.011 | 0.011
Wadsworth IPS RTO BTM | 66453_G_PB2 | 66453 | G | PB2 |  | Combustion Turbine | IC Engine | PJM_ATSI | Ohio | 39 | Medina | 103 | 39103 | 2.7 | 9905 | 2023 | 9999 |  |  | N | Distillate Fuel Oil | [13 empty] | 0.011 | 0.011 | 0.011 | 0.011
Wadsworth IPS RTO BTM | 66453_G_PB3 | 66453 | G | PB3 |  | Combustion Turbine | IC Engine | PJM_ATSI | Ohio | 39 | Medina | 103 | 39103 | 2.7 | 9905 | 2023 | 9999 |  |  | N | Distillate Fuel Oil | [13 empty] | 0.011 | 0.011 | 0.011 | 0.011
Wadsworth IPS RTO BTM | 66453_G_PB4 | 66453 | G | PB4 |  | Combustion Turbine | IC Engine | PJM_ATSI | Ohio | 39 | Medina | 103 | 39103 | 2.7 | 9905 | 2023 | 9999 |  |  | N | Distillate Fuel Oil | [13 empty] | 0.011 | 0.011 | 0.011 | 0.011
Hatfield PA BTM | 66454_G_PB1 | 66454 | G | PB1 |  | Combustion Turbine | IC Engine | PJM_EMAC | Pennsylvania | 42 | Montgomery | 91 | 42091 | 2.7 | 9905 | 2022 | 9999 |  |  | N | Distillate Fuel Oil | [13 empty] | 0.011 | 0.011 | 0.011 | 0.011
Wadsworth HBS RTO BTM | 66464_G_PB1 | 66464 | G | PB1 |  | Combustion Turbine | IC Engine | PJM_ATSI | Ohio | 39 | Medina | 103 | 39103 | 2.7 | 9905 | 2020 | 9999 |  |  | N | Distillate Fuel Oil | [13 empty] | 0.011 | 0.011 | 0.011 | 0.011
Wadsworth HBS RTO BTM | 66464_G_PB2 | 66464 | G | PB2 |  | Combustion Turbine | IC Engine | PJM_ATSI | Ohio | 39 | Medina | 103 | 39103 | 2.7 | 9905 | 2020 | 9999 |  |  | N | Distillate Fuel Oil | [13 empty] | 0.011 | 0.011 | 0.011 | 0.011
Wadsworth HBS RTO BTM | 66464_G_PB3 | 66464 | G | PB3 |  | Combustion Turbine | IC Engine | PJM_ATSI | Ohio | 39 | Medina | 103 | 39103 | 2.7 | 9905 | 2020 | 9999 |  |  | N | Distillate Fuel Oil | [13 empty] | 0.011 | 0.011 | 0.011 | 0.011
Wadsworth HBS RTO BTM | 66464_G_PB4 | 66464 | G | PB4 |  | Combustion Turbine | IC Engine | PJM_ATSI | Ohio | 39 | Medina | 103 | 39103 | 2.7 | 9905 | 2020 | 9999 |  |  | N | Distillate Fuel Oil | [13 empty] | 0.011 | 0.011 | 0.011 | 0.011
San Manuel Central Plant Cogens | 66472_G_CGEN1 | 66472 | G | CGEN1 |  | Combustion Turbine | IC Engine | WECC_SCE | California | 6 | San Bernardino | 71 | 06071 | 2.5 | 9905 | 2021 | 9999 |  |  | Y | Natural Gas | [13 empty] | 0.011 | 0.011 | 0.011 | 0.011
San Manuel Central Plant Cogens | 66472_G_CGEN2 | 66472 | G | CGEN2 |  | Combustion Turbine | IC Engine | WECC_SCE | California | 6 | San Bernardino | 71 | 06071 | 2.5 | 9905 | 2021 | 9999 |  |  | Y | Natural Gas | [13 empty] | 0.011 | 0.011 | 0.011 | 0.011
HEB00063 | 66549_G_H0631 | 66549 | G | H0631 |  | Combustion Turbine | IC Engine | ERC_REST | Texas | 48 | Brazoria | 39 | 48039 | 0.4 | 9905 | 2017 | 9999 |  |  | N | Natural Gas | [13 empty] | 0.011 | 0.011 | 0.011 | 0.011
HEB00063 | 66549_G_H0632 | 66549 | G | H0632 |  | Combustion Turbine | IC Engine | ERC_REST | Texas | 48 | Brazoria | 39 | 48039 | 0.4 | 9905 | 2017 | 9999 |  |  | N | Natural Gas | [13 empty] | 0.011 | 0.011 | 0.011 | 0.011
HEB00063 | 66549_G_H0633 | 66549 | G | H0633 |  | Combustion Turbine | IC Engine | ERC_REST | Texas | 48 | Brazoria | 39 | 48039 | 0.4 | 9905 | 2017 | 9999 |  |  | N | Natural Gas | [13 empty] | 0.011 | 0.011 | 0.011 | 0.011
HEB00063 | 66549_G_H0634 | 66549 | G | H0634 |  | Combustion Turbine | IC Engine | ERC_REST | Texas | 48 | Brazoria | 39 | 48039 | 0.4 | 9905 | 2017 | 9999 |  |  | N | Natural Gas | [13 empty] | 0.011 | 0.011 | 0.011 | 0.011
HEB00069 | 66550_G_H0691 | 66550 | G | H0691 |  | Combustion Turbine | IC Engine | ERC_REST | Texas | 48 | Nueces | 355 | 48355 | 0.4 | 9905 | 2017 | 9999 |  |  | N | Natural Gas | [13 empty] | 0.011 | 0.011 | 0.011 | 0.011
HEB00069 | 66550_G_H0692 | 66550 | G | H0692 |  | Combustion Turbine | IC Engine | ERC_REST | Texas | 48 | Nueces | 355 | 48355 | 0.4 | 9905 | 2017 | 9999 |  |  | N | Natural Gas | [13 empty] | 0.011 | 0.011 | 0.011 | 0.011
HEB00069 | 66550_G_H0693 | 66550 | G | H0693 |  | Combustion Turbine | IC Engine | ERC_REST | Texas | 48 | Nueces | 355 | 48355 | 0.4 | 9905 | 2017 | 9999 |  |  | N | Natural Gas | [13 empty] | 0.011 | 0.011 | 0.011 | 0.011
HEB00069 | 66550_G_H0694 | 66550 | G | H0694 |  | Combustion Turbine | IC Engine | ERC_REST | Texas | 48 | Nueces | 355 | 48355 | 0.4 | 9905 | 2017 | 9999 |  |  | N | Natural Gas | [13 empty] | 0.011 | 0.011 | 0.011 | 0.011
BUC00040 | 66561_G_B0401 | 66561 | G | B0401 |  | Combustion Turbine | IC Engine | ERC_REST | Texas | 48 | Fort Bend | 157 | 48157 | 0.4 | 9905 | 2017 | 9999 |  |  | N | Natural Gas | [13 empty] | 0.011 | 0.011 | 0.011 | 0.011
BUC00040 | 66561_G_B0402 | 66561 | G | B0402 |  | Combustion Turbine | IC Engine | ERC_REST | Texas | 48 | Fort Bend | 157 | 48157 | 0.4 | 9905 | 2017 | 9999 |  |  | N | Natural Gas | [13 empty] | 0.011 | 0.011 | 0.011 | 0.011
BUC00040 | 66561_G_B0403 | 66561 | G | B0403 |  | Combustion Turbine | IC Engine | ERC_REST | Texas | 48 | Fort Bend | 157 | 48157 | 0.4 | 9905 | 2017 | 9999 |  |  | N | Natural Gas | [13 empty] | 0.011 | 0.011 | 0.011 | 0.011
BUC00040 | 66561_G_B0404 | 66561 | G | B0404 |  | Combustion Turbine | IC Engine | ERC_REST | Texas | 48 | Fort Bend | 157 | 48157 | 0.4 | 9905 | 2017 | 9999 |  |  | N | Natural Gas | [13 empty] | 0.011 | 0.011 | 0.011 | 0.011
HEB00591 | 66562_G_H5911 | 66562 | G | H5911 |  | Combustion Turbine | IC Engine | ERC_REST | Texas | 48 | Williamson | 491 | 48491 | 0.4 | 9905 | 2018 | 9999 |  |  | N | Natural Gas | [13 empty] | 0.011 | 0.011 | 0.011 | 0.011
HEB00591 | 66562_G_H5912 | 66562 | G | H5912 |  | Combustion Turbine | IC Engine | ERC_REST | Texas | 48 | Williamson | 491 | 48491 | 0.4 | 9905 | 2018 | 9999 |  |  | N | Natural Gas | [13 empty] | 0.011 | 0.011 | 0.011 | 0.011
HEB00591 | 66562_G_H5913 | 66562 | G | H5913 |  | Combustion Turbine | IC Engine | ERC_REST | Texas | 48 | Williamson | 491 | 48491 | 0.4 | 9905 | 2018 | 9999 |  |  | N | Natural Gas | [13 empty] | 0.011 | 0.011 | 0.011 | 0.011
HEB00591 | 66562_G_H5914 | 66562 | G | H5914 |  | Combustion Turbine | IC Engine | ERC_REST | Texas | 48 | Williamson | 491 | 48491 | 0.4 | 9905 | 2018 | 9999 |  |  | N | Natural Gas | [13 empty] | 0.011 | 0.011 | 0.011 | 0.011
HEB00092 | 66563_G_H0921 | 66563 | G | H0921 |  | Combustion Turbine | IC Engine | ERC_REST | Texas | 48 | Victoria | 469 | 48469 | 0.4 | 9905 | 2018 | 9999 |  |  | N | Natural Gas | [13 empty] | 0.011 | 0.011 | 0.011 | 0.011
HEB00092 | 66563_G_H0922 | 66563 | G | H0922 |  | Combustion Turbine | IC Engine | ERC_REST | Texas | 48 | Victoria | 469 | 48469 | 0.4 | 9905 | 2018 | 9999 |  |  | N | Natural Gas | [13 empty] | 0.011 | 0.011 | 0.011 | 0.011
HEB00092 | 66563_G_H0923 | 66563 | G | H0923 |  | Combustion Turbine | IC Engine | ERC_REST | Texas | 48 | Victoria | 469 | 48469 | 0.4 | 9905 | 2018 | 9999 |  |  | N | Natural Gas | [13 empty] | 0.011 | 0.011 | 0.011 | 0.011
HEB00092 | 66563_G_H0924 | 66563 | G | H0924 |  | Combustion Turbine | IC Engine | ERC_REST | Texas | 48 | Victoria | 469 | 48469 | 0.4 | 9905 | 2018 | 9999 |  |  | N | Natural Gas | [13 empty] | 0.011 | 0.011 | 0.011 | 0.011
HEB00095 | 66564_G_H0951 | 66564 | G | H0951 |  | Combustion Turbine | IC Engine | ERC_REST | Texas | 48 | Webb | 479 | 48479 | 0.4 | 9905 | 2018 | 9999 |  |  | N | Natural Gas | [13 empty] | 0.011 | 0.011 | 0.011 | 0.011
HEB00095 | 66564_G_H0952 | 66564 | G | H0952 |  | Combustion Turbine | IC Engine | ERC_REST | Texas | 48 | Webb | 479 | 48479 | 0.4 | 9905 | 2018 | 9999 |  |  | N | Natural Gas | [13 empty] | 0.011 | 0.011 | 0.011 | 0.011
HEB00095 | 66564_G_H0953 | 66564 | G | H0953 |  | Combustion Turbine | IC Engine | ERC_REST | Texas | 48 | Webb | 479 | 48479 | 0.4 | 9905 | 2018 | 9999 |  |  | N | Natural Gas | [13 empty] | 0.011 | 0.011 | 0.011 | 0.011
HEB00095 | 66564_G_H0954 | 66564 | G | H0954 |  | Combustion Turbine | IC Engine | ERC_REST | Texas | 48 | Webb | 479 | 48479 | 0.4 | 9905 | 2018 | 9999 |  |  | N | Natural Gas | [13 empty] | 0.011 | 0.011 | 0.011 | 0.011
HEBCCBakery | 66565_G_HCCB1 | 66565 | G | HCCB1 |  | Combustion Turbine | IC Engine | ERC_REST | Texas | 48 | Nueces | 355 | 48355 | 0.4 | 9905 | 2019 | 9999 |  |  | N | Natural Gas | [13 empty] | 0.011 | 0.011 | 0.011 | 0.011
HEBCCBakery | 66565_G_HCCB2 | 66565 | G | HCCB2 |  | Combustion Turbine | IC Engine | ERC_REST | Texas | 48 | Nueces | 355 | 48355 | 0.4 | 9905 | 2019 | 9999 |  |  | N | Natural Gas | [13 empty] | 0.011 | 0.011 | 0.011 | 0.011
HEBCCBakery | 66565_G_HCCB3 | 66565 | G | HCCB3 |  | Combustion Turbine | IC Engine | ERC_REST | Texas | 48 | Nueces | 355 | 48355 | 0.4 | 9905 | 2019 | 9999 |  |  | N | Natural Gas | [13 empty] | 0.011 | 0.011 | 0.011 | 0.011
HEBCCBakery | 66565_G_HCCB4 | 66565 | G | HCCB4 |  | Combustion Turbine | IC Engine | ERC_REST | Texas | 48 | Nueces | 355 | 48355 | 0.4 | 9905 | 2019 | 9999 |  |  | N | Natural Gas | [13 empty] | 0.011 | 0.011 | 0.011 | 0.011
HEBCCBakery | 66565_G_HCCB5 | 66565 | G | HCCB5 |  | Combustion Turbine | IC Engine | ERC_REST | Texas | 48 | Nueces | 355 | 48355 | 0.4 | 9905 | 2019 | 9999 |  |  | N | Natural Gas | [13 empty] | 0.011 | 0.011 | 0.011 | 0.011
HEBCCBakery | 66565_G_HCCB6 | 66565 | G | HCCB6 |  | Combustion Turbine | IC Engine | ERC_REST | Texas | 48 | Nueces | 355 | 48355 | 0.4 | 9905 | 2019 | 9999 |  |  | N | Natural Gas | [13 empty] | 0.011 | 0.011 | 0.011 | 0.011
HEBCCBakery | 66565_G_HCCB7 | 66565 | G | HCCB7 |  | Combustion Turbine | IC Engine | ERC_REST | Texas | 48 | Nueces | 355 | 48355 | 0.4 | 9905 | 2019 | 9999 |  |  | N | Natural Gas | [13 empty] | 0.011 | 0.011 | 0.011 | 0.011
HEBCCBakery | 66565_G_HCCB8 | 66565 | G | HCCB8 |  | Combustion Turbine | IC Engine | ERC_REST | Texas | 48 | Nueces | 355 | 48355 | 0.4 | 9905 | 2019 | 9999 |  |  | N | Natural Gas | [13 empty] | 0.011 | 0.011 | 0.011 | 0.011
HEBSnackPlant | 66566_G_HSNP1 | 66566 | G | HSNP1 |  | Combustion Turbine | IC Engine | ERC_REST | Texas | 48 | Harris | 201 | 48201 | 0.4 | 9905 | 2019 | 9999 |  |  | N | Natural Gas | [13 empty] | 0.011 | 0.011 | 0.011 | 0.011
HEBSnackPlant | 66566_G_HSNP2 | 66566 | G | HSNP2 |  | Combustion Turbine | IC Engine | ERC_REST | Texas | 48 | Harris | 201 | 48201 | 0.4 | 9905 | 2019 | 9999 |  |  | N | Natural Gas | [13 empty] | 0.011 | 0.011 | 0.011 | 0.011
HEBSnackPlant | 66566_G_HSNP3 | 66566 | G | HSNP3 |  | Combustion Turbine | IC Engine | ERC_REST | Texas | 48 | Harris | 201 | 48201 | 0.4 | 9905 | 2019 | 9999 |  |  | N | Natural Gas | [13 empty] | 0.011 | 0.011 | 0.011 | 0.011
HEBSnackPlant | 66566_G_HSNP4 | 66566 | G | HSNP4 |  | Combustion Turbine | IC Engine | ERC_REST | Texas | 48 | Harris | 201 | 48201 | 0.4 | 9905 | 2019 | 9999 |  |  | N | Natural Gas | [13 empty] | 0.011 | 0.011 | 0.011 | 0.011
HEBHoustonDistributionCenter | 66567_G_HDC10 | 66567 | G | HDC10 |  | Combustion Turbine | IC Engine | ERC_REST | Texas | 48 | Harris | 201 | 48201 | 0.4 | 9905 | 2021 | 9999 |  |  | N | Natural Gas | [13 empty] | 0.011 | 0.011 | 0.011 | 0.011
HEBHoustonDistributionCenter | 66567_G_HDC11 | 66567 | G | HDC11 |  | Combustion Turbine | IC Engine | ERC_REST | Texas | 48 | Harris | 201 | 48201 | 0.4 | 9905 | 2021 | 9999 |  |  | N | Natural Gas | [13 empty] | 0.011 | 0.011 | 0.011 | 0.011
HEBHoustonDistributionCenter | 66567_G_HDC12 | 66567 | G | HDC12 |  | Combustion Turbine | IC Engine | ERC_REST | Texas | 48 | Harris | 201 | 48201 | 0.4 | 9905 | 2021 | 9999 |  |  | N | Natural Gas | [13 empty] | 0.011 | 0.011 | 0.011 | 0.011
HEBHoustonDistributionCenter | 66567_G_HDC13 | 66567 | G | HDC13 |  | Combustion Turbine | IC Engine | ERC_REST | Texas | 48 | Harris | 201 | 48201 | 0.4 | 9905 | 2021 | 9999 |  |  | N | Natural Gas | [13 empty] | 0.011 | 0.011 | 0.011 | 0.011
HEBHoustonDistributionCenter | 66567_G_HDC14 | 66567 | G | HDC14 |  | Combustion Turbine | IC Engine | ERC_REST | Texas | 48 | Harris | 201 | 48201 | 0.4 | 9905 | 2021 | 9999 |  |  | N | Natural Gas | [13 empty] | 0.011 | 0.011 | 0.011 | 0.011
HEBHoustonDistributionCenter | 66567_G_HDC15 | 66567 | G | HDC15 |  | Combustion Turbine | IC Engine | ERC_REST | Texas | 48 | Harris | 201 | 48201 | 0.4 | 9905 | 2021 | 9999 |  |  | N | Natural Gas | [13 empty] | 0.011 | 0.011 | 0.011 | 0.011
HEBHoustonDistributionCenter | 66567_G_HDC16 | 66567 | G | HDC16 |  | Combustion Turbine | IC Engine | ERC_REST | Texas | 48 | Harris | 201 | 48201 | 0.4 | 9905 | 2021 | 9999 |  |  | N | Natural Gas | [13 empty] | 0.011 | 0.011 | 0.011 | 0.011
HEBHoustonDistributionCenter | 66567_G_HDC17 | 66567 | G | HDC17 |  | Combustion Turbine | IC Engine | ERC_REST | Texas | 48 | Harris | 201 | 48201 | 0.4 | 9905 | 2021 | 9999 |  |  | N | Natural Gas | [13 empty] | 0.011 | 0.011 | 0.011 | 0.011
HEBHoustonDistributionCenter | 66567_G_HDC18 | 66567 | G | HDC18 |  | Combustion Turbine | IC Engine | ERC_REST | Texas | 48 | Harris | 201 | 48201 | 0.4 | 9905 | 2021 | 9999 |  |  | N | Natural Gas | [13 empty] | 0.011 | 0.011 | 0.011 | 0.011
HEBHoustonDistributionCenter | 66567_G_HDC19 | 66567 | G | HDC19 |  | Combustion Turbine | IC Engine | ERC_REST | Texas | 48 | Harris | 201 | 48201 | 0.4 | 9905 | 2021 | 9999 |  |  | N | Natural Gas | [13 empty] | 0.011 | 0.011 | 0.011 | 0.011
HEBHoustonDistributionCenter | 66567_G_HDC20 | 66567 | G | HDC20 |  | Combustion Turbine | IC Engine | ERC_REST | Texas | 48 | Harris | 201 | 48201 | 0.4 | 9905 | 2021 | 9999 |  |  | N | Natural Gas | [13 empty] | 0.011 | 0.011 | 0.011 | 0.011
HEBHoustonDistributionCenter | 66567_G_HDC21 | 66567 | G | HDC21 |  | Combustion Turbine | IC Engine | ERC_REST | Texas | 48 | Harris | 201 | 48201 | 0.4 | 9905 | 2021 | 9999 |  |  | N | Natural Gas | [13 empty] | 0.011 | 0.011 | 0.011 | 0.011
HEBHoustonDistributionCenter | 66567_G_HDC22 | 66567 | G | HDC22 |  | Combustion Turbine | IC Engine | ERC_REST | Texas | 48 | Harris | 201 | 48201 | 0.4 | 9905 | 2021 | 9999 |  |  | N | Natural Gas | [13 empty] | 0.011 | 0.011 | 0.011 | 0.011
HEBHoustonDistributionCenter | 66567_G_HDC23 | 66567 | G | HDC23 |  | Combustion Turbine | IC Engine | ERC_REST | Texas | 48 | Harris | 201 | 48201 | 0.4 | 9905 | 2021 | 9999 |  |  | N | Natural Gas | [13 empty] | 0.011 | 0.011 | 0.011 | 0.011
HEBHoustonDistributionCenter | 66567_G_HDC24 | 66567 | G | HDC24 |  | Combustion Turbine | IC Engine | ERC_REST | Texas | 48 | Harris | 201 | 48201 | 0.4 | 9905 | 2021 | 9999 |  |  | N | Natural Gas | [13 empty] | 0.011 | 0.011 | 0.011 | 0.011
HEBHoustonDistributionCenter | 66567_G_HDC25 | 66567 | G | HDC25 |  | Combustion Turbine | IC Engine | ERC_REST | Texas | 48 | Harris | 201 | 48201 | 0.4 | 9905 | 2021 | 9999 |  |  | N | Natural Gas | [13 empty] | 0.011 | 0.011 | 0.011 | 0.011
HEBHoustonDistributionCenter | 66567_G_HDC26 | 66567 | G | HDC26 |  | Combustion Turbine | IC Engine | ERC_REST | Texas | 48 | Harris | 201 | 48201 | 0.4 | 9905 | 2021 | 9999 |  |  | N | Natural Gas | [13 empty] | 0.011 | 0.011 | 0.011 | 0.011
HEBHoustonDistributionCenter | 66567_G_HDC27 | 66567 | G | HDC27 |  | Combustion Turbine | IC Engine | ERC_REST | Texas | 48 | Harris | 201 | 48201 | 0.4 | 9905 | 2021 | 9999 |  |  | N | Natural Gas | [13 empty] | 0.011 | 0.011 | 0.011 | 0.011
HEBHoustonDistributionCenter | 66567_G_HDC28 | 66567 | G | HDC28 |  | Combustion Turbine | IC Engine | ERC_REST | Texas | 48 | Harris | 201 | 48201 | 0.4 | 9905 | 2021 | 9999 |  |  | N | Natural Gas | [13 empty] | 0.011 | 0.011 | 0.011 | 0.011
HEBHoustonDistributionCenter | 66567_G_HDC29 | 66567 | G | HDC29 |  | Combustion Turbine | IC Engine | ERC_REST | Texas | 48 | Harris | 201 | 48201 | 0.4 | 9905 | 2021 | 9999 |  |  | N | Natural Gas | [13 empty] | 0.011 | 0.011 | 0.011 | 0.011
HEBHoustonDistributionCenter | 66567_G_HDC30 | 66567 | G | HDC30 |  | Combustion Turbine | IC Engine | ERC_REST | Texas | 48 | Harris | 201 | 48201 | 0.4 | 9905 | 2021 | 9999 |  |  | N | Natural Gas | [13 empty] | 0.011 | 0.011 | 0.011 | 0.011
HEBHoustonDistributionCenter | 66567_G_HDC31 | 66567 | G | HDC31 |  | Combustion Turbine | IC Engine | ERC_REST | Texas | 48 | Harris | 201 | 48201 | 0.4 | 9905 | 2021 | 9999 |  |  | N | Natural Gas | [13 empty] | 0.011 | 0.011 | 0.011 | 0.011
HEBHoustonDistributionCenter | 66567_G_HDC32 | 66567 | G | HDC32 |  | Combustion Turbine | IC Engine | ERC_REST | Texas | 48 | Harris | 201 | 48201 | 0.4 | 9905 | 2021 | 9999 |  |  | N | Natural Gas | [13 empty] | 0.011 | 0.011 | 0.011 | 0.011
HEBHoustonDistributionCenter | 66567_G_HHDC1 | 66567 | G | HHDC1 |  | Combustion Turbine | IC Engine | ERC_REST | Texas | 48 | Harris | 201 | 48201 | 0.4 | 9905 | 2021 | 9999 |  |  | N | Natural Gas | [13 empty] | 0.011 | 0.011 | 0.011 | 0.011
HEBHoustonDistributionCenter | 66567_G_HHDC2 | 66567 | G | HHDC2 |  | Combustion Turbine | IC Engine | ERC_REST | Texas | 48 | Harris | 201 | 48201 | 0.4 | 9905 | 2021 | 9999 |  |  | N | Natural Gas | [13 empty] | 0.011 | 0.011 | 0.011 | 0.011
HEBHoustonDistributionCenter | 66567_G_HHDC3 | 66567 | G | HHDC3 |  | Combustion Turbine | IC Engine | ERC_REST | Texas | 48 | Harris | 201 | 48201 | 0.4 | 9905 | 2021 | 9999 |  |  | N | Natural Gas | [13 empty] | 0.011 | 0.011 | 0.011 | 0.011
HEBHoustonDistributionCenter | 66567_G_HHDC4 | 66567 | G | HHDC4 |  | Combustion Turbine | IC Engine | ERC_REST | Texas | 48 | Harris | 201 | 48201 | 0.4 | 9905 | 2021 | 9999 |  |  | N | Natural Gas | [13 empty] | 0.011 | 0.011 | 0.011 | 0.011
HEBHoustonDistributionCenter | 66567_G_HHDC5 | 66567 | G | HHDC5 |  | Combustion Turbine | IC Engine | ERC_REST | Texas | 48 | Harris | 201 | 48201 | 0.4 | 9905 | 2021 | 9999 |  |  | N | Natural Gas | [13 empty] | 0.011 | 0.011 | 0.011 | 0.011
HEBHoustonDistributionCenter | 66567_G_HHDC6 | 66567 | G | HHDC6 |  | Combustion Turbine | IC Engine | ERC_REST | Texas | 48 | Harris | 201 | 48201 | 0.4 | 9905 | 2021 | 9999 |  |  | N | Natural Gas | [13 empty] | 0.011 | 0.011 | 0.011 | 0.011
HEBHoustonDistributionCenter | 66567_G_HHDC7 | 66567 | G | HHDC7 |  | Combustion Turbine | IC Engine | ERC_REST | Texas | 48 | Harris | 201 | 48201 | 0.4 | 9905 | 2021 | 9999 |  |  | N | Natural Gas | [13 empty] | 0.011 | 0.011 | 0.011 | 0.011
HEBHoustonDistributionCenter | 66567_G_HHDC8 | 66567 | G | HHDC8 |  | Combustion Turbine | IC Engine | ERC_REST | Texas | 48 | Harris | 201 | 48201 | 0.4 | 9905 | 2021 | 9999 |  |  | N | Natural Gas | [13 empty] | 0.011 | 0.011 | 0.011 | 0.011
HEBHoustonDistributionCenter | 66567_G_HHDC9 | 66567 | G | HHDC9 |  | Combustion Turbine | IC Engine | ERC_REST | Texas | 48 | Harris | 201 | 48201 | 0.4 | 9905 | 2021 | 9999 |  |  | N | Natural Gas | [13 empty] | 0.011 | 0.011 | 0.011 | 0.011
ERDC | 66592_G_ERDC1 | 66592 | G | ERDC1 |  | Combustion Turbine | IC Engine | MIS_MS | Mississippi | 28 | Warren | 149 | 28149 | 0.4 | 9905 | 2021 | 9999 |  |  | N | Natural Gas | [13 empty] | 0.011 | 0.011 | 0.011 | 0.011
ERDC | 66592_G_ERDC2 | 66592 | G | ERDC2 |  | Combustion Turbine | IC Engine | MIS_MS | Mississippi | 28 | Warren | 149 | 28149 | 0.4 | 9905 | 2021 | 9999 |  |  | N | Natural Gas | [13 empty] | 0.011 | 0.011 | 0.011 | 0.011
ERDC | 66592_G_ERDC3 | 66592 | G | ERDC3 |  | Combustion Turbine | IC Engine | MIS_MS | Mississippi | 28 | Warren | 149 | 28149 | 0.4 | 9905 | 2021 | 9999 |  |  | N | Natural Gas | [13 empty] | 0.011 | 0.011 | 0.011 | 0.011
ERDC | 66592_G_ERDC4 | 66592 | G | ERDC4 |  | Combustion Turbine | IC Engine | MIS_MS | Mississippi | 28 | Warren | 149 | 28149 | 0.4 | 9905 | 2021 | 9999 |  |  | N | Natural Gas | [13 empty] | 0.011 | 0.011 | 0.011 | 0.011
ERDC | 66592_G_ERDC5 | 66592 | G | ERDC5 |  | Combustion Turbine | IC Engine | MIS_MS | Mississippi | 28 | Warren | 149 | 28149 | 0.4 | 9905 | 2021 | 9999 |  |  | N | Natural Gas | [13 empty] | 0.011 | 0.011 | 0.011 | 0.011
ERDC | 66592_G_ERDC6 | 66592 | G | ERDC6 |  | Combustion Turbine | IC Engine | MIS_MS | Mississippi | 28 | Warren | 149 | 28149 | 0.4 | 9905 | 2021 | 9999 |  |  | N | Natural Gas | [13 empty] | 0.011 | 0.011 | 0.011 | 0.011
ERDC | 66592_G_ERDC7 | 66592 | G | ERDC7 |  | Combustion Turbine | IC Engine | MIS_MS | Mississippi | 28 | Warren | 149 | 28149 | 0.4 | 9905 | 2021 | 9999 |  |  | N | Natural Gas | [13 empty] | 0.011 | 0.011 | 0.011 | 0.011
ERDC | 66592_G_ERDC8 | 66592 | G | ERDC8 |  | Combustion Turbine | IC Engine | MIS_MS | Mississippi | 28 | Warren | 149 | 28149 | 0.4 | 9905 | 2021 | 9999 |  |  | N | Natural Gas | [13 empty] | 0.011 | 0.011 | 0.011 | 0.011
HEB00048 | 66593_G_H0481 | 66593 | G | H0481 |  | Combustion Turbine | IC Engine | MIS_WOTA | Texas | 48 | Jefferson | 245 | 48245 | 0.4 | 9905 | 2021 | 9999 |  |  | N | Natural Gas | [13 empty] | 0.011 | 0.011 | 0.011 | 0.011
HEB00048 | 66593_G_H0482 | 66593 | G | H0482 |  | Combustion Turbine | IC Engine | MIS_WOTA | Texas | 48 | Jefferson | 245 | 48245 | 0.4 | 9905 | 2021 | 9999 |  |  | N | Natural Gas | [13 empty] | 0.011 | 0.011 | 0.011 | 0.011
HEB00048 | 66593_G_H0483 | 66593 | G | H0483 |  | Combustion Turbine | IC Engine | MIS_WOTA | Texas | 48 | Jefferson | 245 | 48245 | 0.4 | 9905 | 2021 | 9999 |  |  | N | Natural Gas | [13 empty] | 0.011 | 0.011 | 0.011 | 0.011
HEB00594 | 66594_G_H5941 | 66594 | G | H5941 |  | Combustion Turbine | IC Engine | MIS_WOTA | Texas | 48 | Montgomery | 339 | 48339 | 0.4 | 9905 | 2019 | 9999 |  |  | N | Natural Gas | [13 empty] | 0.011 | 0.011 | 0.011 | 0.011
HEB00594 | 66594_G_H5942 | 66594 | G | H5942 |  | Combustion Turbine | IC Engine | MIS_WOTA | Texas | 48 | Montgomery | 339 | 48339 | 0.4 | 9905 | 2019 | 9999 |  |  | N | Natural Gas | [13 empty] | 0.011 | 0.011 | 0.011 | 0.011
HEB00594 | 66594_G_H5943 | 66594 | G | H5943 |  | Combustion Turbine | IC Engine | MIS_WOTA | Texas | 48 | Montgomery | 339 | 48339 | 0.4 | 9905 | 2019 | 9999 |  |  | N | Natural Gas | [13 empty] | 0.011 | 0.011 | 0.011 | 0.011
FTBLID2 | 66595_G_FLD10 | 66595 | G | FLD10 |  | Combustion Turbine | IC Engine | ERC_REST | Texas | 48 | Fort Bend | 157 | 48157 | 0.4 | 9905 | 2021 | 9999 |  |  | N | Natural Gas | [13 empty] | 0.011 | 0.011 | 0.011 | 0.011
FTBLID2 | 66595_G_FLD11 | 66595 | G | FLD11 |  | Combustion Turbine | IC Engine | ERC_REST | Texas | 48 | Fort Bend | 157 | 48157 | 0.4 | 9905 | 2021 | 9999 |  |  | N | Natural Gas | [13 empty] | 0.011 | 0.011 | 0.011 | 0.011
FTBLID2 | 66595_G_FLD12 | 66595 | G | FLD12 |  | Combustion Turbine | IC Engine | ERC_REST | Texas | 48 | Fort Bend | 157 | 48157 | 0.4 | 9905 | 2021 | 9999 |  |  | N | Natural Gas | [13 empty] | 0.011 | 0.011 | 0.011 | 0.011
FTBLID2 | 66595_G_FLD13 | 66595 | G | FLD13 |  | Combustion Turbine | IC Engine | ERC_REST | Texas | 48 | Fort Bend | 157 | 48157 | 0.4 | 9905 | 2021 | 9999 |  |  | N | Natural Gas | [13 empty] | 0.011 | 0.011 | 0.011 | 0.011
FTBLID2 | 66595_G_FLD14 | 66595 | G | FLD14 |  | Combustion Turbine | IC Engine | ERC_REST | Texas | 48 | Fort Bend | 157 | 48157 | 0.4 | 9905 | 2021 | 9999 |  |  | N | Natural Gas | [13 empty] | 0.011 | 0.011 | 0.011 | 0.011
FTBLID2 | 66595_G_FLD15 | 66595 | G | FLD15 |  | Combustion Turbine | IC Engine | ERC_REST | Texas | 48 | Fort Bend | 157 | 48157 | 0.4 | 9905 | 2021 | 9999 |  |  | N | Natural Gas | [13 empty] | 0.011 | 0.011 | 0.011 | 0.011
FTBLID2 | 66595_G_FLD16 | 66595 | G | FLD16 |  | Combustion Turbine | IC Engine | ERC_REST | Texas | 48 | Fort Bend | 157 | 48157 | 0.4 | 9905 | 2021 | 9999 |  |  | N | Natural Gas | [13 empty] | 0.011 | 0.011 | 0.011 | 0.011
FTBLID2 | 66595_G_FLD17 | 66595 | G | FLD17 |  | Combustion Turbine | IC Engine | ERC_REST | Texas | 48 | Fort Bend | 157 | 48157 | 0.4 | 9905 | 2021 | 9999 |  |  | N | Natural Gas | [13 empty] | 0.011 | 0.011 | 0.011 | 0.011
FTBLID2 | 66595_G_FLD18 | 66595 | G | FLD18 |  | Combustion Turbine | IC Engine | ERC_REST | Texas | 48 | Fort Bend | 157 | 48157 | 0.4 | 9905 | 2021 | 9999 |  |  | N | Natural Gas | [13 empty] | 0.011 | 0.011 | 0.011 | 0.011
FTBLID2 | 66595_G_FLD19 | 66595 | G | FLD19 |  | Combustion Turbine | IC Engine | ERC_REST | Texas | 48 | Fort Bend | 157 | 48157 | 0.4 | 9905 | 2021 | 9999 |  |  | N | Natural Gas | [13 empty] | 0.011 | 0.011 | 0.011 | 0.011
FTBLID2 | 66595_G_FLD20 | 66595 | G | FLD20 |  | Combustion Turbine | IC Engine | ERC_REST | Texas | 48 | Fort Bend | 157 | 48157 | 0.4 | 9905 | 2021 | 9999 |  |  | N | Natural Gas | [13 empty] | 0.011 | 0.011 | 0.011 | 0.011
FTBLID2 | 66595_G_FLD21 | 66595 | G | FLD21 |  | Combustion Turbine | IC Engine | ERC_REST | Texas | 48 | Fort Bend | 157 | 48157 | 0.4 | 9905 | 2021 | 9999 |  |  | N | Natural Gas | [13 empty] | 0.011 | 0.011 | 0.011 | 0.011
FTBLID2 | 66595_G_FLD22 | 66595 | G | FLD22 |  | Combustion Turbine | IC Engine | ERC_REST | Texas | 48 | Fort Bend | 157 | 48157 | 0.4 | 9905 | 2021 | 9999 |  |  | N | Natural Gas | [13 empty] | 0.011 | 0.011 | 0.011 | 0.011
FTBLID2 | 66595_G_FLD23 | 66595 | G | FLD23 |  | Combustion Turbine | IC Engine | ERC_REST | Texas | 48 | Fort Bend | 157 | 48157 | 0.4 | 9905 | 2021 | 9999 |  |  | N | Natural Gas | [13 empty] | 0.011 | 0.011 | 0.011 | 0.011
FTBLID2 | 66595_G_FLD24 | 66595 | G | FLD24 |  | Combustion Turbine | IC Engine | ERC_REST | Texas | 48 | Fort Bend | 157 | 48157 | 0.4 | 9905 | 2021 | 9999 |  |  | N | Natural Gas | [13 empty] | 0.011 | 0.011 | 0.011 | 0.011
FTBLID2 | 66595_G_FLD25 | 66595 | G | FLD25 |  | Combustion Turbine | IC Engine | ERC_REST | Texas | 48 | Fort Bend | 157 | 48157 | 0.4 | 9905 | 2021 | 9999 |  |  | N | Natural Gas | [13 empty] | 0.011 | 0.011 | 0.011 | 0.011
FTBLID2 | 66595_G_FLD26 | 66595 | G | FLD26 |  | Combustion Turbine | IC Engine | ERC_REST | Texas | 48 | Fort Bend | 157 | 48157 | 0.4 | 9905 | 2021 | 9999 |  |  | N | Natural Gas | [13 empty] | 0.011 | 0.011 | 0.011 | 0.011
FTBLID2 | 66595_G_FLD27 | 66595 | G | FLD27 |  | Combustion Turbine | IC Engine | ERC_REST | Texas | 48 | Fort Bend | 157 | 48157 | 0.4 | 9905 | 2021 | 9999 |  |  | N | Natural Gas | [13 empty] | 0.011 | 0.011 | 0.011 | 0.011
FTBLID2 | 66595_G_FLD28 | 66595 | G | FLD28 |  | Combustion Turbine | IC Engine | ERC_REST | Texas | 48 | Fort Bend | 157 | 48157 | 0.4 | 9905 | 2021 | 9999 |  |  | N | Natural Gas | [13 empty] | 0.011 | 0.011 | 0.011 | 0.011
FTBLID2 | 66595_G_FLID1 | 66595 | G | FLID1 |  | Combustion Turbine | IC Engine | ERC_REST | Texas | 48 | Fort Bend | 157 | 48157 | 0.4 | 9905 | 2021 | 9999 |  |  | N | Natural Gas | [13 empty] | 0.011 | 0.011 | 0.011 | 0.011
FTBLID2 | 66595_G_FLID2 | 66595 | G | FLID2 |  | Combustion Turbine | IC Engine | ERC_REST | Texas | 48 | Fort Bend | 157 | 48157 | 0.4 | 9905 | 2021 | 9999 |  |  | N | Natural Gas | [13 empty] | 0.011 | 0.011 | 0.011 | 0.011
FTBLID2 | 66595_G_FLID3 | 66595 | G | FLID3 |  | Combustion Turbine | IC Engine | ERC_REST | Texas | 48 | Fort Bend | 157 | 48157 | 0.4 | 9905 | 2021 | 9999 |  |  | N | Natural Gas | [13 empty] | 0.011 | 0.011 | 0.011 | 0.011
FTBLID2 | 66595_G_FLID4 | 66595 | G | FLID4 |  | Combustion Turbine | IC Engine | ERC_REST | Texas | 48 | Fort Bend | 157 | 48157 | 0.4 | 9905 | 2021 | 9999 |  |  | N | Natural Gas | [13 empty] | 0.011 | 0.011 | 0.011 | 0.011
FTBLID2 | 66595_G_FLID5 | 66595 | G | FLID5 |  | Combustion Turbine | IC Engine | ERC_REST | Texas | 48 | Fort Bend | 157 | 48157 | 0.4 | 9905 | 2021 | 9999 |  |  | N | Natural Gas | [13 empty] | 0.011 | 0.011 | 0.011 | 0.011
FTBLID2 | 66595_G_FLID6 | 66595 | G | FLID6 |  | Combustion Turbine | IC Engine | ERC_REST | Texas | 48 | Fort Bend | 157 | 48157 | 0.4 | 9905 | 2021 | 9999 |  |  | N | Natural Gas | [13 empty] | 0.011 | 0.011 | 0.011 | 0.011
FTBLID2 | 66595_G_FLID7 | 66595 | G | FLID7 |  | Combustion Turbine | IC Engine | ERC_REST | Texas | 48 | Fort Bend | 157 | 48157 | 0.4 | 9905 | 2021 | 9999 |  |  | N | Natural Gas | [13 empty] | 0.011 | 0.011 | 0.011 | 0.011
FTBLID2 | 66595_G_FLID8 | 66595 | G | FLID8 |  | Combustion Turbine | IC Engine | ERC_REST | Texas | 48 | Fort Bend | 157 | 48157 | 0.4 | 9905 | 2021 | 9999 |  |  | N | Natural Gas | [13 empty] | 0.011 | 0.011 | 0.011 | 0.011
FTBLID2 | 66595_G_FLID9 | 66595 | G | FLID9 |  | Combustion Turbine | IC Engine | ERC_REST | Texas | 48 | Fort Bend | 157 | 48157 | 0.4 | 9905 | 2021 | 9999 |  |  | N | Natural Gas | [13 empty] | 0.011 | 0.011 | 0.011 | 0.011
Praxair | 66596_G_PRAX1 | 66596 | G | PRAX1 |  | Combustion Turbine | IC Engine | ERC_REST | Texas | 48 | Brazoria | 39 | 48039 | 0.4 | 9905 | 2019 | 9999 |  |  | N | Natural Gas | [13 empty] | 0.011 | 0.011 | 0.011 | 0.011
Praxair | 66596_G_PRAX2 | 66596 | G | PRAX2 |  | Combustion Turbine | IC Engine | ERC_REST | Texas | 48 | Brazoria | 39 | 48039 | 0.4 | 9905 | 2019 | 9999 |  |  | N | Natural Gas | [13 empty] | 0.011 | 0.011 | 0.011 | 0.011
Praxair | 66596_G_PRAX3 | 66596 | G | PRAX3 |  | Combustion Turbine | IC Engine | ERC_REST | Texas | 48 | Brazoria | 39 | 48039 | 0.4 | 9905 | 2019 | 9999 |  |  | N | Natural Gas | [13 empty] | 0.011 | 0.011 | 0.011 | 0.011
RavenChem | 66597_G_RAVC1 | 66597 | G | RAVC1 |  | Combustion Turbine | IC Engine | ERC_REST | Texas | 48 | Harris | 201 | 48201 | 0.4 | 9905 | 2021 | 9999 |  |  | N | Natural Gas | [13 empty] | 0.011 | 0.011 | 0.011 | 0.011
RavenChem | 66597_G_RAVC2 | 66597 | G | RAVC2 |  | Combustion Turbine | IC Engine | ERC_REST | Texas | 48 | Harris | 201 | 48201 | 0.4 | 9905 | 2021 | 9999 |  |  | N | Natural Gas | [13 empty] | 0.011 | 0.011 | 0.011 | 0.011
RavenChem | 66597_G_RAVC3 | 66597 | G | RAVC3 |  | Combustion Turbine | IC Engine | ERC_REST | Texas | 48 | Harris | 201 | 48201 | 0.4 | 9905 | 2021 | 9999 |  |  | N | Natural Gas | [13 empty] | 0.011 | 0.011 | 0.011 | 0.011
RavenChem | 66597_G_RAVC4 | 66597 | G | RAVC4 |  | Combustion Turbine | IC Engine | ERC_REST | Texas | 48 | Harris | 201 | 48201 | 0.4 | 9905 | 2021 | 9999 |  |  | N | Natural Gas | [13 empty] | 0.011 | 0.011 | 0.011 | 0.011
RavenChem | 66597_G_RAVC5 | 66597 | G | RAVC5 |  | Combustion Turbine | IC Engine | ERC_REST | Texas | 48 | Harris | 201 | 48201 | 0.4 | 9905 | 2021 | 9999 |  |  | N | Natural Gas | [13 empty] | 0.011 | 0.011 | 0.011 | 0.011
RavenChem | 66597_G_RAVC6 | 66597 | G | RAVC6 |  | Combustion Turbine | IC Engine | ERC_REST | Texas | 48 | Harris | 201 | 48201 | 0.4 | 9905 | 2021 | 9999 |  |  | N | Natural Gas | [13 empty] | 0.011 | 0.011 | 0.011 | 0.011
RavenChem | 66597_G_RAVC7 | 66597 | G | RAVC7 |  | Combustion Turbine | IC Engine | ERC_REST | Texas | 48 | Harris | 201 | 48201 | 0.4 | 9905 | 2021 | 9999 |  |  | N | Natural Gas | [13 empty] | 0.011 | 0.011 | 0.011 | 0.011
RavenChem | 66597_G_RAVC8 | 66597 | G | RAVC8 |  | Combustion Turbine | IC Engine | ERC_REST | Texas | 48 | Harris | 201 | 48201 | 0.4 | 9905 | 2021 | 9999 |  |  | N | Natural Gas | [13 empty] | 0.011 | 0.011 | 0.011 | 0.011
Bushy Park Combustion Turbine Facility | 66600_G_CT1 | 66600 | G | CT1 |  | Combustion Turbine |  | S_VACA | South Carolina | 45 | Berkeley | 15 | 45015 | 40.3 | 9905 | 2024 | 9999 |  |  | N | Natural Gas | [13 empty] | 0.011 | 0.011 | 0.011 | 0.011
Remy Jade Power Station | 66604_G_CTG-1 | 66604 | G | CTG-1 |  | Combustion Turbine |  | ERC_REST | Texas | 48 | Harris | 201 | 48201 | 44.5 | 9905 | 2024 | 9999 |  |  | N | Natural Gas | [13 empty] | 0.011 | 0.011 | 0.011 | 0.011
Remy Jade Power Station | 66604_G_CTG-2 | 66604 | G | CTG-2 |  | Combustion Turbine |  | ERC_REST | Texas | 48 | Harris | 201 | 48201 | 44.5 | 9905 | 2024 | 9999 |  |  | N | Natural Gas | [13 empty] | 0.011 | 0.011 | 0.011 | 0.011
Remy Jade Power Station | 66604_G_CTG-3 | 66604 | G | CTG-3 |  | Combustion Turbine |  | ERC_REST | Texas | 48 | Harris | 201 | 48201 | 44.5 | 9905 | 2024 | 9999 |  |  | N | Natural Gas | [13 empty] | 0.011 | 0.011 | 0.011 | 0.011
Remy Jade Power Station | 66604_G_CTG-4 | 66604 | G | CTG-4 |  | Combustion Turbine |  | ERC_REST | Texas | 48 | Harris | 201 | 48201 | 44.5 | 9905 | 2024 | 9999 |  |  | N | Natural Gas | [13 empty] | 0.011 | 0.011 | 0.011 | 0.011
Remy Jade Power Station | 66604_G_CTG-5 | 66604 | G | CTG-5 |  | Combustion Turbine |  | ERC_REST | Texas | 48 | Harris | 201 | 48201 | 44.5 | 9905 | 2024 | 9999 |  |  | N | Natural Gas | [13 empty] | 0.011 | 0.011 | 0.011 | 0.011
Remy Jade Power Station | 66604_G_CTG-6 | 66604 | G | CTG-6 |  | Combustion Turbine |  | ERC_REST | Texas | 48 | Harris | 201 | 48201 | 44.5 | 9905 | 2024 | 9999 |  |  | N | Natural Gas | [13 empty] | 0.011 | 0.011 | 0.011 | 0.011
Remy Jade Power Station | 66604_G_CTG-7 | 66604 | G | CTG-7 |  | Combustion Turbine |  | ERC_REST | Texas | 48 | Harris | 201 | 48201 | 44.5 | 9905 | 2024 | 9999 |  |  | N | Natural Gas | [13 empty] | 0.011 | 0.011 | 0.011 | 0.011
Remy Jade Power Station | 66604_G_CTG-8 | 66604 | G | CTG-8 |  | Combustion Turbine |  | ERC_REST | Texas | 48 | Harris | 201 | 48201 | 44.5 | 9905 | 2024 | 9999 |  |  | N | Natural Gas | [13 empty] | 0.011 | 0.011 | 0.011 | 0.011
HEB_CPS00085 | 66612_G_H0851 | 66612 | G | H0851 |  | Combustion Turbine | IC Engine | ERC_REST | Texas | 48 | Bexar | 29 | 48029 | 0.4 | 9905 | 2019 | 9999 |  |  | N | Natural Gas | [13 empty] | 0.011 | 0.011 | 0.011 | 0.011
HEB_CPS00085 | 66612_G_H0852 | 66612 | G | H0852 |  | Combustion Turbine | IC Engine | ERC_REST | Texas | 48 | Bexar | 29 | 48029 | 0.4 | 9905 | 2019 | 9999 |  |  | N | Natural Gas | [13 empty] | 0.011 | 0.011 | 0.011 | 0.011
HEB_CPS00085 | 66612_G_H0853 | 66612 | G | H0853 |  | Combustion Turbine | IC Engine | ERC_REST | Texas | 48 | Bexar | 29 | 48029 | 0.4 | 9905 | 2019 | 9999 |  |  | N | Natural Gas | [13 empty] | 0.011 | 0.011 | 0.011 | 0.011
HEB_CPS00085 | 66612_G_H0854 | 66612 | G | H0854 |  | Combustion Turbine | IC Engine | ERC_REST | Texas | 48 | Bexar | 29 | 48029 | 0.4 | 9905 | 2019 | 9999 |  |  | N | Natural Gas | [13 empty] | 0.011 | 0.011 | 0.011 | 0.011
HEB_CPSSADC | 66613_G_SAD10 | 66613 | G | SAD10 |  | Combustion Turbine | IC Engine | ERC_REST | Texas | 48 | Bexar | 29 | 48029 | 0.4 | 9905 | 2020 | 9999 |  |  | N | Natural Gas | [13 empty] | 0.011 | 0.011 | 0.011 | 0.011
HEB_CPSSADC | 66613_G_SAD11 | 66613 | G | SAD11 |  | Combustion Turbine | IC Engine | ERC_REST | Texas | 48 | Bexar | 29 | 48029 | 0.4 | 9905 | 2020 | 9999 |  |  | N | Natural Gas | [13 empty] | 0.011 | 0.011 | 0.011 | 0.011
HEB_CPSSADC | 66613_G_SAD12 | 66613 | G | SAD12 |  | Combustion Turbine | IC Engine | ERC_REST | Texas | 48 | Bexar | 29 | 48029 | 0.4 | 9905 | 2020 | 9999 |  |  | N | Natural Gas | [13 empty] | 0.011 | 0.011 | 0.011 | 0.011
HEB_CPSSADC | 66613_G_SAD13 | 66613 | G | SAD13 |  | Combustion Turbine | IC Engine | ERC_REST | Texas | 48 | Bexar | 29 | 48029 | 0.4 | 9905 | 2020 | 9999 |  |  | N | Natural Gas | [13 empty] | 0.011 | 0.011 | 0.011 | 0.011
HEB_CPSSADC | 66613_G_SAD14 | 66613 | G | SAD14 |  | Combustion Turbine | IC Engine | ERC_REST | Texas | 48 | Bexar | 29 | 48029 | 0.4 | 9905 | 2020 | 9999 |  |  | N | Natural Gas | [13 empty] | 0.011 | 0.011 | 0.011 | 0.011
HEB_CPSSADC | 66613_G_SAD15 | 66613 | G | SAD15 |  | Combustion Turbine | IC Engine | ERC_REST | Texas | 48 | Bexar | 29 | 48029 | 0.4 | 9905 | 2020 | 9999 |  |  | N | Natural Gas | [13 empty] | 0.011 | 0.011 | 0.011 | 0.011
HEB_CPSSADC | 66613_G_SAD16 | 66613 | G | SAD16 |  | Combustion Turbine | IC Engine | ERC_REST | Texas | 48 | Bexar | 29 | 48029 | 0.4 | 9905 | 2020 | 9999 |  |  | N | Natural Gas | [13 empty] | 0.011 | 0.011 | 0.011 | 0.011
HEB_CPSSADC | 66613_G_SADC1 | 66613 | G | SADC1 |  | Combustion Turbine | IC Engine | ERC_REST | Texas | 48 | Bexar | 29 | 48029 | 0.4 | 9905 | 2020 | 9999 |  |  | N | Natural Gas | [13 empty] | 0.011 | 0.011 | 0.011 | 0.011
HEB_CPSSADC | 66613_G_SADC2 | 66613 | G | SADC2 |  | Combustion Turbine | IC Engine | ERC_REST | Texas | 48 | Bexar | 29 | 48029 | 0.4 | 9905 | 2020 | 9999 |  |  | N | Natural Gas | [13 empty] | 0.011 | 0.011 | 0.011 | 0.011
HEB_CPSSADC | 66613_G_SADC3 | 66613 | G | SADC3 |  | Combustion Turbine | IC Engine | ERC_REST | Texas | 48 | Bexar | 29 | 48029 | 0.4 | 9905 | 2020 | 9999 |  |  | N | Natural Gas | [13 empty] | 0.011 | 0.011 | 0.011 | 0.011
HEB_CPSSADC | 66613_G_SADC4 | 66613 | G | SADC4 |  | Combustion Turbine | IC Engine | ERC_REST | Texas | 48 | Bexar | 29 | 48029 | 0.4 | 9905 | 2020 | 9999 |  |  | N | Natural Gas | [13 empty] | 0.011 | 0.011 | 0.011 | 0.011
HEB_CPSSADC | 66613_G_SADC5 | 66613 | G | SADC5 |  | Combustion Turbine | IC Engine | ERC_REST | Texas | 48 | Bexar | 29 | 48029 | 0.4 | 9905 | 2020 | 9999 |  |  | N | Natural Gas | [13 empty] | 0.011 | 0.011 | 0.011 | 0.011
HEB_CPSSADC | 66613_G_SADC6 | 66613 | G | SADC6 |  | Combustion Turbine | IC Engine | ERC_REST | Texas | 48 | Bexar | 29 | 48029 | 0.4 | 9905 | 2020 | 9999 |  |  | N | Natural Gas | [13 empty] | 0.011 | 0.011 | 0.011 | 0.011
HEB_CPSSADC | 66613_G_SADC7 | 66613 | G | SADC7 |  | Combustion Turbine | IC Engine | ERC_REST | Texas | 48 | Bexar | 29 | 48029 | 0.4 | 9905 | 2020 | 9999 |  |  | N | Natural Gas | [13 empty] | 0.011 | 0.011 | 0.011 | 0.011
HEB_CPSSADC | 66613_G_SADC8 | 66613 | G | SADC8 |  | Combustion Turbine | IC Engine | ERC_REST | Texas | 48 | Bexar | 29 | 48029 | 0.4 | 9905 | 2020 | 9999 |  |  | N | Natural Gas | [13 empty] | 0.011 | 0.011 | 0.011 | 0.011
HEB_CPSSADC | 66613_G_SADC9 | 66613 | G | SADC9 |  | Combustion Turbine | IC Engine | ERC_REST | Texas | 48 | Bexar | 29 | 48029 | 0.4 | 9905 | 2020 | 9999 |  |  | N | Natural Gas | [13 empty] | 0.011 | 0.011 | 0.011 | 0.011
OTHERCitizensHospital | 66614_G_CTZH1 | 66614 | G | CTZH1 |  | Combustion Turbine | IC Engine | ERC_REST | Texas | 48 | Victoria | 469 | 48469 | 0.4 | 9905 | 2020 | 9999 |  |  | N | Natural Gas | [13 empty] | 0.011 | 0.011 | 0.011 | 0.011
OTHERCitizensHospital | 66614_G_CTZH2 | 66614 | G | CTZH2 |  | Combustion Turbine | IC Engine | ERC_REST | Texas | 48 | Victoria | 469 | 48469 | 0.4 | 9905 | 2020 | 9999 |  |  | N | Natural Gas | [13 empty] | 0.011 | 0.011 | 0.011 | 0.011
OTHERCitizensHospital | 66614_G_CTZH3 | 66614 | G | CTZH3 |  | Combustion Turbine | IC Engine | ERC_REST | Texas | 48 | Victoria | 469 | 48469 | 0.4 | 9905 | 2020 | 9999 |  |  | N | Natural Gas | [13 empty] | 0.011 | 0.011 | 0.011 | 0.011
OTHERCitizensHospital | 66614_G_CTZH4 | 66614 | G | CTZH4 |  | Combustion Turbine | IC Engine | ERC_REST | Texas | 48 | Victoria | 469 | 48469 | 0.4 | 9905 | 2020 | 9999 |  |  | N | Natural Gas | [13 empty] | 0.011 | 0.011 | 0.011 | 0.011
OTHERCitizensHospital | 66614_G_CTZH5 | 66614 | G | CTZH5 |  | Combustion Turbine | IC Engine | ERC_REST | Texas | 48 | Victoria | 469 | 48469 | 0.4 | 9905 | 2020 | 9999 |  |  | N | Natural Gas | [13 empty] | 0.011 | 0.011 | 0.011 | 0.011
OTHERCitizensHospital | 66614_G_CTZH6 | 66614 | G | CTZH6 |  | Combustion Turbine | IC Engine | ERC_REST | Texas | 48 | Victoria | 469 | 48469 | 0.4 | 9905 | 2020 | 9999 |  |  | N | Natural Gas | [13 empty] | 0.011 | 0.011 | 0.011 | 0.011
OTHERCitizensHospital | 66614_G_CTZH7 | 66614 | G | CTZH7 |  | Combustion Turbine | IC Engine | ERC_REST | Texas | 48 | Victoria | 469 | 48469 | 0.4 | 9905 | 2020 | 9999 |  |  | N | Natural Gas | [13 empty] | 0.011 | 0.011 | 0.011 | 0.011
Enchanted Rock Lodi | 66638_G_LODI | 66638 | G | LODI |  | Combustion Turbine | IC Engine | WEC_CALN | California | 6 | San Joaquin | 77 | 06077 | 48 | 9905 | 2023 | 9999 |  |  | N | Natural Gas | [13 empty] | 0.011 | 0.011 | 0.011 | 0.011
Enchanted Rock Turlock Irrigation District | 66680_G_UNIT1 | 66680 | G | UNIT1 |  | Combustion Turbine | IC Engine | WEC_CALN | California | 6 | Stanislaus | 99 | 06099 | 11.7 | 9905 | 2023 | 9999 |  |  | N | Natural Gas | [13 empty] | 0.011 | 0.011 | 0.011 | 0.011
Enchanted Rock Turlock Irrigation District | 66680_G_UNIT2 | 66680 | G | UNIT2 |  | Combustion Turbine | IC Engine | WEC_CALN | California | 6 | Stanislaus | 99 | 06099 | 11.7 | 9905 | 2023 | 9999 |  |  | N | Natural Gas | [13 empty] | 0.011 | 0.011 | 0.011 | 0.011
Enchanted Rock Turlock Irrigation District | 66680_G_UNIT3 | 66680 | G | UNIT3 |  | Combustion Turbine | IC Engine | WEC_CALN | California | 6 | Stanislaus | 99 | 06099 | 11.7 | 9905 | 2023 | 9999 |  |  | N | Natural Gas | [13 empty] | 0.011 | 0.011 | 0.011 | 0.011
Enchanted Rock Turlock Irrigation District | 66680_G_UNIT4 | 66680 | G | UNIT4 |  | Combustion Turbine | IC Engine | WEC_CALN | California | 6 | Stanislaus | 99 | 06099 | 11.7 | 9905 | 2023 | 9999 |  |  | N | Natural Gas | [13 empty] | 0.011 | 0.011 | 0.011 | 0.011
Trumbull Energy Center | 66918_G_GT11 | 66918 | G | GT11 |  | Combined Cycle |  | PJM_ATSI | Ohio | 39 | Trumbull | 155 | 39155 | 350 | 6370 | 2026 | 9999 |  |  | N | Natural Gas | [13 empty] | 0.011 | 0.011 | 0.011 | 0.011
Trumbull Energy Center | 66918_G_GT12 | 66918 | G | GT12 |  | Combined Cycle |  | PJM_ATSI | Ohio | 39 | Trumbull | 155 | 39155 | 350 | 6370 | 2026 | 9999 |  |  | N | Natural Gas | [13 empty] | 0.011 | 0.011 | 0.011 | 0.011
Trumbull Energy Center | 66918_G_STG | 66918 | G | STG |  | Combined Cycle |  | PJM_ATSI | Ohio | 39 | Trumbull | 155 | 39155 | 250 | 6370 | 2026 | 9999 |  |  | N | Natural Gas | [13 empty] | 0.011 | 0.011 | 0.011 | 0.011
Heber City | 7111_G_13 | 7111 | G | 13 |  | Combustion Turbine | IC Engine | WECC_UT | Utah | 49 | Wasatch | 51 | 49051 | 2.5 | 9905 | 2022 | 9999 |  |  | N | Natural Gas | [13 empty] | 0.011 | 0.011 | 0.011 | 0.011

## Key to Emission Control
Key to Emission Controls in NEEDS for 2023 Reference Case
NOx Comb Control | Definition | NOx Post-Comb Control | Definition | PM Control | Definition | Mercury_Controls | Definition | HCL_Controls | Definition | CO2_Controls | Definition
AA | Advanced Overfire Air | SCR | Selective Catalytic Reduction | B | Baghouse | ACI | Activated Carbon Injection | DSI | Dry Sobent Injection | CCS | Carbon Capture and Storage
AA + FR | Advanced Overfire Air + Flue Gas Recirculation | SNCR | Selective Non-catalytic Reduction | B + C | Baghouse + Cyclone
AA + LNB | Advanced Overfire Air + Low NOx Burner Technology | ReACT | Regenerative activated coke technology (ReACT) is an integrated multipollutant control approach that removes SOx, NOx, and Hg from coal-fired plants by adsorption with activated coke. Its NOx removal efficiency is around 20%-40%. | B + WS | Baghouse + Wet Scrubber
AA + LNB + LNBO | Advanced Overfire Air + Low NOx Burner Technology + Low NOx Burner Technology w/ Overfire Air |  |  | C | Cyclone
AA + LNB + OFA | Advanced Overfire Air + Low NOx Burner Technology + Overfire Air |  |  | ESPC | Electrostatic precipitator, cold side
AA + NH3 | Advanced Overfire Air + Ammonia Injection |  |  | ESPC + B | Electrostatic precipitator, cold side + Baghouse
AA + OFA | Advanced Overfire Air + Overfire Air |  |  | ESPC + B + WS | Electrostatic precipitator, cold side + Baghouse + Wet Scrubber
BF | Biased Firing (alternative burners) |  |  | ESPC + C | Electrostatic precipitator, cold side + Cyclone
BF + BOOS + LA | Biased Firing (alternative burners) + Burners-Out-Of-Service + Low excess air |  |  | ESPC + ESPH | Electrostatic precipitator, cold side + Electrostatic precipitator, hot side
BF + LA | Biased Firing (alternative burners) + Low excess air |  |  | ESPC + WESP | Electrostatic precipitator, cold side + Electrostatic precipitator, wet side
BF + LA + LNB | Biased Firing (alternative burners) + Low excess air + Low NOx Burner Technology |  |  | ESPC + WS | Electrostatic precipitator, cold side + Wet Scrubber
BF + LA + OFA | Biased Firing (alternative burners) + Low excess air + Overfire Air |  |  | ESPH | Electrostatic precipitator, hot side
BF + LNB + LNBO | Biased Firing (alternative burners) + Low NOx Burner Technology + Low NOx Burner Technology w/ Overfire Air |  |  | ESPH + B | Electrostatic precipitator, hot side + Baghouse
BOOS | Burners-Out-Of-Service |  |  | ESPH + B + C | Electrostatic precipitator, hot side + Baghouse + Cyclone
BOOS + LA + LNB | Burners-Out-Of-Service + Low excess air + Low NOx Burner Technology |  |  | ESPH + B + WS | Electrostatic precipitator, hot side + Baghouse + Wet Scrubber
CF | Fluidized Bed Combustor |  |  | ESPH + C | Electrostatic precipitator, hot side + Cyclone
CF + CM + NH3 | Fluidized Bed Combustor + Combustion Modification + Ammonia Injection |  |  | ESPH + WESP | Electrostatic precipitator, hot side + Electrostatic precipitator, wet side
CF + FU + LA | Fluidized Bed Combustor + Fuel Reburning + Low excess air |  |  | WESP + B | Electrostatic precipitator, wet side + Baghouse
CF + LA | Fluidized Bed Combustor + Low excess air |  |  | WS | Wet Scrubber
CF + LA + NH3 | Fluidized Bed Combustor + Low excess air + Ammonia Injection
CF + LNB + NH3 | Fluidized Bed Combustor + Low NOx Burner Technology + Ammonia Injection
CF + NH3 | Fluidized Bed Combustor + Ammonia Injection
CF + NH3 + OFA | Fluidized Bed Combustor + Ammonia Injection + Overfire Air
CF + OFA | Fluidized Bed Combustor + Overfire Air
CF + other | Fluidized Bed Combustor + other
CM | Combustion Modification
CM + FU | Combustion Modification + Fuel Reburning
CM + FU + LNB | Combustion Modification + Fuel Reburning + Low NOx Burner Technology
CM + FU + LNCB | Combustion Modification + Fuel Reburning + Low NOx Cell Burner
CM + FU + OFA | Combustion Modification + Fuel Reburning + Overfire Air
DLNB | Dry Low NOx Burners
DLNB + H2O | Dry Low NOx Burners + Water Injection
DLNB + H2O + LNB | Dry Low NOx Burners + Water Injection + Low NOx Burner Technology
DLNB + H2O + NH3 | Dry Low NOx Burners + Water Injection + Ammonia Injection
DLNB + H2O + STM | Dry Low NOx Burners + Water Injection + Steam Injection
DLNB + LNB + NH3 | Dry Low NOx Burners + Low NOx Burner Technology + Ammonia Injection
DLNB + LNB + NH3 + STM | Dry Low NOx Burners + Low NOx Burner Technology + Ammonia Injection + Steam Injection
DLNB + NH3 | Dry Low NOx Burners + Ammonia Injection
DLNB + NH3 + STM | Dry Low NOx Burners + Ammonia Injection + Steam Injection
DLNB + STM | Dry Low NOx Burners + Steam Injection
FR | Flue Gas Recirculation
FR + LA | Flue Gas Recirculation + Low excess air
FR + LA + LNB | Flue Gas Recirculation + Low excess air + Low NOx Burner Technology
FR + LNB | Flue Gas Recirculation + Low NOx Burner Technology
FR + LNB + LNBO + OFA | Flue Gas Recirculation + Low NOx Burner Technology + Low NOx Burner Technology w/ Overfire Air + Overfire Air
FR + LNB + OFA | Flue Gas Recirculation + Low NOx Burner Technology + Overfire Air
FR + LNBO + OFA | Flue Gas Recirculation + Low NOx Burner Technology w/ Overfire Air + Overfire Air
FR + NH3 | Flue Gas Recirculation + Ammonia Injection
FR + NH3 + OFA | Flue Gas Recirculation + Ammonia Injection + Overfire Air
FR + OFA | Flue Gas Recirculation + Overfire Air
FR + STM | Flue Gas Recirculation + Steam Injection
FU + LA | Fuel Reburning + Low excess air
H2O | Water Injection
H2O + NH3 | Water Injection + Ammonia Injection
H2O + NH3 + AA | Water Injection + Ammonia Injection + Advanced Overfire Air
H2O + OFA | Water Injection + Overfire Air
H2O + STM | Water Injection + Steam Injection
LA | Low excess air
LA + LNB | Low excess air + Low NOx Burner Technology
LA + LNB + NH3 | Low excess air + Low NOx Burner Technology + Ammonia Injection
LA + LNB + NH3 + OFA | Low excess air + Low NOx Burner Technology + Ammonia Injection + Overfire Air
LA + LNB + OFA | Low excess air + Low NOx Burner Technology + Overfire Air
LA + NH3 | Low excess air + Ammonia Injection
LA + OFA | Low excess air + Overfire Air
LA + OFA + other | Low excess air + Overfire Air + other
LNB | Low NOx Burner Technology
LNB + LNBO | Low NOx Burner Technology + Low NOx Burner Technology w/ Overfire Air
LNB + LNCB | Low NOx Burner Technology + Low NOx Cell Burner
LNB + LNCB + OFA | Low NOx Burner Technology + Low NOx Cell Burner + Overfire Air
LNB + NH3 | Low NOx Burner Technology + Ammonia Injection
LNB + NH3 + OFA | Low NOx Burner Technology + Ammonia Injection + Overfire Air
LNB + OFA | Low NOx Burner Technology + Overfire Air
LNB + other | Low NOx Burner Technology + other
LNB + STM | Low NOx Burner Technology + Steam Injection
LNBO | Low NOx Burner Technology w/ Overfire Air
LNBO + OFA | Low NOx Burner Technology w/ Overfire Air + Overfire Air
LNBO + other | Low NOx Burner Technology w/ Overfire Air + other
LNC1 | Low NOx Burner Technology w/ Closed-coupled OFA
LNC2 | Low NOx Burner Technology w/ Separated OFA
LNC2 + H2O | Low NOx Burner Technology w/ Separated OFA + Water Injection
LNC2 + LNC1 | Low NOx Burner Technology w/ Separated OFA + Low NOx Burner Technology w/ Closed-coupled OFA
LNC2 + NH3 | Low NOx Burner Technology w/ Separated OFA + Ammonia Injection
LNC2 + NH3 + OFA | Low NOx Burner Technology w/ Separated OFA + Ammonia Injection + Overfire Air
LNC2 + OFA | Low NOx Burner Technology w/ Separated OFA + Overfire Air
LNC2 + other | Low NOx Burner Technology w/ Separated OFA + other
LNC3 | Low NOx Burner Technology w/ Closed-coupled/Separated OFA
LNC3 + NH3 | Low NOx Burner Technology w/ Closed-coupled/Separated OFA + Ammonia Injection
LNC3 + OFA | Low NOx Burner Technology w/ Closed-coupled/Separated OFA + Overfire Air
LNCB | Low NOx Cell Burner
LNCB + OFA | Low NOx Cell Burner + Overfire Air
NDI | Nitrogen Diluent Injection
NH3 | Ammonia Injection
NH3 + OFA | Ammonia Injection + Overfire Air
NH3 + other | Ammonia Injection + other
NH3 + STM | Ammonia Injection + Steam Injection
OFA | Overfire Air
OFA + LNC1 | Overfire Air + Low NOx Burner Technology w/ Closed-coupled OFA
OFA + LNC2 | Overfire Air + Low NOx Burner Technology w/ Separated OFA
OFA + other | Overfire Air + other
other | Other
ROFA | Rotating Opposed Fired Air
STM | Steam Injection

## NEEDS_dropped MW
Capacity from January 2023 EIA Form 860 Monthly Not Included in NEEDS for 2023 Reference Case
Plant Name | ORIS Plant Code | Unit ID | Plant Type | State Name | Capacity (MW) | Notes
Sand Point | 1 | 1 | Combustion Turbine | Alaska | 0.4 | Dropped - in Alaska or in Hawaii or Puerto Rico
Sand Point | 1 | 2 | Combustion Turbine | Alaska | 0.3 | Dropped - in Alaska or in Hawaii or Puerto Rico
Sand Point | 1 | 3 | Combustion Turbine | Alaska | 0.3 | Dropped - in Alaska or in Hawaii or Puerto Rico
Sand Point | 1 | 5 | Combustion Turbine | Alaska | 0.4 | Dropped - in Alaska or in Hawaii or Puerto Rico
Sand Point | 1 | WT1 | Onshore Wind | Alaska | 0.1 | Dropped - in Alaska or in Hawaii or Puerto Rico
Sand Point | 1 | WT2 | Onshore Wind | Alaska | 0.3 | Dropped - in Alaska or in Hawaii or Puerto Rico
Annex Creek | 62 | 5 | Hydro | Alaska | 1.8 | Dropped - in Alaska or in Hawaii or Puerto Rico
Annex Creek | 62 | 6 | Hydro | Alaska | 1.8 | Dropped - in Alaska or in Hawaii or Puerto Rico
Gold Creek | 63 | 1 | Hydro | Alaska | 0.8 | Dropped - in Alaska or in Hawaii or Puerto Rico
Gold Creek | 63 | 2 | Hydro | Alaska | 0.4 | Dropped - in Alaska or in Hawaii or Puerto Rico
Gold Creek | 63 | 3 | Hydro | Alaska | 0.4 | Dropped - in Alaska or in Hawaii or Puerto Rico
Gold Creek | 63 | IC1 | Combustion Turbine | Alaska | 1.2 | Dropped - in Alaska or in Hawaii or Puerto Rico
Gold Creek | 63 | IC2 | Combustion Turbine | Alaska | 1.2 | Dropped - in Alaska or in Hawaii or Puerto Rico
Gold Creek | 63 | IC3 | Combustion Turbine | Alaska | 1.1 | Dropped - in Alaska or in Hawaii or Puerto Rico
Gold Creek | 63 | IC4 | Combustion Turbine | Alaska | 3.5 | Dropped - in Alaska or in Hawaii or Puerto Rico
Gold Creek | 63 | IC5 | Combustion Turbine | Alaska | 1.1 | Dropped - in Alaska or in Hawaii or Puerto Rico
Lemon Creek | 64 | 1 | Combustion Turbine | Alaska | 2.5 | Dropped - in Alaska or in Hawaii or Puerto Rico
Lemon Creek | 64 | 2 | Combustion Turbine | Alaska | 2.5 | Dropped - in Alaska or in Hawaii or Puerto Rico
Lemon Creek | 64 | 3 | Combustion Turbine | Alaska | 2.5 | Dropped - in Alaska or in Hawaii or Puerto Rico
Lemon Creek | 64 | 5 | Combustion Turbine | Alaska | 17.5 | Dropped - in Alaska or in Hawaii or Puerto Rico
Lemon Creek | 64 | 6 | Combustion Turbine | Alaska | 17.5 | Dropped - in Alaska or in Hawaii or Puerto Rico
Lemon Creek | 64 | 7 | Combustion Turbine | Alaska | 2.5 | Dropped - in Alaska or in Hawaii or Puerto Rico
Lemon Creek | 64 | IC10 | Combustion Turbine | Alaska | 2.5 | Dropped - in Alaska or in Hawaii or Puerto Rico
Lemon Creek | 64 | IC11 | Combustion Turbine | Alaska | 2.5 | Dropped - in Alaska or in Hawaii or Puerto Rico
Lemon Creek | 64 | IC12 | Combustion Turbine | Alaska | 2.5 | Dropped - in Alaska or in Hawaii or Puerto Rico
Lemon Creek | 64 | IC8 | Combustion Turbine | Alaska | 2.5 | Dropped - in Alaska or in Hawaii or Puerto Rico
Lemon Creek | 64 | IC9 | Combustion Turbine | Alaska | 2.5 | Dropped - in Alaska or in Hawaii or Puerto Rico
Salmon Creek 1 | 65 | HY7 | Hydro | Alaska | 5.2 | Dropped - in Alaska or in Hawaii or Puerto Rico
Skagway | 66 | 1 | Hydro | Alaska | 0.4 | Dropped - in Alaska or in Hawaii or Puerto Rico
Skagway | 66 | 2 | Hydro | Alaska | 0.1 | Dropped - in Alaska or in Hawaii or Puerto Rico
Skagway | 66 | 3 | Hydro | Alaska | 0.3 | Dropped - in Alaska or in Hawaii or Puerto Rico
Skagway | 66 | 4 | Hydro | Alaska | 0.2 | Dropped - in Alaska or in Hawaii or Puerto Rico
Skagway | 66 | 6A | Combustion Turbine | Alaska | 0.8 | Dropped - in Alaska or in Hawaii or Puerto Rico
Skagway | 66 | 7A | Combustion Turbine | Alaska | 1.1 | Dropped - in Alaska or in Hawaii or Puerto Rico
Skagway | 66 | 8A | Combustion Turbine | Alaska | 0.5 | Dropped - in Alaska or in Hawaii or Puerto Rico
Skagway | 66 | 9 | Combustion Turbine | Alaska | 1 | Dropped - in Alaska or in Hawaii or Puerto Rico
Haines | 69 | 10 | Combustion Turbine | Alaska | 1.2 | Dropped - in Alaska or in Hawaii or Puerto Rico
Haines | 69 | 11 | Combustion Turbine | Alaska | 1.9 | Dropped - in Alaska or in Hawaii or Puerto Rico
Haines | 69 | 12 | Combustion Turbine | Alaska | 1.5 | Dropped - in Alaska or in Hawaii or Puerto Rico
Haines | 69 | 5 | Combustion Turbine | Alaska | 0.6 | Dropped - in Alaska or in Hawaii or Puerto Rico
Haines | 69 | 7A | Combustion Turbine | Alaska | 2.8 | Dropped - in Alaska or in Hawaii or Puerto Rico
Haines | 69 | IC8A | Combustion Turbine | Alaska | 1.6 | Dropped - in Alaska or in Hawaii or Puerto Rico
Swan Lake | 70 | 1 | Hydro | Alaska | 11.3 | Dropped - in Alaska or in Hawaii or Puerto Rico
Swan Lake | 70 | 2 | Hydro | Alaska | 11.3 | Dropped - in Alaska or in Hawaii or Puerto Rico
Terror Lake Microgrid | 71 | 1 | Hydro | Alaska | 11.2 | Dropped - in Alaska or in Hawaii or Puerto Rico
Terror Lake Microgrid | 71 | 2 | Hydro | Alaska | 11.2 | Dropped - in Alaska or in Hawaii or Puerto Rico
Terror Lake Microgrid | 71 | 3 | Hydro | Alaska | 11.2 | Dropped - in Alaska or in Hawaii or Puerto Rico
Hank Nikkels Plant 1 | 75 | 3R | Combustion Turbine | Alaska | 29.3 | Dropped - in Alaska or in Hawaii or Puerto Rico
Hank Nikkels Plant 1 | 75 | 4 | Combustion Turbine | Alaska | 31.1 | Dropped - in Alaska or in Hawaii or Puerto Rico
Hank Nikkels Plant 1 | 75 | P1 BS | Combustion Turbine | Alaska | 2 | Dropped - in Alaska or in Hawaii or Puerto Rico
Eklutna Hydro Project | 77 | 1 | Hydro | Alaska | 22.2 | Dropped - in Alaska or in Hawaii or Puerto Rico
Eklutna Hydro Project | 77 | 2 | Hydro | Alaska | 22.2 | Dropped - in Alaska or in Hawaii or Puerto Rico
Snettisham | 78 | 1 | Hydro | Alaska | 23.5 | Dropped - in Alaska or in Hawaii or Puerto Rico
Snettisham | 78 | 2 | Hydro | Alaska | 23.5 | Dropped - in Alaska or in Hawaii or Puerto Rico
Snettisham | 78 | 3 | Hydro | Alaska | 31 | Dropped - in Alaska or in Hawaii or Puerto Rico
Aurora Energy LLC Chena | 79 | 1 | Coal Steam | Alaska | 4.7 | Dropped - in Alaska or in Hawaii or Puerto Rico
Aurora Energy LLC Chena | 79 | 2 | Coal Steam | Alaska | 2 | Dropped - in Alaska or in Hawaii or Puerto Rico
Aurora Energy LLC Chena | 79 | 5 | Coal Steam | Alaska | 19 | Dropped - in Alaska or in Hawaii or Puerto Rico
Ketchikan | 84 | 3 | Hydro | Alaska | 1.4 | Dropped - in Alaska or in Hawaii or Puerto Rico
Ketchikan | 84 | 4 | Hydro | Alaska | 1.4 | Dropped - in Alaska or in Hawaii or Puerto Rico
Ketchikan | 84 | 5 | Hydro | Alaska | 1.4 | Dropped - in Alaska or in Hawaii or Puerto Rico
S W Bailey | 85 | 1 | Combustion Turbine | Alaska | 3.5 | Dropped - in Alaska or in Hawaii or Puerto Rico
S W Bailey | 85 | 2 | Combustion Turbine | Alaska | 3.5 | Dropped - in Alaska or in Hawaii or Puerto Rico
S W Bailey | 85 | 3 | Combustion Turbine | Alaska | 5.5 | Dropped - in Alaska or in Hawaii or Puerto Rico
S W Bailey | 85 | 4 | Combustion Turbine | Alaska | 10.5 | Dropped - in Alaska or in Hawaii or Puerto Rico
Snake River | 90 | 12 | Combustion Turbine | Alaska | 3.7 | Dropped - in Alaska or in Hawaii or Puerto Rico
Snake River | 90 | 14 | Combustion Turbine | Alaska | 1.9 | Dropped - in Alaska or in Hawaii or Puerto Rico
Snake River | 90 | 15 | Combustion Turbine | Alaska | 5.2 | Dropped - in Alaska or in Hawaii or Puerto Rico
Snake River | 90 | 16 | Combustion Turbine | Alaska | 5.2 | Dropped - in Alaska or in Hawaii or Puerto Rico
Snake River | 90 | 18 | Combustion Turbine | Alaska | 0.4 | Dropped - in Alaska or in Hawaii or Puerto Rico
Snake River | 90 | EWT 1 | Onshore Wind | Alaska | 0.9 | Dropped - in Alaska or in Hawaii or Puerto Rico
Snake River | 90 | EWT 2 | Onshore Wind | Alaska | 0.9 | Dropped - in Alaska or in Hawaii or Puerto Rico
Petersburg | 91 | 3 | Hydro | Alaska | 1.6 | Dropped - in Alaska or in Hawaii or Puerto Rico
Petersburg | 91 | IC1 | Combustion Turbine | Alaska | 1.7 | Dropped - in Alaska or in Hawaii or Puerto Rico
Petersburg | 91 | IC3 | Combustion Turbine | Alaska | 1 | Dropped - in Alaska or in Hawaii or Puerto Rico
Petersburg | 91 | IC4 | Combustion Turbine | Alaska | 0.6 | Dropped - in Alaska or in Hawaii or Puerto Rico
Petersburg | 91 | IC5 | Combustion Turbine | Alaska | 0.7 | Dropped - in Alaska or in Hawaii or Puerto Rico
Petersburg | 91 | IC6 | Combustion Turbine | Alaska | 2.3 | Dropped - in Alaska or in Hawaii or Puerto Rico
Petersburg | 91 | IC7 | Combustion Turbine | Alaska | 2.3 | Dropped - in Alaska or in Hawaii or Puerto Rico
Petersburg | 91 | IC8 | Combustion Turbine | Alaska | 2.2 | Dropped - in Alaska or in Hawaii or Puerto Rico
Seward (AK) | 92 | 3 | Combustion Turbine | Alaska | 2.5 | Dropped - in Alaska or in Hawaii or Puerto Rico
Seward (AK) | 92 | 4 | Combustion Turbine | Alaska | 2.5 | Dropped - in Alaska or in Hawaii or Puerto Rico
Seward (AK) | 92 | 5 | Combustion Turbine | Alaska | 2.5 | Dropped - in Alaska or in Hawaii or Puerto Rico
Seward (AK) | 92 | 6 | Combustion Turbine | Alaska | 2.8 | Dropped - in Alaska or in Hawaii or Puerto Rico
Seward (AK) | 92 | N1 | Combustion Turbine | Alaska | 2.8 | Dropped - in Alaska or in Hawaii or Puerto Rico
Seward (AK) | 92 | N2 | Combustion Turbine | Alaska | 2.5 | Dropped - in Alaska or in Hawaii or Puerto Rico
Blue Lake Hydro | 93 | 3 | Hydro | Alaska | 5.3 | Dropped - in Alaska or in Hawaii or Puerto Rico
Blue Lake Hydro | 93 | 4 | Hydro | Alaska | 5.3 | Dropped - in Alaska or in Hawaii or Puerto Rico
Blue Lake Hydro | 93 | 5 | Hydro | Alaska | 5.3 | Dropped - in Alaska or in Hawaii or Puerto Rico
Wrangell | 95 | 11 | Combustion Turbine | Alaska | 2 | Dropped - in Alaska or in Hawaii or Puerto Rico
Wrangell | 95 | 12 | Combustion Turbine | Alaska | 2 | Dropped - in Alaska or in Hawaii or Puerto Rico
Wrangell | 95 | 13 | Combustion Turbine | Alaska | 2 | Dropped - in Alaska or in Hawaii or Puerto Rico
Wrangell | 95 | 9 | Combustion Turbine | Alaska | 2.5 | Dropped - in Alaska or in Hawaii or Puerto Rico
Beluga | 96 | 1 | Combustion Turbine | Alaska | 18.9 | Dropped - in Alaska or in Hawaii or Puerto Rico
Beluga | 96 | 2 | Combustion Turbine | Alaska | 18.9 | Dropped - in Alaska or in Hawaii or Puerto Rico
Beluga | 96 | 3 | Combustion Turbine | Alaska | 58 | Dropped - in Alaska or in Hawaii or Puerto Rico
Beluga | 96 | 5 | Combustion Turbine | Alaska | 61.4 | Dropped - in Alaska or in Hawaii or Puerto Rico
Beluga | 96 | 6 | Combustion Turbine | Alaska | 72.6 | Dropped - in Alaska or in Hawaii or Puerto Rico
Beluga | 96 | 7 | Combustion Turbine | Alaska | 70.6 | Dropped - in Alaska or in Hawaii or Puerto Rico
Dillingham | 109 | 10 | Combustion Turbine | Alaska | 1.1 | Dropped - in Alaska or in Hawaii or Puerto Rico
Dillingham | 109 | 11 | Combustion Turbine | Alaska | 1 | Dropped - in Alaska or in Hawaii or Puerto Rico
Dillingham | 109 | 12 | Combustion Turbine | Alaska | 1 | Dropped - in Alaska or in Hawaii or Puerto Rico
Dillingham | 109 | 13 | Combustion Turbine | Alaska | 1 | Dropped - in Alaska or in Hawaii or Puerto Rico
Dillingham | 109 | 14 | Combustion Turbine | Alaska | 1 | Dropped - in Alaska or in Hawaii or Puerto Rico
Dillingham | 109 | 15 | Combustion Turbine | Alaska | 1 | Dropped - in Alaska or in Hawaii or Puerto Rico
Dillingham | 109 | 16 | Combustion Turbine | Alaska | 0.5 | Dropped - in Alaska or in Hawaii or Puerto Rico
Dillingham | 109 | 17 | Combustion Turbine | Alaska | 2.2 | Dropped - in Alaska or in Hawaii or Puerto Rico
Dillingham | 109 | 18 | Combustion Turbine | Alaska | 2.2 | Dropped - in Alaska or in Hawaii or Puerto Rico
Seminole (FL) | 136 | 1 | Coal Steam | Florida | 626 | Dropped - Retired/Planned Retirement by 06/2028
Crosscut | 143 | CC5 | Hydro | Arizona | 3 | Dropped - Units whose status are "OS" or "RE" for the past 3 consecutive years
Kyrene | 147 | KY1 | O/G Steam | Arizona | 34 | Dropped - Units whose status are "OS" or "RE" for the past 3 consecutive years
Kyrene | 147 | KY2 | O/G Steam | Arizona | 72 | Dropped - Units whose status are "OS" or "RE" for the past 3 consecutive years
Lake Catherine | 170 | 4 | O/G Steam | Arkansas | 522 | Dropped - Retired/Planned Retirement by 06/2028
Centerville PH | 224 | 1 | Hydro | California | 5.5 | Dropped - Units whose status are "OS" or "RE" for the past 3 consecutive years
Centerville PH | 224 | 2 | Hydro | California | 0.9 | Dropped - Units whose status are "OS" or "RE" for the past 3 consecutive years
Cow Creek | 229 | 1 | Hydro | California | 0.9 | Dropped - Retired/Planned Retirement by 06/2028
Cow Creek | 229 | 2 | Hydro | California | 0.9 | Dropped - Retired/Planned Retirement by 06/2028
Hamilton Branch | 242 | 1 | Hydro | California | 2.4 | Dropped - Units whose status are "OS" or "RE" for the past 3 consecutive years
Kerckhoff | 250 | H1 | Hydro | California | 12.6 | Dropped - Units whose status are "OS" or "RE" for the past 3 consecutive years
Kerckhoff | 250 | H3 | Hydro | California | 12.6 | Dropped - Units whose status are "OS" or "RE" for the past 3 consecutive years
Kilarc | 253 | 1 | Hydro | California | 1.6 | Dropped - Retired/Planned Retirement by 06/2028
San Joaquin 3 | 277 | 3 | Hydro | California | 4.2 | Dropped - Units whose status are "OS" or "RE" for the past 3 consecutive years
Tule River | 289 | 1 | Hydro | California | 3.2 | Dropped - Units whose status are "OS" or "RE" for the past 3 consecutive years
Tule River | 289 | 2 | Hydro | California | 3.2 | Dropped - Units whose status are "OS" or "RE" for the past 3 consecutive years
Green Lake | 313 | 1 | Hydro | Alaska | 9.3 | Dropped - in Alaska or in Hawaii or Puerto Rico
Green Lake | 313 | 2 | Hydro | Alaska | 9.3 | Dropped - in Alaska or in Hawaii or Puerto Rico
AES Alamitos LLC | 315 | 3 | O/G Steam | California | 332 | Dropped - Retired/Planned Retirement by 06/2028
AES Alamitos LLC | 315 | 4 | O/G Steam | California | 335 | Dropped - Retired/Planned Retirement by 06/2028
AES Alamitos LLC | 315 | 5 | O/G Steam | California | 485 | Dropped - Retired/Planned Retirement by 06/2028
AES Huntington Beach LLC | 335 | 2 | O/G Steam | California | 225.8 | Dropped - Retired/Planned Retirement by 06/2028
Ormond Beach | 350 | 1 | O/G Steam | California | 741 | Dropped - Retired/Planned Retirement by 06/2028
Ormond Beach | 350 | 2 | O/G Steam | California | 750 | Dropped - Retired/Planned Retirement by 06/2028
AES Redondo Beach LLC | 356 | 5 | O/G Steam | California | 175 | Dropped - Retired/Planned Retirement by 06/2028
AES Redondo Beach LLC | 356 | 6 | O/G Steam | California | 175 | Dropped - Retired/Planned Retirement by 06/2028
AES Redondo Beach LLC | 356 | 8 | O/G Steam | California | 480 | Dropped - Retired/Planned Retirement by 06/2028
Lower Tule River | 365 | 1 | Hydro | California | 1.3 | Dropped - Units whose status are "OS" or "RE" for the past 3 consecutive years
Lower Tule River | 365 | 2 | Hydro | California | 1.3 | Dropped - Units whose status are "OS" or "RE" for the past 3 consecutive years
Grayson | 377 | 3 | O/G Steam | California | 18 | Dropped - Units whose status are "OS" or "RE" for the past 3 consecutive years
Solomon Gulch | 390 | 1 | Hydro | Alaska | 6 | Dropped - in Alaska or in Hawaii or Puerto Rico
Solomon Gulch | 390 | 2 | Hydro | Alaska | 6 | Dropped - in Alaska or in Hawaii or Puerto Rico
Scattergood | 404 | 1 | O/G Steam | California | 105 | Dropped - Retired/Planned Retirement by 06/2028
Scattergood | 404 | 2 | O/G Steam | California | 156.3 | Dropped - Retired/Planned Retirement by 06/2028
Tok | 406 | 3A | Combustion Turbine | Alaska | 1.3 | Dropped - in Alaska or in Hawaii or Puerto Rico
Tok | 406 | 4A | Combustion Turbine | Alaska | 1.1 | Dropped - in Alaska or in Hawaii or Puerto Rico
Tok | 406 | 5A | Combustion Turbine | Alaska | 1.1 | Dropped - in Alaska or in Hawaii or Puerto Rico
Tok | 406 | 6 | Combustion Turbine | Alaska | 0.5 | Dropped - Units whose status are "OS" or "RE" for the past 3 consecutive years
Tok | 406 | 8 | Combustion Turbine | Alaska | 0.4 | Dropped - in Alaska or in Hawaii or Puerto Rico
Tok | 406 | 9 | Combustion Turbine | Alaska | 1 | Dropped - in Alaska or in Hawaii or Puerto Rico
Craig (AK) | 421 | 1 | Combustion Turbine | Alaska | 0.6 | Dropped - in Alaska or in Hawaii or Puerto Rico
Craig (AK) | 421 | 3B | Combustion Turbine | Alaska | 1.8 | Dropped - in Alaska or in Hawaii or Puerto Rico
Craig (AK) | 421 | 5 | Combustion Turbine | Alaska | 1.1 | Dropped - in Alaska or in Hawaii or Puerto Rico
Craig (AK) | 421 | 6 | Combustion Turbine | Alaska | 1.1 | Dropped - in Alaska or in Hawaii or Puerto Rico
Hydaburg | 423 | 1A | Combustion Turbine | Alaska | 0.4 | Dropped - in Alaska or in Hawaii or Puerto Rico
Hydaburg | 423 | 3A | Combustion Turbine | Alaska | 0.3 | Dropped - in Alaska or in Hawaii or Puerto Rico
Hydaburg | 423 | 5 | Combustion Turbine | Alaska | 0.3 | Dropped - in Alaska or in Hawaii or Puerto Rico
White Rock/Slab Creek | 435 | H4 | Hydro | California | 0.5 | Dropped - Units whose status are "OS" or "RE" for the past 3 consecutive years
Alamosa | 464 | CT1 | Combustion Turbine | Colorado | 13 | Dropped - Retired/Planned Retirement by 06/2028
Alamosa | 464 | CT2 | Combustion Turbine | Colorado | 14 | Dropped - Retired/Planned Retirement by 06/2028
Cherokee | 469 | 4 | O/G Steam | Colorado | 310 | Dropped - Retired/Planned Retirement by 06/2028
Comanche (CO) | 470 | 2 | Coal Steam | Colorado | 335 | Dropped - Retired/Planned Retirement by 06/2028
Fruita | 471 | 1 | Combustion Turbine | Colorado | 14 | Dropped - Retired/Planned Retirement by 06/2028
Salida | 474 | 2 | Hydro | Colorado | 0.6 | Dropped - Retired/Planned Retirement by 06/2028
Valmont | 477 | 6 | Combustion Turbine | Colorado | 43 | Dropped - Retired/Planned Retirement by 06/2028
Lamar Plant | 508 | IC1 | Combustion Turbine | Colorado | 1 | Dropped - Units whose status are "OS" or "RE" for the past 3 consecutive years
Lamar Plant | 508 | IC2 | Combustion Turbine | Colorado | 1 | Dropped - Units whose status are "OS" or "RE" for the past 3 consecutive years
Hayden | 525 | 2 | Coal Steam | Colorado | 262 | Dropped - Retired/Planned Retirement by 06/2028
South Meadow | 563 | 11 | Combustion Turbine | Connecticut | 35.7 | Dropped - Retired/Planned Retirement by 06/2028
South Meadow | 563 | 12 | Combustion Turbine | Connecticut | 37.7 | Dropped - Retired/Planned Retirement by 06/2028
South Meadow | 563 | 13 | Combustion Turbine | Connecticut | 38.3 | Dropped - Retired/Planned Retirement by 06/2028
South Meadow | 563 | 14 | Combustion Turbine | Connecticut | 36.7 | Dropped - Retired/Planned Retirement by 06/2028
Stanton Energy Center | 564 | 1 | Coal Steam | Florida | 455 | Dropped - Retired/Planned Retirement by 06/2028
Indian River Generating Station | 594 | 4 | Coal Steam | Delaware | 410 | Dropped - Retired/Planned Retirement by 06/2028
Palaau Power Hybrid | 792 | 15 | Combustion Turbine | Hawaii | 2 | Dropped - in Alaska or in Hawaii or Puerto Rico
Palaau Power Hybrid | 792 | 7 | Combustion Turbine | Hawaii | 2 | Dropped - in Alaska or in Hawaii or Puerto Rico
Palaau Power Hybrid | 792 | 8 | Combustion Turbine | Hawaii | 2 | Dropped - in Alaska or in Hawaii or Puerto Rico
Palaau Power Hybrid | 792 | 9 | Combustion Turbine | Hawaii | 2 | Dropped - in Alaska or in Hawaii or Puerto Rico
Palaau Power Hybrid | 792 | BAT1 | Energy Storage | Hawaii | 2 | Dropped - in Alaska or in Hawaii or Puerto Rico
Palaau Power Hybrid | 792 | CAT1 | Combustion Turbine | Hawaii | 1.2 | Dropped - in Alaska or in Hawaii or Puerto Rico
Palaau Power Hybrid | 792 | CAT2 | Combustion Turbine | Hawaii | 1.2 | Dropped - in Alaska or in Hawaii or Puerto Rico
Palaau Power Hybrid | 792 | CUM3 | Combustion Turbine | Hawaii | 0.9 | Dropped - in Alaska or in Hawaii or Puerto Rico
Palaau Power Hybrid | 792 | CUM4 | Combustion Turbine | Hawaii | 0.9 | Dropped - in Alaska or in Hawaii or Puerto Rico
Palaau Power Hybrid | 792 | CUM5 | Combustion Turbine | Hawaii | 0.9 | Dropped - in Alaska or in Hawaii or Puerto Rico
Palaau Power Hybrid | 792 | CUM6 | Combustion Turbine | Hawaii | 0.9 | Dropped - in Alaska or in Hawaii or Puerto Rico
Big Bend | 645 | ST3 | O/G Steam | Florida | 395 | Dropped - Retired/Planned Retirement by 06/2028
Deerhaven Generating Station | 663 | 1 | O/G Steam | Florida | 76 | Dropped - Retired/Planned Retirement by 06/2028
Deerhaven Generating Station | 663 | GT1 | Combustion Turbine | Florida | 17.5 | Dropped - Retired/Planned Retirement by 06/2028
Deerhaven Generating Station | 663 | GT2 | Combustion Turbine | Florida | 17.5 | Dropped - Retired/Planned Retirement by 06/2028
Pilot Butte | 674 | 1 | Hydro | Wyoming | 0.8 | Dropped - Units whose status are "OS" or "RE" for the past 3 consecutive years
Pilot Butte | 674 | 2 | Hydro | Wyoming | 0.8 | Dropped - Units whose status are "OS" or "RE" for the past 3 consecutive years
Hartwell Lake | 754 | 3 | Hydro | Georgia | 85 | Dropped - Units whose status are "OS" or "RE" for the past 3 consecutive years
Kahe | 765 | K1 | O/G Steam | Hawaii | 77.9 | Dropped - in Alaska or in Hawaii or Puerto Rico
Kahe | 765 | K2 | O/G Steam | Hawaii | 78.1 | Dropped - in Alaska or in Hawaii or Puerto Rico
Kahe | 765 | K3 | O/G Steam | Hawaii | 82.1 | Dropped - in Alaska or in Hawaii or Puerto Rico
Kahe | 765 | K4 | O/G Steam | Hawaii | 87.2 | Dropped - in Alaska or in Hawaii or Puerto Rico
Kahe | 765 | K5 | O/G Steam | Hawaii | 128.1 | Dropped - in Alaska or in Hawaii or Puerto Rico
Kahe | 765 | K6 | O/G Steam | Hawaii | 128.7 | Dropped - in Alaska or in Hawaii or Puerto Rico
Waiau | 766 | W10 | Combustion Turbine | Hawaii | 51.2 | Dropped - in Alaska or in Hawaii or Puerto Rico
Waiau | 766 | W3 | O/G Steam | Hawaii | 47.2 | Dropped - in Alaska or in Hawaii or Puerto Rico
Waiau | 766 | W4 | O/G Steam | Hawaii | 47.7 | Dropped - in Alaska or in Hawaii or Puerto Rico
Waiau | 766 | W5 | O/G Steam | Hawaii | 51.9 | Dropped - in Alaska or in Hawaii or Puerto Rico
Waiau | 766 | W6 | O/G Steam | Hawaii | 51.8 | Dropped - in Alaska or in Hawaii or Puerto Rico
Waiau | 766 | W7 | O/G Steam | Hawaii | 77.8 | Dropped - in Alaska or in Hawaii or Puerto Rico
Waiau | 766 | W8 | O/G Steam | Hawaii | 77.8 | Dropped - in Alaska or in Hawaii or Puerto Rico
Waiau | 766 | W9 | Combustion Turbine | Hawaii | 51.2 | Dropped - in Alaska or in Hawaii or Puerto Rico
Waimea | 768 | 12 | Combustion Turbine | Hawaii | 2.5 | Dropped - in Alaska or in Hawaii or Puerto Rico
Waimea | 768 | 13 | Combustion Turbine | Hawaii | 2.5 | Dropped - in Alaska or in Hawaii or Puerto Rico
Waimea | 768 | 14 | Combustion Turbine | Hawaii | 2.5 | Dropped - in Alaska or in Hawaii or Puerto Rico
Kanoelehua | 769 | 11 | Combustion Turbine | Hawaii | 2 | Dropped - in Alaska or in Hawaii or Puerto Rico
Kanoelehua | 769 | 15 | Combustion Turbine | Hawaii | 2.5 | Dropped - in Alaska or in Hawaii or Puerto Rico
Kanoelehua | 769 | 16 | Combustion Turbine | Hawaii | 2.5 | Dropped - in Alaska or in Hawaii or Puerto Rico
Kanoelehua | 769 | 17 | Combustion Turbine | Hawaii | 2.5 | Dropped - in Alaska or in Hawaii or Puerto Rico
Kanoelehua | 769 | CT1 | Combustion Turbine | Hawaii | 10.5 | Dropped - in Alaska or in Hawaii or Puerto Rico
Puueo | 771 | 1 | Hydro | Hawaii | 0.7 | Dropped - in Alaska or in Hawaii or Puerto Rico
Puueo | 771 | 2A | Hydro | Hawaii | 2.4 | Dropped - in Alaska or in Hawaii or Puerto Rico
W H Hill | 772 | 5 | O/G Steam | Hawaii | 14.1 | Dropped - in Alaska or in Hawaii or Puerto Rico
W H Hill | 772 | 6 | O/G Steam | Hawaii | 21.4 | Dropped - in Alaska or in Hawaii or Puerto Rico
Waiau Hydro | 774 | 1 | Hydro | Hawaii | 1.5 | Dropped - in Alaska or in Hawaii or Puerto Rico
Waiau Hydro | 774 | 2 | Hydro | Hawaii | 0.3 | Dropped - in Alaska or in Hawaii or Puerto Rico
Orca | 789 | 3 | Combustion Turbine | Alaska | 2.5 | Dropped - in Alaska or in Hawaii or Puerto Rico
Orca | 789 | 4 | Combustion Turbine | Alaska | 2.4 | Dropped - in Alaska or in Hawaii or Puerto Rico
Orca | 789 | 5 | Combustion Turbine | Alaska | 1.1 | Dropped - in Alaska or in Hawaii or Puerto Rico
Orca | 789 | 6 | Combustion Turbine | Alaska | 1.1 | Dropped - in Alaska or in Hawaii or Puerto Rico
Orca | 789 | 7 | Combustion Turbine | Alaska | 3.6 | Dropped - in Alaska or in Hawaii or Puerto Rico
Post Falls | 835 | 6 | Hydro | Idaho | 3.5 | Dropped - Units whose status are "OS" or "RE" for the past 3 consecutive years
Kincaid Generation LLC | 876 | 1 | Coal Steam | Illinois | 554 | Dropped - Retired/Planned Retirement by 06/2028
Kincaid Generation LLC | 876 | 2 | Coal Steam | Illinois | 554 | Dropped - Retired/Planned Retirement by 06/2028
Baldwin Energy Complex | 889 | 1 | Coal Steam | Illinois | 576 | Dropped - Retired/Planned Retirement by 06/2028
Baldwin Energy Complex | 889 | 2 | Coal Steam | Illinois | 581 | Dropped - Retired/Planned Retirement by 06/2028
Bottle Rock Power | 902 | 1 | Geothermal | California | 9 | Dropped - Units whose status are "OS" or "RE" for the past 3 consecutive years
Dallman | 963 | 3 | Coal Steam | Illinois | 159 | Dropped - Retired/Planned Retirement by 06/2028
AES Petersburg | 994 | ST2 | Coal Steam | Indiana | 421.8 | Dropped - Retired/Planned Retirement by 06/2028
Michigan City | 997 | 12 | Coal Steam | Indiana | 455 | Dropped - Retired/Planned Retirement by 06/2028
F B Culley | 1012 | 2 | Coal Steam | Indiana | 90 | Dropped - Retired/Planned Retirement by 06/2028
Crawfordsville Power Plant | 1024 | 4 | Coal Steam | Indiana | 10.6 | Dropped - Retired/Planned Retirement by 06/2028
Lansing | 1047 | 4 | Coal Steam | Iowa | 241.4 | Dropped - Retired/Planned Retirement by 06/2028
Burlington (IA) | 1104 | GT1 | Combustion Turbine | Iowa | 5.9 | Dropped - Retired/Planned Retirement by 06/2028
Burlington (IA) | 1104 | GT2 | Combustion Turbine | Iowa | 12.6 | Dropped - Retired/Planned Retirement by 06/2028
Burlington (IA) | 1104 | GT3 | Combustion Turbine | Iowa | 13.3 | Dropped - Retired/Planned Retirement by 06/2028
Burlington (IA) | 1104 | GT4 | Combustion Turbine | Iowa | 5.8 | Dropped - Retired/Planned Retirement by 06/2028
Ottumwa City of | 1173 | 1 | Hydro | Iowa | 1 | Dropped - Units whose status are "OS" or "RE" for the past 3 consecutive years
Vinton | 1194 | 5 | Combustion Turbine | Iowa | 0.5 | Dropped - Units whose status are "OS" or "RE" for the past 3 consecutive years
Bird City | 1224 | 2 | Combustion Turbine | Kansas | 2 | Dropped - Units whose status are "OS" or "RE" for the past 3 consecutive years
Kaw | 1294 | 1 | O/G Steam | Kansas | 41.9 | Dropped - Units whose status are "OS" or "RE" for the past 3 consecutive years
Kaw | 1294 | 2 | O/G Steam | Kansas | 41.9 | Dropped - Units whose status are "OS" or "RE" for the past 3 consecutive years
Kaw | 1294 | 3 | O/G Steam | Kansas | 56.5 | Dropped - Units whose status are "OS" or "RE" for the past 3 consecutive years
Quindaro | 1295 | ST1 | O/G Steam | Kansas | 72 | Dropped - Units whose status are "OS" or "RE" for the past 3 consecutive years
Quindaro | 1295 | ST2 | O/G Steam | Kansas | 85 | Dropped - Units whose status are "OS" or "RE" for the past 3 consecutive years
Louisiana 2 | 1392 | 10 | O/G Steam | Louisiana | 40 | Dropped - Units whose status are "OS" or "RE" for the past 3 consecutive years
Louisiana 2 | 1392 | 11 | O/G Steam | Louisiana | 40 | Dropped - Units whose status are "OS" or "RE" for the past 3 consecutive years
Louisiana 2 | 1392 | 12 | O/G Steam | Louisiana | 58 | Dropped - Units whose status are "OS" or "RE" for the past 3 consecutive years
Little Gypsy | 1402 | 2 | O/G Steam | Louisiana | 412.5 | Dropped - Retired/Planned Retirement by 06/2028
Arsenal Hill | 1416 | 5 | O/G Steam | Louisiana | 110 | Dropped - Retired/Planned Retirement by 06/2028
Rayne | 1456 | 8 | Combustion Turbine | Louisiana | 3.4 | Dropped - Units whose status are "OS" or "RE" for the past 3 consecutive years
Mystic Generating Station | 1588 | GT81 | Combined Cycle | Massachusetts | 228.8 | Dropped - Retired/Planned Retirement by 06/2028
Mystic Generating Station | 1588 | GT82 | Combined Cycle | Massachusetts | 230 | Dropped - Retired/Planned Retirement by 06/2028
Mystic Generating Station | 1588 | GT93 | Combined Cycle | Massachusetts | 229.9 | Dropped - Retired/Planned Retirement by 06/2028
Mystic Generating Station | 1588 | GT94 | Combined Cycle | Massachusetts | 229.6 | Dropped - Retired/Planned Retirement by 06/2028
Mystic Generating Station | 1588 | ST85 | Combined Cycle | Massachusetts | 244.6 | Dropped - Retired/Planned Retirement by 06/2028
Mystic Generating Station | 1588 | ST96 | Combined Cycle | Massachusetts | 250.7 | Dropped - Retired/Planned Retirement by 06/2028
Potter Station 2 | 1660 | CC2 | Combined Cycle | Massachusetts | 62.6 | Dropped - Units whose status are "OS" or "RE" for the past 3 consecutive years
Potter Station 2 | 1660 | CC3 | Combined Cycle | Massachusetts | 15.5 | Dropped - Units whose status are "OS" or "RE" for the past 3 consecutive years
Dan E Karn | 1702 | 1A | Coal Steam | Michigan | 127.5 | Dropped - Retired/Planned Retirement by 06/2028
Dan E Karn | 1702 | 1B | Coal Steam | Michigan | 127.5 | Dropped - Retired/Planned Retirement by 06/2028
Dan E Karn | 1702 | 2A | Coal Steam | Michigan | 115.5 | Dropped - Retired/Planned Retirement by 06/2028
Dan E Karn | 1702 | 2B | Coal Steam | Michigan | 115.5 | Dropped - Retired/Planned Retirement by 06/2028
J H Campbell | 1710 | 1 | Coal Steam | Michigan | 260 | Dropped - Retired/Planned Retirement by 06/2028
J H Campbell | 1710 | 2 | Coal Steam | Michigan | 355.5 | Dropped - Retired/Planned Retirement by 06/2028
J H Campbell | 1710 | 3 | Coal Steam | Michigan | 784.6 | Dropped - Retired/Planned Retirement by 06/2028
Erickson Station | 1832 | 1 | Coal Steam | Michigan | 154.5 | Dropped - Retired/Planned Retirement by 06/2028
Inver Hills | 1913 | 1 | Combustion Turbine | Minnesota | 47 | Dropped - Retired/Planned Retirement by 06/2028
Inver Hills | 1913 | 2 | Combustion Turbine | Minnesota | 47 | Dropped - Retired/Planned Retirement by 06/2028
Inver Hills | 1913 | 3 | Combustion Turbine | Minnesota | 47 | Dropped - Retired/Planned Retirement by 06/2028
Inver Hills | 1913 | 4 | Combustion Turbine | Minnesota | 47 | Dropped - Retired/Planned Retirement by 06/2028
Inver Hills | 1913 | 5 | Combustion Turbine | Minnesota | 47 | Dropped - Retired/Planned Retirement by 06/2028
Inver Hills | 1913 | 6 | Combustion Turbine | Minnesota | 47 | Dropped - Retired/Planned Retirement by 06/2028
Inver Hills | 1913 | 7 | Combustion Turbine | Minnesota | 1.8 | Dropped - Retired/Planned Retirement by 06/2028
Inver Hills | 1913 | 8 | Combustion Turbine | Minnesota | 1.8 | Dropped - Retired/Planned Retirement by 06/2028
Red Wing | 1926 | 1 | Municipal Solid Waste | Minnesota | 9 | Dropped - Retired/Planned Retirement by 06/2028
Red Wing | 1926 | 2 | Municipal Solid Waste | Minnesota | 9 | Dropped - Retired/Planned Retirement by 06/2028
Wilmarth | 1934 | 1 | Municipal Solid Waste | Minnesota | 9 | Dropped - Retired/Planned Retirement by 06/2028
Wilmarth | 1934 | 2 | Municipal Solid Waste | Minnesota | 9 | Dropped - Retired/Planned Retirement by 06/2028
Granite Falls | 1977 | HC3 | Hydro | Minnesota | 0.7 | Dropped - Units whose status are "OS" or "RE" for the past 3 consecutive years
New Ulm | 2001 | 3 | O/G Steam | Minnesota | 4.7 | Dropped - Units whose status are "OS" or "RE" for the past 3 consecutive years
Springfield (MN) | 2012 | 9 | Combustion Turbine | Minnesota | 1.8 | Dropped - Units whose status are "OS" or "RE" for the past 3 consecutive years
Thief River Falls | 2014 | HY2 | Hydro | Minnesota | 0.2 | Dropped - Units whose status are "OS" or "RE" for the past 3 consecutive years
Jack Watson | 2049 | 4 | O/G Steam | Mississippi | 236 | Dropped - Retired/Planned Retirement by 06/2028
Moselle | 2070 | 3 | O/G Steam | Mississippi | 59 | Dropped - Retired/Planned Retirement by 06/2028
Lake Road (MO) | 2098 | 4 | O/G Steam | Missouri | 94.6 | Dropped - Retired/Planned Retirement by 06/2028
Fayette | 2125 | GT1 | Combustion Turbine | Missouri | 3 | Dropped - Units whose status are "OS" or "RE" for the past 3 consecutive years
Fayette | 2125 | GT2 | Combustion Turbine | Missouri | 2.8 | Dropped - Units whose status are "OS" or "RE" for the past 3 consecutive years
Fayette | 2125 | GT3 | Combustion Turbine | Missouri | 2.4 | Dropped - Units whose status are "OS" or "RE" for the past 3 consecutive years
Fayette | 2125 | GT4 | Combustion Turbine | Missouri | 1 | Dropped - Units whose status are "OS" or "RE" for the past 3 consecutive years
Higginsville | 2131 | 1 | Combustion Turbine | Missouri | 0.6 | Dropped - Units whose status are "OS" or "RE" for the past 3 consecutive years
Higginsville | 2131 | 2 | Combustion Turbine | Missouri | 1 | Dropped - Units whose status are "OS" or "RE" for the past 3 consecutive years
Higginsville | 2131 | 3 | Combustion Turbine | Missouri | 2.4 | Dropped - Units whose status are "OS" or "RE" for the past 3 consecutive years
Hauser | 2185 | HAU1 | Hydro | Montana | 2.8 | Dropped - Retired/Planned Retirement by 06/2028
Hauser | 2185 | HAU3 | Hydro | Montana | 2.8 | Dropped - Retired/Planned Retirement by 06/2028
North Omaha | 2291 | 1 | O/G Steam | Nebraska | 64.8 | Dropped - Retired/Planned Retirement by 06/2028
North Omaha | 2291 | 2 | O/G Steam | Nebraska | 90.8 | Dropped - Retired/Planned Retirement by 06/2028
North Omaha | 2291 | 3 | O/G Steam | Nebraska | 86 | Dropped - Retired/Planned Retirement by 06/2028
Plainview Muncipal Power | 2297 | 1 | Combustion Turbine | Nebraska | 0 | Dropped - Units whose capacity are 0 after derating by 06/2028
Plainview Muncipal Power | 2297 | 3 | Combustion Turbine | Nebraska | 0 | Dropped - Units whose capacity are 0 after derating by 06/2028
Plainview Muncipal Power | 2297 | 4 | Combustion Turbine | Nebraska | 0 | Dropped - Units whose capacity are 0 after derating by 06/2028
Fort Churchill | 2330 | 1 | O/G Steam | Nevada | 113 | Dropped - Retired/Planned Retirement by 06/2028
Fort Churchill | 2330 | 2 | O/G Steam | Nevada | 113 | Dropped - Retired/Planned Retirement by 06/2028
Rio Grande | 2444 | 6 | O/G Steam | New Mexico | 45 | Dropped - Retired/Planned Retirement by 06/2028
Rio Grande | 2444 | 7 | O/G Steam | New Mexico | 46 | Dropped - Retired/Planned Retirement by 06/2028
Maddox | 2446 | 2 | Combustion Turbine | New Mexico | 61 | Dropped - Retired/Planned Retirement by 06/2028
Maddox | 2446 | 3 | Combustion Turbine | New Mexico | 10 | Dropped - Retired/Planned Retirement by 06/2028
Cunningham | 2454 | 2 | O/G Steam | New Mexico | 183 | Dropped - Retired/Planned Retirement by 06/2028
Algodones | 2475 | 1 | O/G Steam | New Mexico | 15 | Dropped - Units whose status are "OS" or "RE" for the past 3 consecutive years
Algodones | 2475 | 2 | O/G Steam | New Mexico | 15 | Dropped - Units whose status are "OS" or "RE" for the past 3 consecutive years
Algodones | 2475 | 3 | O/G Steam | New Mexico | 15 | Dropped - Units whose status are "OS" or "RE" for the past 3 consecutive years
Ravenswood | 2500 | GT21 | Combustion Turbine | New York | 30.6 | Dropped - Units whose status are "OS" or "RE" for the past 3 consecutive years
Ravenswood | 2500 | GT22 | Combustion Turbine | New York | 32 | Dropped - Units whose status are "OS" or "RE" for the past 3 consecutive years
Ravenswood | 2500 | GT23 | Combustion Turbine | New York | 30.7 | Dropped - Units whose status are "OS" or "RE" for the past 3 consecutive years
Ravenswood | 2500 | GT24 | Combustion Turbine | New York | 30.9 | Dropped - Units whose status are "OS" or "RE" for the past 3 consecutive years
Ravenswood | 2500 | GT31 | Combustion Turbine | New York | 30.7 | Dropped - Units whose status are "OS" or "RE" for the past 3 consecutive years
Ravenswood | 2500 | GT32 | Combustion Turbine | New York | 29.7 | Dropped - Units whose status are "OS" or "RE" for the past 3 consecutive years
Ravenswood | 2500 | GT34 | Combustion Turbine | New York | 29.8 | Dropped - Units whose status are "OS" or "RE" for the past 3 consecutive years
59th Street | 2503 | GT1 | Combustion Turbine | New York | 13.1 | Dropped - Retired/Planned Retirement by 06/2028
74th Street | 2504 | GT1 | Combustion Turbine | New York | 18.5 | Dropped - Retired/Planned Retirement by 06/2028
74th Street | 2504 | GT2 | Combustion Turbine | New York | 19.3 | Dropped - Retired/Planned Retirement by 06/2028
Cadyville | 2522 | 1 | Hydro | New York | 1.2 | Dropped - Units whose status are "OS" or "RE" for the past 3 consecutive years
High Falls - Saranac NY | 2530 | 2 | Hydro | New York | 4 | Dropped - Units whose status are "OS" or "RE" for the past 3 consecutive years
Wiscoy 170 | 2646 | 1 | Hydro | New York | 0.6 | Dropped - Units whose status are "OS" or "RE" for the past 3 consecutive years
Wiscoy 170 | 2646 | 2 | Hydro | New York | 0.4 | Dropped - Units whose status are "OS" or "RE" for the past 3 consecutive years
Greenport | 2681 | 2 | Combustion Turbine | New York | 1.5 | Dropped - Units whose status are "OS" or "RE" for the past 3 consecutive years
Greenport | 2681 | 7 | Combustion Turbine | New York | 1.6 | Dropped - Units whose status are "OS" or "RE" for the past 3 consecutive years
G G Allen | 2718 | 1 | Coal Steam | North Carolina | 162 | Dropped - Retired/Planned Retirement by 06/2028
G G Allen | 2718 | 5 | Coal Steam | North Carolina | 259 | Dropped - Retired/Planned Retirement by 06/2028
Miami Fort | 2832 | 7 | Coal Steam | Ohio | 510 | Dropped - Retired/Planned Retirement by 06/2028
Miami Fort | 2832 | 8 | Coal Steam | Ohio | 510 | Dropped - Retired/Planned Retirement by 06/2028
W H Sammis | 2866 | 5 | Coal Steam | Ohio | 290 | Dropped - Retired/Planned Retirement by 06/2028
W H Sammis | 2866 | 6 | Coal Steam | Ohio | 600 | Dropped - Retired/Planned Retirement by 06/2028
W H Sammis | 2866 | 7 | Coal Steam | Ohio | 600 | Dropped - Retired/Planned Retirement by 06/2028
W H Sammis | 2866 | A1 | Combustion Turbine | Ohio | 3 | Dropped - Retired/Planned Retirement by 06/2028
W H Sammis | 2866 | B1 | Combustion Turbine | Ohio | 3 | Dropped - Retired/Planned Retirement by 06/2028
W H Sammis | 2866 | B2 | Combustion Turbine | Ohio | 3 | Dropped - Retired/Planned Retirement by 06/2028
W H Sammis | 2866 | B3 | Combustion Turbine | Ohio | 2 | Dropped - Retired/Planned Retirement by 06/2028
W H Sammis | 2866 | B4 | Combustion Turbine | Ohio | 2 | Dropped - Retired/Planned Retirement by 06/2028
Collinwood | 2906 | 3 | Combustion Turbine | Ohio | 16 | Dropped - Units whose status are "OS" or "RE" for the past 3 consecutive years
Orrville | 2935 | 7 | Coal Steam | Ohio | 5 | Dropped - Units whose status are "OS" or "RE" for the past 3 consecutive years
Orrville | 2935 | 8 | Coal Steam | Ohio | 7.5 | Dropped - Units whose status are "OS" or "RE" for the past 3 consecutive years
Southwestern | 2964 | 1 | O/G Steam | Oklahoma | 56 | Dropped - Retired/Planned Retirement by 06/2028
Southwestern | 2964 | IC1 | Combustion Turbine | Oklahoma | 2 | Dropped - Units whose status are "OS" or "RE" for the past 3 consecutive years
Weleetka | 2966 | 4 | Combustion Turbine | Oklahoma | 55 | Dropped - Retired/Planned Retirement by 06/2028
Weleetka | 2966 | 5 | Combustion Turbine | Oklahoma | 53 | Dropped - Retired/Planned Retirement by 06/2028
Pensacola | 2981 | A | Hydro | Oklahoma | 0.5 | Dropped - Units whose status are "OS" or "RE" for the past 3 consecutive years
Robert S Kerr | 2985 | 3 | Hydro | Oklahoma | 37.6 | Dropped - Units whose status are "OS" or "RE" for the past 3 consecutive years
Mangum | 2991 | 1 | Combustion Turbine | Oklahoma | 0.9 | Dropped - Units whose status are "OS" or "RE" for the past 3 consecutive years
Pawhuska | 2995 | 1 | Combustion Turbine | Oklahoma | 1.1 | Dropped - Units whose status are "OS" or "RE" for the past 3 consecutive years
Carmen Smith | 3067 | 3 | Hydro | Oregon | 3.8 | Dropped - Retired/Planned Retirement by 06/2028
Leaburg | 3068 | 1 | Hydro | Oregon | 4 | Dropped - Units whose status are "OS" or "RE" for the past 3 consecutive years
Leaburg | 3068 | 2 | Hydro | Oregon | 4 | Dropped - Units whose status are "OS" or "RE" for the past 3 consecutive years
New Castle Plant | 3138 | EMDB | Combustion Turbine | Pennsylvania | 2.5 | Dropped - Units whose status are "OS" or "RE" for the past 3 consecutive years
TalenEnergy Martins Creek | 3148 | CTG1 | Combustion Turbine | Pennsylvania | 18 | Dropped - Retired/Planned Retirement by 06/2028
TalenEnergy Martins Creek | 3148 | CTG2 | Combustion Turbine | Pennsylvania | 17.3 | Dropped - Retired/Planned Retirement by 06/2028
TalenEnergy Martins Creek | 3148 | CTG4 | Combustion Turbine | Pennsylvania | 17.2 | Dropped - Retired/Planned Retirement by 06/2028
Coit GT | 3281 | 1 | Combustion Turbine | South Carolina | 14 | Dropped - Retired/Planned Retirement by 06/2028
Coit GT | 3281 | 2 | Combustion Turbine | South Carolina | 12 | Dropped - Retired/Planned Retirement by 06/2028
Columbia Canal Hydro | 3283 | 1 | Hydro | South Carolina | 1.3 | Dropped - Units whose status are "OS" or "RE" for the past 3 consecutive years
Columbia Canal Hydro | 3283 | 2 | Hydro | South Carolina | 1.7 | Dropped - Units whose status are "OS" or "RE" for the past 3 consecutive years
Columbia Canal Hydro | 3283 | 3 | Hydro | South Carolina | 1.3 | Dropped - Units whose status are "OS" or "RE" for the past 3 consecutive years
Columbia Canal Hydro | 3283 | 4 | Hydro | South Carolina | 1.3 | Dropped - Units whose status are "OS" or "RE" for the past 3 consecutive years
Columbia Canal Hydro | 3283 | 5 | Hydro | South Carolina | 1.7 | Dropped - Units whose status are "OS" or "RE" for the past 3 consecutive years
Columbia Canal Hydro | 3283 | 6 | Hydro | South Carolina | 1.3 | Dropped - Units whose status are "OS" or "RE" for the past 3 consecutive years
Columbia Canal Hydro | 3283 | 7 | Hydro | South Carolina | 1.3 | Dropped - Units whose status are "OS" or "RE" for the past 3 consecutive years
Parr GT | 3291 | GT1 | Combustion Turbine | South Carolina | 13.5 | Dropped - Retired/Planned Retirement by 06/2028
Parr GT | 3291 | GT2 | Combustion Turbine | South Carolina | 13.5 | Dropped - Retired/Planned Retirement by 06/2028
Parr GT | 3291 | GT3 | Combustion Turbine | South Carolina | 16.5 | Dropped - Retired/Planned Retirement by 06/2028
Parr GT | 3291 | GT4 | Combustion Turbine | South Carolina | 16.5 | Dropped - Retired/Planned Retirement by 06/2028
Allen | 3393 | G10 | Combustion Turbine | Tennessee | 15.1 | Dropped - Retired/Planned Retirement by 06/2028
Allen | 3393 | G11 | Combustion Turbine | Tennessee | 15.1 | Dropped - Retired/Planned Retirement by 06/2028
Allen | 3393 | G12 | Combustion Turbine | Tennessee | 15.1 | Dropped - Retired/Planned Retirement by 06/2028
Allen | 3393 | G13 | Combustion Turbine | Tennessee | 15.1 | Dropped - Retired/Planned Retirement by 06/2028
Allen | 3393 | G14 | Combustion Turbine | Tennessee | 15.1 | Dropped - Retired/Planned Retirement by 06/2028
Allen | 3393 | G15 | Combustion Turbine | Tennessee | 15.1 | Dropped - Retired/Planned Retirement by 06/2028
Allen | 3393 | G16 | Combustion Turbine | Tennessee | 15.1 | Dropped - Retired/Planned Retirement by 06/2028
Allen | 3393 | G17 | Combustion Turbine | Tennessee | 46.4 | Dropped - Retired/Planned Retirement by 06/2028
Allen | 3393 | G18 | Combustion Turbine | Tennessee | 46.4 | Dropped - Retired/Planned Retirement by 06/2028
Allen | 3393 | G19 | Combustion Turbine | Tennessee | 46.4 | Dropped - Retired/Planned Retirement by 06/2028
Allen | 3393 | G20 | Combustion Turbine | Tennessee | 46.4 | Dropped - Retired/Planned Retirement by 06/2028
Allen | 3393 | GT1 | Combustion Turbine | Tennessee | 15.1 | Dropped - Retired/Planned Retirement by 06/2028
Allen | 3393 | GT2 | Combustion Turbine | Tennessee | 15.1 | Dropped - Retired/Planned Retirement by 06/2028
Allen | 3393 | GT3 | Combustion Turbine | Tennessee | 15.1 | Dropped - Retired/Planned Retirement by 06/2028
Allen | 3393 | GT4 | Combustion Turbine | Tennessee | 15.1 | Dropped - Retired/Planned Retirement by 06/2028
Allen | 3393 | GT5 | Combustion Turbine | Tennessee | 15.1 | Dropped - Retired/Planned Retirement by 06/2028
Allen | 3393 | GT6 | Combustion Turbine | Tennessee | 15.1 | Dropped - Retired/Planned Retirement by 06/2028
Allen | 3393 | GT7 | Combustion Turbine | Tennessee | 15.1 | Dropped - Retired/Planned Retirement by 06/2028
Allen | 3393 | GT8 | Combustion Turbine | Tennessee | 15.1 | Dropped - Retired/Planned Retirement by 06/2028
Allen | 3393 | GT9 | Combustion Turbine | Tennessee | 15.1 | Dropped - Retired/Planned Retirement by 06/2028
Bull Run | 3396 | 1 | Coal Steam | Tennessee | 865 | Dropped - Retired/Planned Retirement by 06/2028
Cumberland (TN) | 3399 | 2 | Coal Steam | Tennessee | 1231 | Dropped - Retired/Planned Retirement by 06/2028
Johnsonville | 3406 | G10 | Combustion Turbine | Tennessee | 47.1 | Dropped - Retired/Planned Retirement by 06/2028
Johnsonville | 3406 | G11 | Combustion Turbine | Tennessee | 47.1 | Dropped - Retired/Planned Retirement by 06/2028
Johnsonville | 3406 | G12 | Combustion Turbine | Tennessee | 47.1 | Dropped - Retired/Planned Retirement by 06/2028
Johnsonville | 3406 | G13 | Combustion Turbine | Tennessee | 47.1 | Dropped - Retired/Planned Retirement by 06/2028
Johnsonville | 3406 | G14 | Combustion Turbine | Tennessee | 47.1 | Dropped - Retired/Planned Retirement by 06/2028
Johnsonville | 3406 | G15 | Combustion Turbine | Tennessee | 47.1 | Dropped - Retired/Planned Retirement by 06/2028
Johnsonville | 3406 | G16 | Combustion Turbine | Tennessee | 47.1 | Dropped - Retired/Planned Retirement by 06/2028
Johnsonville | 3406 | GT1 | Combustion Turbine | Tennessee | 47.1 | Dropped - Retired/Planned Retirement by 06/2028
Johnsonville | 3406 | GT2 | Combustion Turbine | Tennessee | 47.1 | Dropped - Retired/Planned Retirement by 06/2028
Johnsonville | 3406 | GT3 | Combustion Turbine | Tennessee | 47.1 | Dropped - Retired/Planned Retirement by 06/2028
Johnsonville | 3406 | GT4 | Combustion Turbine | Tennessee | 47.1 | Dropped - Retired/Planned Retirement by 06/2028
Johnsonville | 3406 | GT5 | Combustion Turbine | Tennessee | 47.1 | Dropped - Retired/Planned Retirement by 06/2028
Johnsonville | 3406 | GT6 | Combustion Turbine | Tennessee | 47.1 | Dropped - Retired/Planned Retirement by 06/2028
Johnsonville | 3406 | GT7 | Combustion Turbine | Tennessee | 47.1 | Dropped - Retired/Planned Retirement by 06/2028
Johnsonville | 3406 | GT8 | Combustion Turbine | Tennessee | 47.1 | Dropped - Retired/Planned Retirement by 06/2028
Johnsonville | 3406 | GT9 | Combustion Turbine | Tennessee | 47.1 | Dropped - Retired/Planned Retirement by 06/2028
Kingston | 3407 | 1 | Coal Steam | Tennessee | 132 | Dropped - Retired/Planned Retirement by 06/2028
Kingston | 3407 | 2 | Coal Steam | Tennessee | 132 | Dropped - Retired/Planned Retirement by 06/2028
Kingston | 3407 | 3 | Coal Steam | Tennessee | 132 | Dropped - Retired/Planned Retirement by 06/2028
Kingston | 3407 | 4 | Coal Steam | Tennessee | 132 | Dropped - Retired/Planned Retirement by 06/2028
Kingston | 3407 | 5 | Coal Steam | Tennessee | 174 | Dropped - Retired/Planned Retirement by 06/2028
Kingston | 3407 | 6 | Coal Steam | Tennessee | 174 | Dropped - Retired/Planned Retirement by 06/2028
Kingston | 3407 | 7 | Coal Steam | Tennessee | 174 | Dropped - Retired/Planned Retirement by 06/2028
Kingston | 3407 | 8 | Coal Steam | Tennessee | 174 | Dropped - Retired/Planned Retirement by 06/2028
Kingston | 3407 | 9 | Coal Steam | Tennessee | 174 | Dropped - Retired/Planned Retirement by 06/2028
Newman | 3456 | 1 | O/G Steam | Texas | 76 | Dropped - Retired/Planned Retirement by 06/2028
Newman | 3456 | 2 | O/G Steam | Texas | 76 | Dropped - Retired/Planned Retirement by 06/2028
Newman | 3456 | CT1 | Combined Cycle | Texas | 69 | Dropped - Retired/Planned Retirement by 06/2028
Newman | 3456 | CT2 | Combined Cycle | Texas | 69 | Dropped - Retired/Planned Retirement by 06/2028
Sabine | 3459 | 1 | O/G Steam | Texas | 211.6 | Dropped - Retired/Planned Retirement by 06/2028
Sabine | 3459 | 3 | O/G Steam | Texas | 367.9 | Dropped - Retired/Planned Retirement by 06/2028
Sabine | 3459 | 4 | O/G Steam | Texas | 495 | Dropped - Retired/Planned Retirement by 06/2028
W A Parish | 3470 | 1 | O/G Steam | Texas | 169 | Dropped - Retired/Planned Retirement by 06/2028
W A Parish | 3470 | 2 | O/G Steam | Texas | 169 | Dropped - Retired/Planned Retirement by 06/2028
W A Parish | 3470 | 3 | O/G Steam | Texas | 273 | Dropped - Retired/Planned Retirement by 06/2028
W A Parish | 3470 | 4 | O/G Steam | Texas | 552 | Dropped - Retired/Planned Retirement by 06/2028
Nichols | 3484 | 2 | O/G Steam | Texas | 106 | Dropped - Retired/Planned Retirement by 06/2028
Plant X | 3485 | 4 | O/G Steam | Texas | 190 | Dropped - Retired/Planned Retirement by 06/2028
Dunlap TP 1 | 3582 | 1 | Hydro | Texas | 1.8 | Dropped - Units whose status are "OS" or "RE" for the past 3 consecutive years
Dunlap TP 1 | 3582 | 2 | Hydro | Texas | 1.8 | Dropped - Units whose status are "OS" or "RE" for the past 3 consecutive years
H 5 | 3584 | 1 | Hydro | Texas | 2.4 | Dropped - Units whose status are "OS" or "RE" for the past 3 consecutive years
O W Sommers | 3611 | 1 | O/G Steam | Texas | 420 | Dropped - Retired/Planned Retirement by 06/2028
V H Braunig | 3612 | 1 | O/G Steam | Texas | 217 | Dropped - Retired/Planned Retirement by 06/2028
V H Braunig | 3612 | 2 | O/G Steam | Texas | 230 | Dropped - Retired/Planned Retirement by 06/2028
V H Braunig | 3612 | 3 | O/G Steam | Texas | 412 | Dropped - Retired/Planned Retirement by 06/2028
Reusens | 3779 | 4 | Hydro | Virginia | 2.5 | Dropped - Units whose status are "OS" or "RE" for the past 3 consecutive years
Chesterfield | 3797 | 5 | Coal Steam | Virginia | 336 | Dropped - Retired/Planned Retirement by 06/2028
Chesterfield | 3797 | 6 | Coal Steam | Virginia | 670 | Dropped - Retired/Planned Retirement by 06/2028
Yorktown | 3809 | 3 | O/G Steam | Virginia | 790 | Dropped - Retired/Planned Retirement by 06/2028
Philpott Lake | 3834 | 2 | Hydro | Virginia | 10.7 | Dropped - Units whose status are "OS" or "RE" for the past 3 consecutive years
Transalta Centralia Generation | 3845 | 2 | Coal Steam | Washington | 0 | Dropped - Retired/Planned Retirement by 06/2028
Biron | 3971 | 3 | Hydro | Wisconsin | 0.4 | Dropped - Units whose status are "OS" or "RE" for the past 3 consecutive years
Biron | 3971 | 4 | Hydro | Wisconsin | 0.4 | Dropped - Units whose status are "OS" or "RE" for the past 3 consecutive years
Biron | 3971 | 5 | Hydro | Wisconsin | 0.4 | Dropped - Units whose status are "OS" or "RE" for the past 3 consecutive years
Biron | 3971 | 7 | Hydro | Wisconsin | 0.4 | Dropped - Units whose status are "OS" or "RE" for the past 3 consecutive years
Stevens Point | 3973 | 6 | Hydro | Wisconsin | 0.8 | Dropped - Units whose status are "OS" or "RE" for the past 3 consecutive years
Whiting | 3975 | 1 | Hydro | Wisconsin | 1.2 | Dropped - Units whose status are "OS" or "RE" for the past 3 consecutive years
Whiting | 3975 | 3 | Hydro | Wisconsin | 0.5 | Dropped - Units whose status are "OS" or "RE" for the past 3 consecutive years
White River (WI) | 3989 | 1 | Hydro | Wisconsin | 0.2 | Dropped - Retired/Planned Retirement by 06/2028
White River (WI) | 3989 | 2 | Hydro | Wisconsin | 0.2 | Dropped - Retired/Planned Retirement by 06/2028
St Croix Falls | 4011 | 1 | Hydro | Wisconsin | 1.8 | Dropped - Retired/Planned Retirement by 06/2028
St Croix Falls | 4011 | 2 | Hydro | Wisconsin | 1.8 | Dropped - Retired/Planned Retirement by 06/2028
St Croix Falls | 4011 | 3 | Hydro | Wisconsin | 1.9 | Dropped - Retired/Planned Retirement by 06/2028
St Croix Falls | 4011 | 4 | Hydro | Wisconsin | 1.9 | Dropped - Retired/Planned Retirement by 06/2028
St Croix Falls | 4011 | 5 | Hydro | Wisconsin | 2 | Dropped - Retired/Planned Retirement by 06/2028
St Croix Falls | 4011 | 6 | Hydro | Wisconsin | 1.9 | Dropped - Retired/Planned Retirement by 06/2028
St Croix Falls | 4011 | 7 | Hydro | Wisconsin | 2 | Dropped - Retired/Planned Retirement by 06/2028
St Croix Falls | 4011 | 8 | Hydro | Wisconsin | 1.9 | Dropped - Retired/Planned Retirement by 06/2028
Trego | 4012 | 1 | Hydro | Wisconsin | 0.4 | Dropped - Retired/Planned Retirement by 06/2028
Trego | 4012 | 2 | Hydro | Wisconsin | 0.3 | Dropped - Retired/Planned Retirement by 06/2028
Wheaton | 4014 | 1 | Combustion Turbine | Wisconsin | 44 | Dropped - Retired/Planned Retirement by 06/2028
Wheaton | 4014 | 2 | Combustion Turbine | Wisconsin | 51 | Dropped - Retired/Planned Retirement by 06/2028
Wheaton | 4014 | 3 | Combustion Turbine | Wisconsin | 44 | Dropped - Retired/Planned Retirement by 06/2028
Wheaton | 4014 | 4 | Combustion Turbine | Wisconsin | 47 | Dropped - Retired/Planned Retirement by 06/2028
Wheaton | 4014 | 6 | Combustion Turbine | Wisconsin | 48 | Dropped - Retired/Planned Retirement by 06/2028
South Oak Creek | 4041 | 5 | Coal Steam | Wisconsin | 242.2 | Dropped - Retired/Planned Retirement by 06/2028
South Oak Creek | 4041 | 6 | Coal Steam | Wisconsin | 253.8 | Dropped - Retired/Planned Retirement by 06/2028
South Oak Creek | 4041 | 7 | Coal Steam | Wisconsin | 306.5 | Dropped - Retired/Planned Retirement by 06/2028
South Oak Creek | 4041 | 8 | Coal Steam | Wisconsin | 309.5 | Dropped - Retired/Planned Retirement by 06/2028
Edgewater | 4050 | 5 | Coal Steam | Wisconsin | 416.8 | Dropped - Retired/Planned Retirement by 06/2028
West Marinette | 4076 | 31 | Combustion Turbine | Wisconsin | 38.1 | Dropped - Retired/Planned Retirement by 06/2028
West Marinette | 4076 | 32 | Combustion Turbine | Wisconsin | 36.7 | Dropped - Retired/Planned Retirement by 06/2028
Weston | 4078 | 31 | Combustion Turbine | Wisconsin | 16.1 | Dropped - Retired/Planned Retirement by 06/2028
Weston | 4078 | 32 | Combustion Turbine | Wisconsin | 46.5 | Dropped - Retired/Planned Retirement by 06/2028
Barron | 4102 | 7 | Combustion Turbine | Wisconsin | 0.6 | Dropped - Units whose status are "OS" or "RE" for the past 3 consecutive years
Dave Johnston | 4158 | 3 | Coal Steam | Wyoming | 220 | Dropped - Retired/Planned Retirement by 06/2028
Naughton | 4162 | 1 | Coal Steam | Wyoming | 156 | Dropped - Retired/Planned Retirement by 06/2028
Naughton | 4162 | 2 | Coal Steam | Wyoming | 201 | Dropped - Retired/Planned Retirement by 06/2028
Pleasants Power Station | 6004 | 1 | Coal Steam | West Virginia | 639 | Dropped - Retired/Planned Retirement by 06/2028
Pleasants Power Station | 6004 | 2 | Coal Steam | West Virginia | 639 | Dropped - Retired/Planned Retirement by 06/2028
Newton | 6017 | 1 | Coal Steam | Illinois | 595 | Dropped - Retired/Planned Retirement by 06/2028
Craig (CO) | 6021 | 1 | Coal Steam | Colorado | 427 | Dropped - Retired/Planned Retirement by 06/2028
Kahului | 6056 | 1 | O/G Steam | Hawaii | 4.7 | Dropped - Retired/Planned Retirement by 06/2028
Kahului | 6056 | 2 | O/G Steam | Hawaii | 4.8 | Dropped - Retired/Planned Retirement by 06/2028
Kahului | 6056 | 3 | O/G Steam | Hawaii | 11 | Dropped - Retired/Planned Retirement by 06/2028
Kahului | 6056 | 4 | O/G Steam | Hawaii | 11.9 | Dropped - Retired/Planned Retirement by 06/2028
Victor J Daniel Jr | 6073 | 1 | Coal Steam | Mississippi | 502 | Dropped - Retired/Planned Retirement by 06/2028
Victor J Daniel Jr | 6073 | 2 | Coal Steam | Mississippi | 502 | Dropped - Retired/Planned Retirement by 06/2028
R M Schahfer | 6085 | 17 | Coal Steam | Indiana | 361 | Dropped - Retired/Planned Retirement by 06/2028
R M Schahfer | 6085 | 18 | Coal Steam | Indiana | 361 | Dropped - Retired/Planned Retirement by 06/2028
Sherburne County | 6090 | 1 | Coal Steam | Minnesota | 680 | Dropped - Retired/Planned Retirement by 06/2028
Sherburne County | 6090 | 2 | Coal Steam | Minnesota | 682 | Dropped - Retired/Planned Retirement by 06/2028
Diablo Canyon | 6099 | 1 | Nuclear | California | 1122 | Dropped - Retired/Planned Retirement by 06/2028
Diablo Canyon | 6099 | 2 | Nuclear | California | 1118 | Dropped - Retired/Planned Retirement by 06/2028
Helms Pumped Storage | 6100 | 1 | Pumped Storage | California | 404 | Dropped - Units whose status are "OS" or "RE" for the past 3 consecutive years
A B Brown | 6137 | 1 | Coal Steam | Indiana | 245 | Dropped - Retired/Planned Retirement by 06/2028
A B Brown | 6137 | 2 | Coal Steam | Indiana | 240 | Dropped - Retired/Planned Retirement by 06/2028
Welsh | 6139 | 1 | Coal Steam | Texas | 500 | Dropped - Retired/Planned Retirement by 06/2028
Welsh | 6139 | 3 | Coal Steam | Texas | 500 | Dropped - Retired/Planned Retirement by 06/2028
Ozark | 6142 | 4 | Hydro | Arkansas | 23 | Dropped - Units whose status are "OS" or "RE" for the past 3 consecutive years
Bellefonte | 6150 | DG-1 | Combustion Turbine | Alabama | 7 | Dropped - Units whose status are "OS" or "RE" for the past 3 consecutive years
Bellefonte | 6150 | DG-2 | Combustion Turbine | Alabama | 7 | Dropped - Units whose status are "OS" or "RE" for the past 3 consecutive years
Coleto Creek | 6178 | 1 | Coal Steam | Texas | 655 | Dropped - Retired/Planned Retirement by 06/2028
J T Deely | 6181 | 1 | Coal Steam | Texas | 420 | Dropped - Units whose status are "OS" or "RE" for the past 3 consecutive years
J T Deely | 6181 | 2 | Coal Steam | Texas | 420 | Dropped - Units whose status are "OS" or "RE" for the past 3 consecutive years
Rock Island | 6200 | B-1 | Hydro | Washington | 15 | Dropped - Units whose status are "OS" or "RE" for the past 3 consecutive years
Rock Island | 6200 | B-2 | Hydro | Washington | 15 | Dropped - Units whose status are "OS" or "RE" for the past 3 consecutive years
Apple River | 6231 | 1 | Hydro | Wisconsin | 0.4 | Dropped - Retired/Planned Retirement by 06/2028
Apple River | 6231 | 3 | Hydro | Wisconsin | 0.5 | Dropped - Retired/Planned Retirement by 06/2028
Apple River | 6231 | 4 | Hydro | Wisconsin | 0.5 | Dropped - Retired/Planned Retirement by 06/2028
Swift 2 | 6265 | 21 | Hydro | Washington | 34 | Dropped - Units whose status are "OS" or "RE" for the past 3 consecutive years
Swift 2 | 6265 | 22 | Hydro | Washington | 31 | Dropped - Units whose status are "OS" or "RE" for the past 3 consecutive years
Kodiak Microgrid | 6281 | 1 | Combustion Turbine | Alaska | 2.5 | Dropped - in Alaska or in Hawaii or Puerto Rico
Kodiak Microgrid | 6281 | 2c | Combustion Turbine | Alaska | 4.4 | Dropped - in Alaska or in Hawaii or Puerto Rico
Kodiak Microgrid | 6281 | 3c | Combustion Turbine | Alaska | 4.4 | Dropped - in Alaska or in Hawaii or Puerto Rico
Kodiak Microgrid | 6281 | 4 | Combustion Turbine | Alaska | 7 | Dropped - in Alaska or in Hawaii or Puerto Rico
Port Lions Microgrid | 6282 | 5 | Combustion Turbine | Alaska | 0.5 | Dropped - in Alaska or in Hawaii or Puerto Rico
Seldovia | 6283 | 5 | Combustion Turbine | Alaska | 1.2 | Dropped - in Alaska or in Hawaii or Puerto Rico
Seldovia | 6283 | 7 | Combustion Turbine | Alaska | 1 | Dropped - in Alaska or in Hawaii or Puerto Rico
North Pole | 6285 | 1 | Combustion Turbine | Alaska | 44 | Dropped - in Alaska or in Hawaii or Puerto Rico
North Pole | 6285 | 2 | Combustion Turbine | Alaska | 50 | Dropped - in Alaska or in Hawaii or Puerto Rico
North Pole | 6285 | GT3 | Fossil Waste | Alaska | 41 | Dropped - in Alaska or in Hawaii or Puerto Rico
North Pole | 6285 | STG1 | Fossil Waste | Alaska | 10 | Dropped - in Alaska or in Hawaii or Puerto Rico
Fairbanks | 6286 | 5 | Combustion Turbine | Alaska | 2.8 | Dropped - in Alaska or in Hawaii or Puerto Rico
Fairbanks | 6286 | 6 | Combustion Turbine | Alaska | 2.8 | Dropped - in Alaska or in Hawaii or Puerto Rico
Fairbanks | 6286 | GT1 | Combustion Turbine | Alaska | 15.5 | Dropped - in Alaska or in Hawaii or Puerto Rico
Fairbanks | 6286 | GT2 | Combustion Turbine | Alaska | 15 | Dropped - in Alaska or in Hawaii or Puerto Rico
Healy | 6288 | 1 | Coal Steam | Alaska | 25 | Dropped - in Alaska or in Hawaii or Puerto Rico
Healy | 6288 | 2 | Coal Steam | Alaska | 50 | Dropped - in Alaska or in Hawaii or Puerto Rico
Healy | 6288 | IC1 | Combustion Turbine | Alaska | 2.8 | Dropped - in Alaska or in Hawaii or Puerto Rico
Cooper Lake | 6291 | 1 | Hydro | Alaska | 9.7 | Dropped - in Alaska or in Hawaii or Puerto Rico
Cooper Lake | 6291 | 2 | Hydro | Alaska | 9.7 | Dropped - in Alaska or in Hawaii or Puerto Rico
Bernice Lake | 6292 | 2 | Combustion Turbine | Alaska | 17 | Dropped - in Alaska or in Hawaii or Puerto Rico
Bernice Lake | 6292 | 3 | Combustion Turbine | Alaska | 22.9 | Dropped - in Alaska or in Hawaii or Puerto Rico
Bernice Lake | 6292 | 4 | Combustion Turbine | Alaska | 22.5 | Dropped - in Alaska or in Hawaii or Puerto Rico
International | 6293 | 1 | Combustion Turbine | Alaska | 12.6 | Dropped - in Alaska or in Hawaii or Puerto Rico
Unalakleet | 6299 | 5 | Combustion Turbine | Alaska | 0.4 | Dropped - in Alaska or in Hawaii or Puerto Rico
Unalakleet | 6299 | 6 | Combustion Turbine | Alaska | 0.4 | Dropped - in Alaska or in Hawaii or Puerto Rico
Unalakleet | 6299 | 7 | Combustion Turbine | Alaska | 0.4 | Dropped - in Alaska or in Hawaii or Puerto Rico
Unalakleet | 6299 | 8 | Combustion Turbine | Alaska | 0.4 | Dropped - in Alaska or in Hawaii or Puerto Rico
Naknek | 6301 | 4A | Combustion Turbine | Alaska | 1.3 | Dropped - in Alaska or in Hawaii or Puerto Rico
Naknek | 6301 | 5A | Combustion Turbine | Alaska | 1 | Dropped - in Alaska or in Hawaii or Puerto Rico
Naknek | 6301 | 6A | Combustion Turbine | Alaska | 1 | Dropped - in Alaska or in Hawaii or Puerto Rico
Naknek | 6301 | 7A | Combustion Turbine | Alaska | 1 | Dropped - in Alaska or in Hawaii or Puerto Rico
Naknek | 6301 | 8 | Combustion Turbine | Alaska | 1 | Dropped - in Alaska or in Hawaii or Puerto Rico
Naknek | 6301 | NA1 | Combustion Turbine | Alaska | 1.1 | Dropped - in Alaska or in Hawaii or Puerto Rico
Naknek | 6301 | NA2 | Combustion Turbine | Alaska | 1.1 | Dropped - in Alaska or in Hawaii or Puerto Rico
Naknek | 6301 | NA3 | Combustion Turbine | Alaska | 0.8 | Dropped - in Alaska or in Hawaii or Puerto Rico
Naknek | 6301 | NA4 | Combustion Turbine | Alaska | 0.8 | Dropped - in Alaska or in Hawaii or Puerto Rico
Naknek | 6301 | NA5 | Combustion Turbine | Alaska | 0.8 | Dropped - in Alaska or in Hawaii or Puerto Rico
Naknek | 6301 | NA6 | Combustion Turbine | Alaska | 3 | Dropped - in Alaska or in Hawaii or Puerto Rico
Naknek | 6301 | NA7 | Combustion Turbine | Alaska | 3 | Dropped - in Alaska or in Hawaii or Puerto Rico
Purple Lake | 6302 | 1 | Hydro | Alaska | 1.3 | Dropped - in Alaska or in Hawaii or Puerto Rico
Purple Lake | 6302 | 2 | Hydro | Alaska | 1.3 | Dropped - in Alaska or in Hawaii or Puerto Rico
Purple Lake | 6302 | 3 | Hydro | Alaska | 1.3 | Dropped - in Alaska or in Hawaii or Puerto Rico
Kotzebue Hybrid | 6304 | 10 | Combustion Turbine | Alaska | 3 | Dropped - in Alaska or in Hawaii or Puerto Rico
Kotzebue Hybrid | 6304 | 11wt | Onshore Wind | Alaska | 0.1 | Dropped - Retired/Planned Retirement by 06/2028
Kotzebue Hybrid | 6304 | 13WT | Onshore Wind | Alaska | 0.1 | Dropped - Retired/Planned Retirement by 06/2028
Kotzebue Hybrid | 6304 | 14 | Combustion Turbine | Alaska | 2.8 | Dropped - in Alaska or in Hawaii or Puerto Rico
Kotzebue Hybrid | 6304 | 14wt | Onshore Wind | Alaska | 0.1 | Dropped - Retired/Planned Retirement by 06/2028
Kotzebue Hybrid | 6304 | 15 | Combustion Turbine | Alaska | 2.8 | Dropped - in Alaska or in Hawaii or Puerto Rico
Kotzebue Hybrid | 6304 | 15WT | Onshore Wind | Alaska | 0.1 | Dropped - Retired/Planned Retirement by 06/2028
Kotzebue Hybrid | 6304 | 16 | Combustion Turbine | Alaska | 1.4 | Dropped - in Alaska or in Hawaii or Puerto Rico
Kotzebue Hybrid | 6304 | 16WT | Onshore Wind | Alaska | 0.1 | Dropped - Retired/Planned Retirement by 06/2028
Kotzebue Hybrid | 6304 | 17 | Combustion Turbine | Alaska | 0.7 | Dropped - in Alaska or in Hawaii or Puerto Rico
Kotzebue Hybrid | 6304 | 17WT | Onshore Wind | Alaska | 0.1 | Dropped - Retired/Planned Retirement by 06/2028
Kotzebue Hybrid | 6304 | 18WT | Onshore Wind | Alaska | 0.9 | Dropped - in Alaska or in Hawaii or Puerto Rico
Kotzebue Hybrid | 6304 | 19WT | Onshore Wind | Alaska | 0.9 | Dropped - in Alaska or in Hawaii or Puerto Rico
Kotzebue Hybrid | 6304 | 1WT | Onshore Wind | Alaska | 0.6 | Dropped - Retired/Planned Retirement by 06/2028
Kotzebue Hybrid | 6304 | 2WT | Onshore Wind | Alaska | 0.1 | Dropped - Retired/Planned Retirement by 06/2028
Kotzebue Hybrid | 6304 | 3WT | Onshore Wind | Alaska | 0.2 | Dropped - Retired/Planned Retirement by 06/2028
Kotzebue Hybrid | 6304 | 7A | Combustion Turbine | Alaska | 1.1 | Dropped - in Alaska or in Hawaii or Puerto Rico
Kotzebue Hybrid | 6304 | ES1 | Energy Storage | Alaska | 1.2 | Dropped - in Alaska or in Hawaii or Puerto Rico
Kotzebue Hybrid | 6304 | PV1 | Solar PV | Alaska | 0.1 | Dropped - in Alaska or in Hawaii or Puerto Rico
Kotzebue Hybrid | 6304 | PV2 | Solar PV | Alaska | 0.1 | Dropped - in Alaska or in Hawaii or Puerto Rico
Kotzebue Hybrid | 6304 | PV3 | Solar PV | Alaska | 0.1 | Dropped - in Alaska or in Hawaii or Puerto Rico
Kotzebue Hybrid | 6304 | PV4 | Solar PV | Alaska | 0.1 | Dropped - in Alaska or in Hawaii or Puerto Rico
Kotzebue Hybrid | 6304 | PV5 | Solar PV | Alaska | 0.1 | Dropped - in Alaska or in Hawaii or Puerto Rico
Kotzebue Hybrid | 6304 | PV6 | Solar PV | Alaska | 0.1 | Dropped - in Alaska or in Hawaii or Puerto Rico
Kotzebue Hybrid | 6304 | PV7 | Solar PV | Alaska | 0.1 | Dropped - in Alaska or in Hawaii or Puerto Rico
Kotzebue Hybrid | 6304 | PV8 | Solar PV | Alaska | 0.1 | Dropped - in Alaska or in Hawaii or Puerto Rico
Glennallen | 6305 | 6 | Combustion Turbine | Alaska | 2.5 | Dropped - in Alaska or in Hawaii or Puerto Rico
Glennallen | 6305 | 7 | Combustion Turbine | Alaska | 2.5 | Dropped - in Alaska or in Hawaii or Puerto Rico
Glennallen | 6305 | 8 | Combustion Turbine | Alaska | 1.2 | Dropped - in Alaska or in Hawaii or Puerto Rico
Glennallen | 6305 | 9 | Combustion Turbine | Alaska | 2.8 | Dropped - in Alaska or in Hawaii or Puerto Rico
Valdez | 6306 | 11 | Combustion Turbine | Alaska | 1.6 | Dropped - in Alaska or in Hawaii or Puerto Rico
Valdez | 6306 | 12 | Combustion Turbine | Alaska | 1.6 | Dropped - in Alaska or in Hawaii or Puerto Rico
Valdez | 6306 | 4 | Combustion Turbine | Alaska | 1.5 | Dropped - in Alaska or in Hawaii or Puerto Rico
Valdez | 6306 | 5 | Combustion Turbine | Alaska | 2 | Dropped - in Alaska or in Hawaii or Puerto Rico
Valdez | 6306 | 6 | Combustion Turbine | Alaska | 0.8 | Dropped - in Alaska or in Hawaii or Puerto Rico
Chevak | 6311 | 1A | Combustion Turbine | Alaska | 0.5 | Dropped - in Alaska or in Hawaii or Puerto Rico
Chevak | 6311 | 2A | Combustion Turbine | Alaska | 0.5 | Dropped - in Alaska or in Hawaii or Puerto Rico
Chevak | 6311 | 3A | Combustion Turbine | Alaska | 0.8 | Dropped - in Alaska or in Hawaii or Puerto Rico
Emmonak | 6314 | 2A | Combustion Turbine | Alaska | 0.5 | Dropped - in Alaska or in Hawaii or Puerto Rico
Emmonak | 6314 | 4a | Combustion Turbine | Alaska | 0.5 | Dropped - in Alaska or in Hawaii or Puerto Rico
Emmonak | 6314 | 5B | Combustion Turbine | Alaska | 1.3 | Dropped - in Alaska or in Hawaii or Puerto Rico
Emmonak | 6314 | 6 | Combustion Turbine | Alaska | 0.9 | Dropped - in Alaska or in Hawaii or Puerto Rico
Hooper Bay | 6319 | 3B | Combustion Turbine | Alaska | 0.4 | Dropped - in Alaska or in Hawaii or Puerto Rico
Hooper Bay | 6319 | 4B | Combustion Turbine | Alaska | 0.5 | Dropped - in Alaska or in Hawaii or Puerto Rico
Hooper Bay | 6319 | 5A | Combustion Turbine | Alaska | 0.8 | Dropped - in Alaska or in Hawaii or Puerto Rico
Hooper Bay | 6319 | 6 | Combustion Turbine | Alaska | 0.5 | Dropped - in Alaska or in Hawaii or Puerto Rico
Kiana | 6323 | 1B | Combustion Turbine | Alaska | 0.3 | Dropped - in Alaska or in Hawaii or Puerto Rico
Kiana | 6323 | 3B | Combustion Turbine | Alaska | 0.4 | Dropped - in Alaska or in Hawaii or Puerto Rico
Kiana | 6323 | 4 | Combustion Turbine | Alaska | 0.5 | Dropped - in Alaska or in Hawaii or Puerto Rico
Mountain Village | 6329 | 1 | Combustion Turbine | Alaska | 0.3 | Dropped - in Alaska or in Hawaii or Puerto Rico
Mountain Village | 6329 | 3B | Combustion Turbine | Alaska | 0.5 | Dropped - Retired/Planned Retirement by 06/2028
Mountain Village | 6329 | 4A | Combustion Turbine | Alaska | 0.8 | Dropped - in Alaska or in Hawaii or Puerto Rico
Mountain Village | 6329 | 5A | Combustion Turbine | Alaska | 0.7 | Dropped - in Alaska or in Hawaii or Puerto Rico
Noorvik | 6330 | 1A | Combustion Turbine | Alaska | 0.3 | Dropped - in Alaska or in Hawaii or Puerto Rico
Noorvik | 6330 | 2B | Combustion Turbine | Alaska | 0.5 | Dropped - in Alaska or in Hawaii or Puerto Rico
Noorvik | 6330 | 3A | Combustion Turbine | Alaska | 0.7 | Dropped - in Alaska or in Hawaii or Puerto Rico
Nunapitchuk | 6333 | 1A | Combustion Turbine | Alaska | 0.5 | Dropped - in Alaska or in Hawaii or Puerto Rico
St Marys IC | 6338 | 1C | Combustion Turbine | Alaska | 0.5 | Dropped - in Alaska or in Hawaii or Puerto Rico
St Marys IC | 6338 | 2A | Combustion Turbine | Alaska | 0.5 | Dropped - in Alaska or in Hawaii or Puerto Rico
St Marys IC | 6338 | 3A | Combustion Turbine | Alaska | 1.8 | Dropped - in Alaska or in Hawaii or Puerto Rico
St Marys IC | 6338 | 4 | Combustion Turbine | Alaska | 1.8 | Dropped - in Alaska or in Hawaii or Puerto Rico
Selawik | 6341 | 1B | Combustion Turbine | Alaska | 0.8 | Dropped - in Alaska or in Hawaii or Puerto Rico
Selawik | 6341 | 2B | Combustion Turbine | Alaska | 0.5 | Dropped - in Alaska or in Hawaii or Puerto Rico
Selawik | 6341 | 3B | Combustion Turbine | Alaska | 0.5 | Dropped - in Alaska or in Hawaii or Puerto Rico
Shishmaref | 6345 | 1 | Combustion Turbine | Alaska | 0.3 | Dropped - in Alaska or in Hawaii or Puerto Rico
Shishmaref | 6345 | 2 | Combustion Turbine | Alaska | 0.3 | Dropped - in Alaska or in Hawaii or Puerto Rico
Shishmaref | 6345 | 3A | Combustion Turbine | Alaska | 0.4 | Dropped - in Alaska or in Hawaii or Puerto Rico
Shishmaref | 6345 | 4A | Combustion Turbine | Alaska | 0.5 | Dropped - in Alaska or in Hawaii or Puerto Rico
Togiak | 6348 | 1 | Combustion Turbine | Alaska | 0.6 | Dropped - in Alaska or in Hawaii or Puerto Rico
Togiak | 6348 | 2B | Combustion Turbine | Alaska | 0.6 | Dropped - in Alaska or in Hawaii or Puerto Rico
Togiak | 6348 | 3 | Combustion Turbine | Alaska | 1.1 | Dropped - in Alaska or in Hawaii or Puerto Rico
Togiak | 6348 | 4C | Combustion Turbine | Alaska | 0.5 | Dropped - in Alaska or in Hawaii or Puerto Rico
Sixth Street Gas Turbine | 6356 | 1 | Combustion Turbine | Michigan | 16 | Dropped - Retired/Planned Retirement by 06/2028
Port Allen (HI) | 6474 | 3 | Combustion Turbine | Hawaii | 2.5 | Dropped - in Alaska or in Hawaii or Puerto Rico
Port Allen (HI) | 6474 | 4 | Combustion Turbine | Hawaii | 1.2 | Dropped - in Alaska or in Hawaii or Puerto Rico
Port Allen (HI) | 6474 | 5 | Combustion Turbine | Hawaii | 2.5 | Dropped - in Alaska or in Hawaii or Puerto Rico
Port Allen (HI) | 6474 | 8 | Combustion Turbine | Hawaii | 7.6 | Dropped - in Alaska or in Hawaii or Puerto Rico
Port Allen (HI) | 6474 | 9 | Combustion Turbine | Hawaii | 7.6 | Dropped - in Alaska or in Hawaii or Puerto Rico
Port Allen (HI) | 6474 | D6 | Combustion Turbine | Hawaii | 7.6 | Dropped - in Alaska or in Hawaii or Puerto Rico
Port Allen (HI) | 6474 | D7 | Combustion Turbine | Hawaii | 7.6 | Dropped - in Alaska or in Hawaii or Puerto Rico
Port Allen (HI) | 6474 | GT1 | Combustion Turbine | Hawaii | 19 | Dropped - in Alaska or in Hawaii or Puerto Rico
Port Allen (HI) | 6474 | GT2 | Combustion Turbine | Hawaii | 21.5 | Dropped - in Alaska or in Hawaii or Puerto Rico
Port Allen (HI) | 6474 | IC1 | Combustion Turbine | Hawaii | 1.5 | Dropped - in Alaska or in Hawaii or Puerto Rico
Port Allen (HI) | 6474 | IC2 | Combustion Turbine | Hawaii | 1.5 | Dropped - in Alaska or in Hawaii or Puerto Rico
San Francisquito 2 | 6480 | 1 | Hydro | California | 14.5 | Dropped - Units whose status are "OS" or "RE" for the past 3 consecutive years
Intermountain Power Project | 6481 | 1 | Coal Steam | Utah | 900 | Dropped - Retired/Planned Retirement by 06/2028
Intermountain Power Project | 6481 | 2 | Coal Steam | Utah | 900 | Dropped - Retired/Planned Retirement by 06/2028
Maalaea | 6504 | 1 | Combustion Turbine | Hawaii | 2.5 | Dropped - in Alaska or in Hawaii or Puerto Rico
Maalaea | 6504 | 10 | Combustion Turbine | Hawaii | 12.3 | Dropped - in Alaska or in Hawaii or Puerto Rico
Maalaea | 6504 | 11 | Combustion Turbine | Hawaii | 12.3 | Dropped - in Alaska or in Hawaii or Puerto Rico
Maalaea | 6504 | 12 | Combustion Turbine | Hawaii | 12.3 | Dropped - in Alaska or in Hawaii or Puerto Rico
Maalaea | 6504 | 13 | Combustion Turbine | Hawaii | 12.3 | Dropped - in Alaska or in Hawaii or Puerto Rico
Maalaea | 6504 | 14 | Combined Cycle | Hawaii | 21.1 | Dropped - in Alaska or in Hawaii or Puerto Rico
Maalaea | 6504 | 15 | Combined Cycle | Hawaii | 12 | Dropped - in Alaska or in Hawaii or Puerto Rico
Maalaea | 6504 | 16 | Combined Cycle | Hawaii | 21.1 | Dropped - in Alaska or in Hawaii or Puerto Rico
Maalaea | 6504 | 17 | Combined Cycle | Hawaii | 17.6 | Dropped - in Alaska or in Hawaii or Puerto Rico
Maalaea | 6504 | 18 | Combined Cycle | Hawaii | 13.8 | Dropped - in Alaska or in Hawaii or Puerto Rico
Maalaea | 6504 | 19 | Combined Cycle | Hawaii | 17.6 | Dropped - in Alaska or in Hawaii or Puerto Rico
Maalaea | 6504 | 2 | Combustion Turbine | Hawaii | 2.5 | Dropped - in Alaska or in Hawaii or Puerto Rico
Maalaea | 6504 | 3 | Combustion Turbine | Hawaii | 2.5 | Dropped - in Alaska or in Hawaii or Puerto Rico
Maalaea | 6504 | 4 | Combustion Turbine | Hawaii | 5.5 | Dropped - in Alaska or in Hawaii or Puerto Rico
Maalaea | 6504 | 5 | Combustion Turbine | Hawaii | 5.5 | Dropped - in Alaska or in Hawaii or Puerto Rico
Maalaea | 6504 | 6 | Combustion Turbine | Hawaii | 5.5 | Dropped - in Alaska or in Hawaii or Puerto Rico
Maalaea | 6504 | 7 | Combustion Turbine | Hawaii | 5.5 | Dropped - in Alaska or in Hawaii or Puerto Rico
Maalaea | 6504 | 8 | Combustion Turbine | Hawaii | 5.5 | Dropped - in Alaska or in Hawaii or Puerto Rico
Maalaea | 6504 | 9 | Combustion Turbine | Hawaii | 5.5 | Dropped - in Alaska or in Hawaii or Puerto Rico
Maalaea | 6504 | X1 | Combustion Turbine | Hawaii | 2.5 | Dropped - in Alaska or in Hawaii or Puerto Rico
Maalaea | 6504 | X2 | Combustion Turbine | Hawaii | 2.5 | Dropped - in Alaska or in Hawaii or Puerto Rico
Drop 2 (WA) | 6507 | 1 | Hydro | Washington | 2.1 | Dropped - Units whose status are "OS" or "RE" for the past 3 consecutive years
Drop 3 (WA) | 6508 | 1 | Hydro | Washington | 0.5 | Dropped - Units whose status are "OS" or "RE" for the past 3 consecutive years
Drop 3 (WA) | 6508 | 2 | Hydro | Washington | 0.5 | Dropped - Units whose status are "OS" or "RE" for the past 3 consecutive years
Brunswick | 6510 | 1 | Combustion Turbine | Nevada | 2 | Dropped - Units whose status are "OS" or "RE" for the past 3 consecutive years
Brunswick | 6510 | 2 | Combustion Turbine | Nevada | 2 | Dropped - Units whose status are "OS" or "RE" for the past 3 consecutive years
Brunswick | 6510 | 3 | Combustion Turbine | Nevada | 2 | Dropped - Units whose status are "OS" or "RE" for the past 3 consecutive years
McGrath | 6555 | 11 | Combustion Turbine | Alaska | 0.4 | Dropped - in Alaska or in Hawaii or Puerto Rico
McGrath | 6555 | 12 | Combustion Turbine | Alaska | 0.4 | Dropped - in Alaska or in Hawaii or Puerto Rico
McGrath | 6555 | 13 | Combustion Turbine | Alaska | 0.4 | Dropped - in Alaska or in Hawaii or Puerto Rico
McGrath | 6555 | 14 | Combustion Turbine | Alaska | 0.4 | Dropped - in Alaska or in Hawaii or Puerto Rico
George M Sullivan Generation Plant 2 | 6559 | 10 | Combined Cycle | Alaska | 50 | Dropped - in Alaska or in Hawaii or Puerto Rico
George M Sullivan Generation Plant 2 | 6559 | 11 | Combined Cycle | Alaska | 29 | Dropped - in Alaska or in Hawaii or Puerto Rico
George M Sullivan Generation Plant 2 | 6559 | 7 | Combustion Turbine | Alaska | 102.6 | Dropped - in Alaska or in Hawaii or Puerto Rico
George M Sullivan Generation Plant 2 | 6559 | 9 | Combined Cycle | Alaska | 50 | Dropped - in Alaska or in Hawaii or Puerto Rico
George M Sullivan Generation Plant 2 | 6559 | GT8 | Combustion Turbine | Alaska | 77.7 | Dropped - in Alaska or in Hawaii or Puerto Rico
Unionville | 6563 | 1 | Combustion Turbine | Missouri | 22 | Dropped - Units whose status are "OS" or "RE" for the past 3 consecutive years
Unionville | 6563 | 2 | Combustion Turbine | Missouri | 22 | Dropped - Units whose status are "OS" or "RE" for the past 3 consecutive years
Bethel | 6566 | 1 | Combustion Turbine | Alaska | 2.1 | Dropped - in Alaska or in Hawaii or Puerto Rico
Bethel | 6566 | 2 | Combustion Turbine | Alaska | 2.1 | Dropped - in Alaska or in Hawaii or Puerto Rico
Bethel | 6566 | 3 | Combustion Turbine | Alaska | 2.1 | Dropped - in Alaska or in Hawaii or Puerto Rico
Bethel | 6566 | 4 | Combustion Turbine | Alaska | 2.1 | Dropped - in Alaska or in Hawaii or Puerto Rico
Bethel | 6566 | 6 | Combustion Turbine | Alaska | 2.1 | Dropped - in Alaska or in Hawaii or Puerto Rico
Bethel | 6566 | 7 | Combustion Turbine | Alaska | 2.1 | Dropped - in Alaska or in Hawaii or Puerto Rico
Beaver Falls | 6580 | 1 | Hydro | Alaska | 1 | Dropped - in Alaska or in Hawaii or Puerto Rico
Beaver Falls | 6580 | 3 | Hydro | Alaska | 2.2 | Dropped - in Alaska or in Hawaii or Puerto Rico
Beaver Falls | 6580 | 4 | Hydro | Alaska | 2.2 | Dropped - in Alaska or in Hawaii or Puerto Rico
Silvis | 6581 | 1 | Hydro | Alaska | 2.1 | Dropped - in Alaska or in Hawaii or Puerto Rico
Fort Peck | 6623 | 2 | Hydro | Montana | 20 | Dropped - Units whose status are "OS" or "RE" for the past 3 consecutive years
Yakutat | 6637 | 2B | Combustion Turbine | Alaska | 0.8 | Dropped - in Alaska or in Hawaii or Puerto Rico
Yakutat | 6637 | 3A | Combustion Turbine | Alaska | 0.6 | Dropped - in Alaska or in Hawaii or Puerto Rico
Yakutat | 6637 | 6 | Combustion Turbine | Alaska | 1.2 | Dropped - in Alaska or in Hawaii or Puerto Rico
Yakutat | 6637 | 7 | Combustion Turbine | Alaska | 1.2 | Dropped - in Alaska or in Hawaii or Puerto Rico
Pelican | 6702 | HC1 | Hydro | Alaska | 0.5 | Dropped - in Alaska or in Hawaii or Puerto Rico
Pelican | 6702 | HC2 | Hydro | Alaska | 0.1 | Dropped - Units whose status are "OS" or "RE" for the past 3 consecutive years
Pelican | 6702 | IC6 | Combustion Turbine | Alaska | 0.4 | Dropped - in Alaska or in Hawaii or Puerto Rico
Pelican | 6702 | IC7 | Combustion Turbine | Alaska | 0.4 | Dropped - in Alaska or in Hawaii or Puerto Rico
Pelican | 6702 | IC8 | Combustion Turbine | Alaska | 0.2 | Dropped - in Alaska or in Hawaii or Puerto Rico
Jarvis Street | 6801 | 1 | Combustion Turbine | Alaska | 2 | Dropped - in Alaska or in Hawaii or Puerto Rico
Jarvis Street | 6801 | 2 | Combustion Turbine | Alaska | 2.8 | Dropped - in Alaska or in Hawaii or Puerto Rico
Jarvis Street | 6801 | 3 | Combustion Turbine | Alaska | 2.8 | Dropped - in Alaska or in Hawaii or Puerto Rico
Jarvis Street | 6801 | 4 | Combustion Turbine | Alaska | 4 | Dropped - in Alaska or in Hawaii or Puerto Rico
Jarvis Street | 6801 | 5 | Combustion Turbine | Alaska | 13.5 | Dropped - in Alaska or in Hawaii or Puerto Rico
Humpback Creek | 7042 | 1 | Hydro | Alaska | 0.4 | Dropped - in Alaska or in Hawaii or Puerto Rico
Humpback Creek | 7042 | 2 | Hydro | Alaska | 0.4 | Dropped - in Alaska or in Hawaii or Puerto Rico
Humpback Creek | 7042 | 3 | Hydro | Alaska | 0.2 | Dropped - in Alaska or in Hawaii or Puerto Rico
Centennial | 7112 | IC6 | Combustion Turbine | Alaska | 3.3 | Dropped - in Alaska or in Hawaii or Puerto Rico
Puna | 7130 | 1 | O/G Steam | Hawaii | 14 | Dropped - in Alaska or in Hawaii or Puerto Rico
Puna | 7130 | 3 | Combustion Turbine | Hawaii | 20 | Dropped - in Alaska or in Hawaii or Puerto Rico
Chester Lake | 7168 | 1 | Hydro | Alaska | 1.2 | Dropped - in Alaska or in Hawaii or Puerto Rico
Northway | 7169 | 1A | Combustion Turbine | Alaska | 0.3 | Dropped - in Alaska or in Hawaii or Puerto Rico
Northway | 7169 | 2A | Combustion Turbine | Alaska | 0.2 | Dropped - in Alaska or in Hawaii or Puerto Rico
Northway | 7169 | 5 | Combustion Turbine | Alaska | 0.4 | Dropped - in Alaska or in Hawaii or Puerto Rico
Barrow | 7173 | 11 | Combustion Turbine | Alaska | 4.8 | Dropped - in Alaska or in Hawaii or Puerto Rico
Barrow | 7173 | 12 | Combustion Turbine | Alaska | 5 | Dropped - in Alaska or in Hawaii or Puerto Rico
Barrow | 7173 | 6 | Combustion Turbine | Alaska | 2.5 | Dropped - in Alaska or in Hawaii or Puerto Rico
Barrow | 7173 | 7 | Combustion Turbine | Alaska | 2.5 | Dropped - in Alaska or in Hawaii or Puerto Rico
Barrow | 7173 | 8 | Combustion Turbine | Alaska | 2.5 | Dropped - in Alaska or in Hawaii or Puerto Rico
Gwitchyaa Zhee | 7174 | 10 | Combustion Turbine | Alaska | 0.2 | Dropped - in Alaska or in Hawaii or Puerto Rico
Gwitchyaa Zhee | 7174 | 11 | Combustion Turbine | Alaska | 0.2 | Dropped - in Alaska or in Hawaii or Puerto Rico
Gwitchyaa Zhee | 7174 | 7 | Combustion Turbine | Alaska | 0.4 | Dropped - in Alaska or in Hawaii or Puerto Rico
Gwitchyaa Zhee | 7174 | 8 | Combustion Turbine | Alaska | 0.4 | Dropped - in Alaska or in Hawaii or Puerto Rico
Gwitchyaa Zhee | 7174 | 9 | Combustion Turbine | Alaska | 0.2 | Dropped - in Alaska or in Hawaii or Puerto Rico
Aniak | 7182 | 1 | Combustion Turbine | Alaska | 0.2 | Dropped - in Alaska or in Hawaii or Puerto Rico
Aniak | 7182 | 10 | Combustion Turbine | Alaska | 0.6 | Dropped - in Alaska or in Hawaii or Puerto Rico
Aniak | 7182 | 11 | Combustion Turbine | Alaska | 0.5 | Dropped - in Alaska or in Hawaii or Puerto Rico
Aniak | 7182 | 9 | Combustion Turbine | Alaska | 0.6 | Dropped - in Alaska or in Hawaii or Puerto Rico
Newhalen | 7183 | 5 | Combustion Turbine | Alaska | 0.3 | Dropped - in Alaska or in Hawaii or Puerto Rico
Newhalen | 7183 | 6 | Combustion Turbine | Alaska | 0.3 | Dropped - in Alaska or in Hawaii or Puerto Rico
Newhalen | 7183 | 7 | Combustion Turbine | Alaska | 0.3 | Dropped - in Alaska or in Hawaii or Puerto Rico
Newhalen | 7183 | H-1 | Hydro | Alaska | 0.4 | Dropped - in Alaska or in Hawaii or Puerto Rico
Newhalen | 7183 | H-2 | Hydro | Alaska | 0.4 | Dropped - in Alaska or in Hawaii or Puerto Rico
Angus Anson | 7237 | 1 | Combustion Turbine | South Dakota | 90 | Dropped - Retired/Planned Retirement by 06/2028
Angus Anson | 7237 | 2 | Combustion Turbine | South Dakota | 90 | Dropped - Retired/Planned Retirement by 06/2028
Auke Bay | 7250 | 13 | Combustion Turbine | Alaska | 2.8 | Dropped - in Alaska or in Hawaii or Puerto Rico
Auke Bay | 7250 | 14 | Combustion Turbine | Alaska | 23 | Dropped - in Alaska or in Hawaii or Puerto Rico
Auke Bay | 7250 | 4 | Combustion Turbine | Alaska | 2.5 | Dropped - in Alaska or in Hawaii or Puerto Rico
Miki Basin | 7264 | LL1 | Combustion Turbine | Hawaii | 1 | Dropped - in Alaska or in Hawaii or Puerto Rico
Miki Basin | 7264 | LL2 | Combustion Turbine | Hawaii | 1 | Dropped - in Alaska or in Hawaii or Puerto Rico
Miki Basin | 7264 | LL3 | Combustion Turbine | Hawaii | 1 | Dropped - in Alaska or in Hawaii or Puerto Rico
Miki Basin | 7264 | LL4 | Combustion Turbine | Hawaii | 1 | Dropped - in Alaska or in Hawaii or Puerto Rico
Miki Basin | 7264 | LL5 | Combustion Turbine | Hawaii | 1 | Dropped - in Alaska or in Hawaii or Puerto Rico
Miki Basin | 7264 | LL6 | Combustion Turbine | Hawaii | 1 | Dropped - in Alaska or in Hawaii or Puerto Rico
Miki Basin | 7264 | LL7 | Combustion Turbine | Hawaii | 2.1 | Dropped - in Alaska or in Hawaii or Puerto Rico
Miki Basin | 7264 | LL8 | Combustion Turbine | Hawaii | 2.1 | Dropped - in Alaska or in Hawaii or Puerto Rico
O'Shaughnessy Hydro | 7279 | 1 | Hydro | Ohio | 1.3 | Dropped - Units whose status are "OS" or "RE" for the past 3 consecutive years
O'Shaughnessy Hydro | 7279 | 2 | Hydro | Ohio | 3.9 | Dropped - Units whose status are "OS" or "RE" for the past 3 consecutive years
Bradley Lake | 7367 | 1 | Hydro | Alaska | 63 | Dropped - in Alaska or in Hawaii or Puerto Rico
Bradley Lake | 7367 | 2 | Hydro | Alaska | 63 | Dropped - in Alaska or in Hawaii or Puerto Rico
Gonzales Hydro Plant | 7394 | 1 | Hydro | Texas | 0.3 | Dropped - Units whose status are "OS" or "RE" for the past 3 consecutive years
Gonzales Hydro Plant | 7394 | 2 | Hydro | Texas | 0.3 | Dropped - Units whose status are "OS" or "RE" for the past 3 consecutive years
Gonzales Hydro Plant | 7394 | 3 | Hydro | Texas | 0.3 | Dropped - Units whose status are "OS" or "RE" for the past 3 consecutive years
Thorne Bay Plant | 7414 | 2 | Combustion Turbine | Alaska | 0.6 | Dropped - in Alaska or in Hawaii or Puerto Rico
Thorne Bay Plant | 7414 | 4 | Combustion Turbine | Alaska | 0.4 | Dropped - in Alaska or in Hawaii or Puerto Rico
Vernon | 7436 | JH1 | Combustion Turbine | California | 3.6 | Dropped - Units whose status are "OS" or "RE" for the past 3 consecutive years
Vernon | 7436 | JH2 | Combustion Turbine | California | 3.6 | Dropped - Units whose status are "OS" or "RE" for the past 3 consecutive years
Vernon | 7436 | JH3 | Combustion Turbine | California | 3.6 | Dropped - Units whose status are "OS" or "RE" for the past 3 consecutive years
Vernon | 7436 | JH4 | Combustion Turbine | California | 3.6 | Dropped - Units whose status are "OS" or "RE" for the past 3 consecutive years
Vernon | 7436 | JH5 | Combustion Turbine | California | 3.6 | Dropped - Units whose status are "OS" or "RE" for the past 3 consecutive years
Galena Electric Utility | 7437 | 2A | Combustion Turbine | Alaska | 0.5 | Dropped - in Alaska or in Hawaii or Puerto Rico
Galena Electric Utility | 7437 | 3B | Combustion Turbine | Alaska | 0.4 | Dropped - in Alaska or in Hawaii or Puerto Rico
Galena Electric Utility | 7437 | 4A | Combustion Turbine | Alaska | 1 | Dropped - in Alaska or in Hawaii or Puerto Rico
Galena Electric Utility | 7437 | 5A | Combustion Turbine | Alaska | 0.8 | Dropped - in Alaska or in Hawaii or Puerto Rico
Galena Electric Utility | 7437 | 6B | Combustion Turbine | Alaska | 0.4 | Dropped - in Alaska or in Hawaii or Puerto Rico
Angoon | 7462 | 1A | Combustion Turbine | Alaska | 0.5 | Dropped - in Alaska or in Hawaii or Puerto Rico
Angoon | 7462 | 2A | Combustion Turbine | Alaska | 0.5 | Dropped - in Alaska or in Hawaii or Puerto Rico
Angoon | 7462 | 3 | Combustion Turbine | Alaska | 0.5 | Dropped - in Alaska or in Hawaii or Puerto Rico
Hoonah | 7463 | 2A | Combustion Turbine | Alaska | 1 | Dropped - in Alaska or in Hawaii or Puerto Rico
Hoonah | 7463 | 3A | Combustion Turbine | Alaska | 0.5 | Dropped - in Alaska or in Hawaii or Puerto Rico
Hoonah | 7463 | 4 | Combustion Turbine | Alaska | 0.5 | Dropped - in Alaska or in Hawaii or Puerto Rico
Kake | 7464 | 1B | Combustion Turbine | Alaska | 0.5 | Dropped - in Alaska or in Hawaii or Puerto Rico
Kake | 7464 | 2 | Combustion Turbine | Alaska | 1.1 | Dropped - in Alaska or in Hawaii or Puerto Rico
Kake | 7464 | 2A | Combustion Turbine | Alaska | 0.5 | Dropped - in Alaska or in Hawaii or Puerto Rico
Kake | 7464 | 3B | Combustion Turbine | Alaska | 0.5 | Dropped - in Alaska or in Hawaii or Puerto Rico
Kake | 7464 | 4 | Combustion Turbine | Alaska | 0.5 | Dropped - in Alaska or in Hawaii or Puerto Rico
NSB Atqasuk Utility | 7482 | NA1 | Combustion Turbine | Alaska | 0.9 | Dropped - in Alaska or in Hawaii or Puerto Rico
NSB Atqasuk Utility | 7482 | NA2 | Combustion Turbine | Alaska | 0.9 | Dropped - in Alaska or in Hawaii or Puerto Rico
NSB Atqasuk Utility | 7482 | NA3 | Combustion Turbine | Alaska | 0.4 | Dropped - in Alaska or in Hawaii or Puerto Rico
NSB Atqasuk Utility | 7482 | PG2 | Combustion Turbine | Alaska | 0.4 | Dropped - in Alaska or in Hawaii or Puerto Rico
NSB Atqasuk Utility | 7482 | PG3 | Combustion Turbine | Alaska | 0.6 | Dropped - in Alaska or in Hawaii or Puerto Rico
NSB Kaktovik Utility | 7483 | PG1A | Combustion Turbine | Alaska | 0.9 | Dropped - in Alaska or in Hawaii or Puerto Rico
NSB Kaktovik Utility | 7483 | PG2A | Combustion Turbine | Alaska | 0.9 | Dropped - in Alaska or in Hawaii or Puerto Rico
NSB Kaktovik Utility | 7483 | PG3A | Combustion Turbine | Alaska | 0.4 | Dropped - in Alaska or in Hawaii or Puerto Rico
NSB Kaktovik Utility | 7483 | PG4A | Combustion Turbine | Alaska | 0.4 | Dropped - in Alaska or in Hawaii or Puerto Rico
NSB Nuiqsut Utility | 7484 | PG1A | Combustion Turbine | Alaska | 0.9 | Dropped - in Alaska or in Hawaii or Puerto Rico
NSB Nuiqsut Utility | 7484 | PG2A | Combustion Turbine | Alaska | 0.9 | Dropped - in Alaska or in Hawaii or Puerto Rico
NSB Nuiqsut Utility | 7484 | PG3A | Combustion Turbine | Alaska | 0.4 | Dropped - in Alaska or in Hawaii or Puerto Rico
NSB Nuiqsut Utility | 7484 | PG3B | Combustion Turbine | Alaska | 0.6 | Dropped - in Alaska or in Hawaii or Puerto Rico
NSB Nuiqsut Utility | 7484 | PG5A | Combustion Turbine | Alaska | 0.8 | Dropped - in Alaska or in Hawaii or Puerto Rico
NSB Nuiqsut Utility | 7484 | PG6A | Combustion Turbine | Alaska | 0.8 | Dropped - in Alaska or in Hawaii or Puerto Rico
NSB Point Hope Utility | 7485 | PG1A | Combustion Turbine | Alaska | 1 | Dropped - in Alaska or in Hawaii or Puerto Rico
NSB Point Hope Utility | 7485 | PG6 | Combustion Turbine | Alaska | 0.6 | Dropped - in Alaska or in Hawaii or Puerto Rico
NSB Point Hope Utility | 7485 | PG7 | Combustion Turbine | Alaska | 0.6 | Dropped - in Alaska or in Hawaii or Puerto Rico
NSB Point Hope Utility | 7485 | PG8 | Combustion Turbine | Alaska | 0.9 | Dropped - in Alaska or in Hawaii or Puerto Rico
NSB Point Lay Utility | 7486 | PG10 | Combustion Turbine | Alaska | 0.6 | Dropped - in Alaska or in Hawaii or Puerto Rico
NSB Point Lay Utility | 7486 | PG7 | Combustion Turbine | Alaska | 0.6 | Dropped - in Alaska or in Hawaii or Puerto Rico
NSB Point Lay Utility | 7486 | PG8 | Combustion Turbine | Alaska | 0.6 | Dropped - in Alaska or in Hawaii or Puerto Rico
NSB Point Lay Utility | 7486 | PG9 | Combustion Turbine | Alaska | 0.6 | Dropped - in Alaska or in Hawaii or Puerto Rico
NSB Anaktuvuk Pass | 7487 | 1 | Combustion Turbine | Alaska | 0.3 | Dropped - in Alaska or in Hawaii or Puerto Rico
NSB Anaktuvuk Pass | 7487 | 2 | Combustion Turbine | Alaska | 0.3 | Dropped - in Alaska or in Hawaii or Puerto Rico
NSB Anaktuvuk Pass | 7487 | 3 | Combustion Turbine | Alaska | 0.3 | Dropped - in Alaska or in Hawaii or Puerto Rico
NSB Anaktuvuk Pass | 7487 | 6 | Combustion Turbine | Alaska | 0.9 | Dropped - in Alaska or in Hawaii or Puerto Rico
NSB Anaktuvuk Pass | 7487 | 7 | Combustion Turbine | Alaska | 0.9 | Dropped - in Alaska or in Hawaii or Puerto Rico
NSB Wainwright Utility | 7488 | PG1 | Combustion Turbine | Alaska | 0.4 | Dropped - in Alaska or in Hawaii or Puerto Rico
NSB Wainwright Utility | 7488 | PG2 | Combustion Turbine | Alaska | 0.4 | Dropped - in Alaska or in Hawaii or Puerto Rico
NSB Wainwright Utility | 7488 | PG3 | Combustion Turbine | Alaska | 0.4 | Dropped - in Alaska or in Hawaii or Puerto Rico
NSB Wainwright Utility | 7488 | PG4A | Combustion Turbine | Alaska | 0.9 | Dropped - in Alaska or in Hawaii or Puerto Rico
NSB Wainwright Utility | 7488 | PG5 | Combustion Turbine | Alaska | 0.9 | Dropped - in Alaska or in Hawaii or Puerto Rico
King Cove | 7493 | 1 | Combustion Turbine | Alaska | 0.3 | Dropped - in Alaska or in Hawaii or Puerto Rico
King Cove | 7493 | 2 | Combustion Turbine | Alaska | 0.4 | Dropped - in Alaska or in Hawaii or Puerto Rico
King Cove | 7493 | 3 | Combustion Turbine | Alaska | 0.6 | Dropped - in Alaska or in Hawaii or Puerto Rico
King Cove | 7493 | 4 | Hydro | Alaska | 0.7 | Dropped - in Alaska or in Hawaii or Puerto Rico
King Cove | 7493 | 5 | Combustion Turbine | Alaska | 0.3 | Dropped - in Alaska or in Hawaii or Puerto Rico
Dutch Harbor | 7502 | 10 | Combustion Turbine | Alaska | 4.4 | Dropped - in Alaska or in Hawaii or Puerto Rico
Dutch Harbor | 7502 | 11 | Combustion Turbine | Alaska | 4.4 | Dropped - in Alaska or in Hawaii or Puerto Rico
Dutch Harbor | 7502 | 12 | Combustion Turbine | Alaska | 3.7 | Dropped - in Alaska or in Hawaii or Puerto Rico
Dutch Harbor | 7502 | 13 | Combustion Turbine | Alaska | 3.7 | Dropped - in Alaska or in Hawaii or Puerto Rico
Dutch Harbor | 7502 | 15 | Combustion Turbine | Alaska | 0.2 | Dropped - in Alaska or in Hawaii or Puerto Rico
Dutch Harbor | 7502 | 8 | Combustion Turbine | Alaska | 1 | Dropped - in Alaska or in Hawaii or Puerto Rico
Dutch Harbor | 7502 | 9 | Combustion Turbine | Alaska | 1 | Dropped - in Alaska or in Hawaii or Puerto Rico
Unalaska Power Module | 7503 | 7 | Combustion Turbine | Alaska | 0.8 | Dropped - in Alaska or in Hawaii or Puerto Rico
Pennsbury | 7690 | 2 | Landfill Gas | Pennsylvania | 2 | Dropped - Units whose status are "OS" or "RE" for the past 3 consecutive years
Pea Ridge | 7715 | 1 | Combustion Turbine | Florida | 4 | Dropped - Retired/Planned Retirement by 06/2028
Pea Ridge | 7715 | 2 | Combustion Turbine | Florida | 4 | Dropped - Retired/Planned Retirement by 06/2028
Pea Ridge | 7715 | 3 | Combustion Turbine | Florida | 4 | Dropped - Retired/Planned Retirement by 06/2028
Nymans Plant Microgrid | 7723 | 1 | Combustion Turbine | Alaska | 2.5 | Dropped - in Alaska or in Hawaii or Puerto Rico
Nymans Plant Microgrid | 7723 | 2 | Combustion Turbine | Alaska | 7.3 | Dropped - in Alaska or in Hawaii or Puerto Rico
Goat Lake Hydro | 7751 | 1 | Hydro | Alaska | 4 | Dropped - in Alaska or in Hawaii or Puerto Rico
Black Bear Lake | 7752 | 1 | Hydro | Alaska | 4.5 | Dropped - in Alaska or in Hawaii or Puerto Rico
Valdez Cogen | 7841 | 1 | Fossil Waste | Alaska | 5.1 | Dropped - in Alaska or in Hawaii or Puerto Rico
Power Creek | 7862 | 4 | Hydro | Alaska | 2.8 | Dropped - in Alaska or in Hawaii or Puerto Rico
Power Creek | 7862 | 5 | Hydro | Alaska | 2.8 | Dropped - in Alaska or in Hawaii or Puerto Rico
Pirkey | 7902 | 1 | Coal Steam | Texas | 650 | Dropped - Retired/Planned Retirement by 06/2028
Kern Canyon | 7911 | 1 | Hydro | California | 11.5 | Dropped - Units whose status are "OS" or "RE" for the past 3 consecutive years
Columbia (WI) | 8023 | 1 | Coal Steam | Wisconsin | 579.3 | Dropped - Retired/Planned Retirement by 06/2028
Columbia (WI) | 8023 | 2 | Coal Steam | Wisconsin | 568.8 | Dropped - Retired/Planned Retirement by 06/2028
Blue Lake | 8027 | 1 | Combustion Turbine | Minnesota | 36 | Dropped - Retired/Planned Retirement by 06/2028
Blue Lake | 8027 | 2 | Combustion Turbine | Minnesota | 36 | Dropped - Retired/Planned Retirement by 06/2028
Blue Lake | 8027 | 3 | Combustion Turbine | Minnesota | 36 | Dropped - Retired/Planned Retirement by 06/2028
Blue Lake | 8027 | 4 | Combustion Turbine | Minnesota | 39 | Dropped - Retired/Planned Retirement by 06/2028
Waterford 1 & 2 | 8056 | 2 | O/G Steam | Louisiana | 422.4 | Dropped - Retired/Planned Retirement by 06/2028
Comanche (OK) | 8059 | IC1 | Combustion Turbine | Oklahoma | 4 | Dropped - Units whose status are "OS" or "RE" for the past 3 consecutive years
Fort Lupton | 8067 | 1 | Combustion Turbine | Colorado | 44 | Dropped - Retired/Planned Retirement by 06/2028
Fort Lupton | 8067 | 2 | Combustion Turbine | Colorado | 44 | Dropped - Retired/Planned Retirement by 06/2028
Ellwood | 8076 | 01 | Combustion Turbine | California | 54 | Dropped - Retired/Planned Retirement by 06/2028
Keahole | 8083 | 2 | Combustion Turbine | Hawaii | 15.9 | Dropped - in Alaska or in Hawaii or Puerto Rico
Keahole | 8083 | 21 | Combustion Turbine | Hawaii | 2.5 | Dropped - in Alaska or in Hawaii or Puerto Rico
Keahole | 8083 | 22 | Combustion Turbine | Hawaii | 2.5 | Dropped - in Alaska or in Hawaii or Puerto Rico
Keahole | 8083 | 23 | Combustion Turbine | Hawaii | 2.5 | Dropped - in Alaska or in Hawaii or Puerto Rico
Keahole | 8083 | 7 | Combined Cycle | Hawaii | 16 | Dropped - in Alaska or in Hawaii or Puerto Rico
Keahole | 8083 | CT4 | Combined Cycle | Hawaii | 19.8 | Dropped - in Alaska or in Hawaii or Puerto Rico
Keahole | 8083 | CT5 | Combined Cycle | Hawaii | 19.8 | Dropped - in Alaska or in Hawaii or Puerto Rico
Springerville | 8223 | 1 | Coal Steam | Arizona | 381 | Dropped - Retired/Planned Retirement by 06/2028
North Valmy | 8224 | 1 | Coal Steam | Nevada | 254 | Dropped - Retired/Planned Retirement by 06/2028
North Valmy | 8224 | 2 | Coal Steam | Nevada | 268 | Dropped - Retired/Planned Retirement by 06/2028
Astoria Generating Station | 8906 | 4 | O/G Steam | New York | 379.4 | Dropped - Units whose status are "OS" or "RE" for the past 3 consecutive years
Newhalem | 9842 | 20 | Hydro | Washington | 2.3 | Dropped - Units whose status are "OS" or "RE" for the past 3 consecutive years
WestRock-West Point Mill | 10017 | GEN8 | Non-Fossil Waste | Virginia | 5 | Dropped - Units whose status are "OS" or "RE" for the past 3 consecutive years
WestRock-West Point Mill | 10017 | GEN9 | Non-Fossil Waste | Virginia | 10 | Dropped - Plant is identified as onsite because it is a net buyer of electricity in 2021
WestRock-West Point Mill | 10017 | GN10 | Non-Fossil Waste | Virginia | 25 | Dropped - Plant is identified as onsite because it is a net buyer of electricity in 2021
WestRock-West Point Mill | 10017 | GN11 | Non-Fossil Waste | Virginia | 15 | Dropped - Plant is identified as onsite because it is a net buyer of electricity in 2021
WestRock-West Point Mill | 10017 | GN12 | Non-Fossil Waste | Virginia | 46 | Dropped - Plant is identified as onsite because it is a net buyer of electricity in 2021
Cutrale Citrus Juices USA I | 10020 | GEN3 | Combustion Turbine | Florida | 4.3 | Dropped - Plant is identified as onsite because it is a net buyer of electricity in 2021
Encina Water Pollution Control | 10026 | EG10 | Non-Fossil Waste | California | 0.8 | Dropped - Plant is identified as onsite because it is a net buyer of electricity in 2021
Encina Water Pollution Control | 10026 | EG20 | Non-Fossil Waste | California | 0.8 | Dropped - Plant is identified as onsite because it is a net buyer of electricity in 2021
Encina Water Pollution Control | 10026 | EG30 | Non-Fossil Waste | California | 0.8 | Dropped - Plant is identified as onsite because it is a net buyer of electricity in 2021
Encina Water Pollution Control | 10026 | EG40 | Non-Fossil Waste | California | 0.8 | Dropped - Plant is identified as onsite because it is a net buyer of electricity in 2021
General Electric Aircraft Engines | 10029 | PV | Solar PV | Massachusetts | 2.1 | Dropped - Plant is identified as onsite because it is a net buyer of electricity in 2021
General Electric Diesel Engine Plant | 10058 | REGN | Combustion Turbine | Pennsylvania | 4.3 | Dropped - Plant is identified as onsite because it is a net buyer of electricity in 2021
General Electric Great Falls Upper Hydro | 10059 | 1575 | Hydro | New Hampshire | 1.6 | Dropped - Units whose status are "OS" or "RE" for the past 3 consecutive years
General Electric Great Falls Upper Hydro | 10059 | 500 | Hydro | New Hampshire | 0.5 | Dropped - Units whose status are "OS" or "RE" for the past 3 consecutive years
Taconite Harbor Energy Center | 10075 | GEN1 | Coal Steam | Minnesota | 79 | Dropped - Retired/Planned Retirement by 06/2028
Taconite Harbor Energy Center | 10075 | GEN2 | Coal Steam | Minnesota | 75.9 | Dropped - Retired/Planned Retirement by 06/2028
Tesoro Hawaii | 10093 | GEN1 | Fossil Waste | Hawaii | 20 | Dropped - in Alaska or in Hawaii or Puerto Rico
Hampton Facility | 10108 | GEN8 | Combustion Turbine | New Hampshire | 3.8 | Dropped - Plant is identified as onsite because it is a net buyer of electricity in 2021
PInova Inc | 10120 | GEN5 | Biomass | Georgia | 7.1 | Dropped - Plant is identified as onsite because it is a net buyer of electricity in 2021
CIP II/AR Bridgewater Holdings - NJCOE | 10122 | 02 | Combustion Turbine | New Jersey | 4.1 | Dropped - Plant is identified as onsite because it is a net buyer of electricity in 2021
Hoffmann LaRoche | 10123 | TG01 | Combustion Turbine | New Jersey | 4.1 | Dropped - Plant is identified as onsite because it is a net buyer of electricity in 2021
Hoffmann LaRoche | 10123 | TG03 | Combustion Turbine | New Jersey | 4.1 | Dropped - Plant is identified as onsite because it is a net buyer of electricity in 2021
Decorative Panels Intl | 10149 | GEN1 | O/G Steam | Michigan | 7 | Dropped - Plant is identified as onsite because it is a net buyer of electricity in 2021
Metro Wastewater Reclamation District | 10180 | 1 | Non-Fossil Waste | Colorado | 1.2 | Dropped - Units whose status are "OS" or "RE" for the past 3 consecutive years
Metro Wastewater Reclamation District | 10180 | 2 | Non-Fossil Waste | Colorado | 1.2 | Dropped - Units whose status are "OS" or "RE" for the past 3 consecutive years
Metropolitan Sewerage District | 10181 | GEN1 | Hydro | North Carolina | 0.8 | Dropped - Plant is identified as onsite because it is a net buyer of electricity in 2021
Metropolitan Sewerage District | 10181 | GEN2 | Hydro | North Carolina | 0.8 | Dropped - Plant is identified as onsite because it is a net buyer of electricity in 2021
Metropolitan Sewerage District | 10181 | GEN3 | Hydro | North Carolina | 0.8 | Dropped - Plant is identified as onsite because it is a net buyer of electricity in 2021
Cutrale Citrus Juices USA II | 10188 | GEN6 | Combustion Turbine | Florida | 4.3 | Dropped - Plant is identified as onsite because it is a net buyer of electricity in 2021
Cutrale Citrus Juices USA II | 10188 | GEN7 | Combustion Turbine | Florida | 4.3 | Dropped - Plant is identified as onsite because it is a net buyer of electricity in 2021
Hawaii Cogen | 10194 | GEN1 | Fossil Waste | Hawaii | 3.2 | Dropped - in Alaska or in Hawaii or Puerto Rico
Hawaii Cogen | 10194 | GEN2 | Fossil Waste | Hawaii | 3.2 | Dropped - in Alaska or in Hawaii or Puerto Rico
Hawaii Cogen | 10194 | GEN3 | Fossil Waste | Hawaii | 3.2 | Dropped - in Alaska or in Hawaii or Puerto Rico
Hawaii Cogen | 10194 | GEN4 | Fossil Waste | Hawaii | 3.2 | Dropped - in Alaska or in Hawaii or Puerto Rico
CF Industries Yazoo City Complex | 10195 | EXIS | Combustion Turbine | Mississippi | 20 | Dropped - Plant is identified as onsite because it is a net buyer of electricity in 2021
Fernandina Beach Mill | 10202 | GEN5 | Non-Fossil Waste | Florida | 30 | Dropped - Plant is identified as onsite because it is a net buyer of electricity in 2021
Fernandina Beach Mill | 10202 | GEN6 | Non-Fossil Waste | Florida | 50 | Dropped - Plant is identified as onsite because it is a net buyer of electricity in 2021
Loma Linda University Cogen | 10206 | GEN1 | Combustion Turbine | California | 4.8 | Dropped - Plant is identified as onsite because it is a net buyer of electricity in 2021
Loma Linda University Cogen | 10206 | GEN2 | Combustion Turbine | California | 4.8 | Dropped - Plant is identified as onsite because it is a net buyer of electricity in 2021
Loma Linda University Cogen | 10206 | GEN4 | Combustion Turbine | California | 1.7 | Dropped - Plant is identified as onsite because it is a net buyer of electricity in 2021
Loma Linda University Cogen | 10206 | GEN5 | Combustion Turbine | California | 1 | Dropped - Plant is identified as onsite because it is a net buyer of electricity in 2021
Escanaba Mill | 10208 | NO.7 | Non-Fossil Waste | Michigan | 32 | Dropped - Plant is identified as onsite because it is a net buyer of electricity in 2021
Escanaba Mill | 10208 | NO.8 | Non-Fossil Waste | Michigan | 23 | Dropped - Plant is identified as onsite because it is a net buyer of electricity in 2021
Escanaba Mill | 10208 | NO9 | Non-Fossil Waste | Michigan | 45 | Dropped - Plant is identified as onsite because it is a net buyer of electricity in 2021
Merck Rahway Power Plant | 10224 | GEN8 | O/G Steam | New Jersey | 5 | Dropped - Units whose status are "OS" or "RE" for the past 3 consecutive years
Merck Rahway Power Plant | 10224 | GEN9 | O/G Steam | New Jersey | 10.8 | Dropped - Plant is identified as onsite because it is a net buyer of electricity in 2021
Merck Rahway Power Plant | 10224 | GEN9A | O/G Steam | New Jersey | 5.1 | Dropped - Plant is identified as onsite because it is a net buyer of electricity in 2021
Merck Rahway Power Plant | 10224 | SOLAR | Solar PV | New Jersey | 0.4 | Dropped - Plant is identified as onsite because it is a net buyer of electricity in 2021
Biron Mill | 10234 | GEN1 | Coal Steam | Wisconsin | 15.3 | Dropped - Plant is identified as onsite because it is a net buyer of electricity in 2021
Biron Mill | 10234 | GEN3 | O/G Steam | Wisconsin | 7.5 | Dropped - Plant is identified as onsite because it is a net buyer of electricity in 2021
Biron Mill | 10234 | GEN4 | O/G Steam | Wisconsin | 12.5 | Dropped - Plant is identified as onsite because it is a net buyer of electricity in 2021
Biron Mill | 10234 | GEN5 | Coal Steam | Wisconsin | 20 | Dropped - Plant is identified as onsite because it is a net buyer of electricity in 2021
Pixelle Specialty Solutions LLC - Chillicothe Facility | 10244 | T-10 | Non-Fossil Waste | Ohio | 7.3 | Dropped - Units whose status are "OS" or "RE" for the past 3 consecutive years
Pixelle Specialty Solutions LLC - Chillicothe Facility | 10244 | T-11 | Non-Fossil Waste | Ohio | 12.2 | Dropped - Plant is identified as onsite because it is a net buyer of electricity in 2021
Pixelle Specialty Solutions LLC - Chillicothe Facility | 10244 | T-12 | Non-Fossil Waste | Ohio | 17.9 | Dropped - Plant is identified as onsite because it is a net buyer of electricity in 2021
Pixelle Specialty Solutions LLC - Chillicothe Facility | 10244 | T-13 | O/G Steam | Ohio | 7.4 | Dropped - Plant is identified as onsite because it is a net buyer of electricity in 2021
ArcelorMittal Burns Harbor | 10245 | GEN5 | Fossil Waste | Indiana | 60.5 | Dropped - Plant is identified as onsite because it is a net buyer of electricity in 2021
ArcelorMittal Burns Harbor | 10245 | GEN6 | Fossil Waste | Indiana | 51 | Dropped - Plant is identified as onsite because it is a net buyer of electricity in 2021
ArcelorMittal Burns Harbor | 10245 | GEN7 | Fossil Waste | Indiana | 63.2 | Dropped - Plant is identified as onsite because it is a net buyer of electricity in 2021
Domtar Kingsport Mill | 10252 | NO.1 | Non-Fossil Waste | Tennessee | 46.5 | Dropped - Plant is identified as onsite because it is a net buyer of electricity in 2021
Enterprise Products Operating | 10261 | GEN3 | Combustion Turbine | Texas | 3 | Dropped - Plant is identified as onsite because it is a net buyer of electricity in 2021
Enterprise Products Operating | 10261 | GEN4 | Combustion Turbine | Texas | 3 | Dropped - Plant is identified as onsite because it is a net buyer of electricity in 2021
Enterprise Products Operating | 10261 | GEN5 | Combustion Turbine | Texas | 3 | Dropped - Plant is identified as onsite because it is a net buyer of electricity in 2021
Enterprise Products Operating | 10261 | GEN6 | Combustion Turbine | Texas | 3 | Dropped - Plant is identified as onsite because it is a net buyer of electricity in 2021
Enterprise Products Operating | 10261 | GEN7 | Combustion Turbine | Texas | 3 | Dropped - Plant is identified as onsite because it is a net buyer of electricity in 2021
Enterprise Products Operating | 10261 | GEN8 | Combustion Turbine | Texas | 3 | Dropped - Plant is identified as onsite because it is a net buyer of electricity in 2021
California Institute of Technology | 10262 | GEN6 | Combined Cycle | California | 9 | Dropped - Plant is identified as onsite because it is a net buyer of electricity in 2021
California Institute of Technology | 10262 | GEN7 | Combined Cycle | California | 2.1 | Dropped - Plant is identified as onsite because it is a net buyer of electricity in 2021
Florida's Natural Growers | 10275 | CE50 | Combustion Turbine | Florida | 3.4 | Dropped - Plant is identified as onsite because it is a net buyer of electricity in 2021
Florida's Natural Growers | 10275 | TA70 | Combustion Turbine | Florida | 5.9 | Dropped - Plant is identified as onsite because it is a net buyer of electricity in 2021
Central Plant | 10280 | ENG1 | Combustion Turbine | South Carolina | 1.1 | Dropped - Plant is identified as onsite because it is a net buyer of electricity in 2021
Central Plant | 10280 | ENG5 | Combustion Turbine | South Carolina | 1 | Dropped - Plant is identified as onsite because it is a net buyer of electricity in 2021
Central Plant | 10280 | ENG6 | Combustion Turbine | South Carolina | 1 | Dropped - Plant is identified as onsite because it is a net buyer of electricity in 2021
Central Plant | 10280 | ENG7 | Combustion Turbine | South Carolina | 1 | Dropped - Plant is identified as onsite because it is a net buyer of electricity in 2021
Big Valley Power LLC | 10288 | IS27 | Biomass | California | 8.7 | Dropped - Units whose status are "OS" or "RE" for the past 3 consecutive years
Louisiana Sugar Refining | 10301 | GEN2 | O/G Steam | Louisiana | 1.7 | Dropped - Plant is identified as onsite because it is a net buyer of electricity in 2021
Louisiana Sugar Refining | 10301 | GEN3 | O/G Steam | Louisiana | 1.5 | Dropped - Plant is identified as onsite because it is a net buyer of electricity in 2021
Louisiana Sugar Refining | 10301 | GEN4 | O/G Steam | Louisiana | 2.1 | Dropped - Plant is identified as onsite because it is a net buyer of electricity in 2021
Juniata Locomotive Shop | 10302 | GEN3 | Combustion Turbine | Pennsylvania | 1.5 | Dropped - Plant is identified as onsite because it is a net buyer of electricity in 2021
Geismar | 10319 | GEN1 | Combustion Turbine | Louisiana | 33.7 | Dropped - Plant is identified as onsite because it is a net buyer of electricity in 2021
Geismar | 10319 | GEN2 | Combustion Turbine | Louisiana | 39.2 | Dropped - Plant is identified as onsite because it is a net buyer of electricity in 2021
Geismar | 10319 | GEN3 | O/G Steam | Louisiana | 7.2 | Dropped - Plant is identified as onsite because it is a net buyer of electricity in 2021
H Power | 10334 | GEN1 | Municipal Solid Waste | Hawaii | 58 | Dropped - in Alaska or in Hawaii or Puerto Rico
H Power | 10334 | GEN2 | Municipal Solid Waste | Hawaii | 28 | Dropped - in Alaska or in Hawaii or Puerto Rico
H Power | 10334 | PV1 | Solar PV | Hawaii | 3.6 | Dropped - in Alaska or in Hawaii or Puerto Rico
Consumer Operations LLC | 10360 | GEN6 | O/G Steam | Wisconsin | 18 | Dropped - Plant is identified as onsite because it is a net buyer of electricity in 2021
Consumer Operations LLC | 10360 | GEN7 | O/G Steam | Wisconsin | 23 | Dropped - Plant is identified as onsite because it is a net buyer of electricity in 2021
Savannah River Mill | 10361 | GEN1 | Combustion Turbine | Georgia | 21.4 | Dropped - Plant is identified as onsite because it is a net buyer of electricity in 2021
Savannah River Mill | 10361 | GEN2 | Combustion Turbine | Georgia | 21.4 | Dropped - Units whose status are "OS" or "RE" for the past 3 consecutive years
Savannah River Mill | 10361 | GEN3 | Coal Steam | Georgia | 41.9 | Dropped - Plant is identified as onsite because it is a net buyer of electricity in 2021
Savannah River Mill | 10361 | GEN4 | Coal Steam | Georgia | 41.9 | Dropped - Plant is identified as onsite because it is a net buyer of electricity in 2021
Georgia-Pacific Muskogee LLC | 10362 | GEN1 | O/G Steam | Oklahoma | 11.6 | Dropped - Plant is identified as onsite because it is a net buyer of electricity in 2021
Georgia-Pacific Muskogee LLC | 10362 | GEN2 | O/G Steam | Oklahoma | 21.6 | Dropped - Plant is identified as onsite because it is a net buyer of electricity in 2021
Georgia-Pacific Muskogee LLC | 10362 | GEN3 | O/G Steam | Oklahoma | 34.3 | Dropped - Plant is identified as onsite because it is a net buyer of electricity in 2021
Arcelormittal Cleveland Inc | 10398 | GEN3 | Fossil Waste | Ohio | 10 | Dropped - Plant is identified as onsite because it is a net buyer of electricity in 2021
Arcelormittal Cleveland Inc | 10398 | GEN5 | Fossil Waste | Ohio | 8 | Dropped - Plant is identified as onsite because it is a net buyer of electricity in 2021
Arcelormittal Cleveland Inc | 10398 | GENA | Fossil Waste | Ohio | 12 | Dropped - Units whose status are "OS" or "RE" for the past 3 consecutive years
Arcelormittal Cleveland Inc | 10398 | GENB | Fossil Waste | Ohio | 8 | Dropped - Plant is identified as onsite because it is a net buyer of electricity in 2021
Arcelormittal Cleveland Inc | 10398 | GENC | Fossil Waste | Ohio | 22 | Dropped - Plant is identified as onsite because it is a net buyer of electricity in 2021
Clark University | 10408 | GEN2 | Combustion Turbine | Massachusetts | 2 | Dropped - Plant is identified as onsite because it is a net buyer of electricity in 2021
Kalaheo Hydro | 10412 | KPH1 | Hydro | Hawaii | 2 | Dropped - in Alaska or in Hawaii or Puerto Rico
Wainiha Hydro | 10413 | WAIA | Hydro | Hawaii | 1.7 | Dropped - in Alaska or in Hawaii or Puerto Rico
Wainiha Hydro | 10413 | WAIB | Hydro | Hawaii | 1.7 | Dropped - in Alaska or in Hawaii or Puerto Rico
Indian Orchard Plant 1 | 10417 | TG | O/G Steam | Massachusetts | 3.2 | Dropped - Plant is identified as onsite because it is a net buyer of electricity in 2021
Ascend Performance Materials Texas Inc. | 10418 | GEN1 | O/G Steam | Texas | 5.2 | Dropped - Plant is identified as onsite because it is a net buyer of electricity in 2021
Ascend Performance Materials Texas Inc. | 10418 | GEN4 | O/G Steam | Texas | 42.5 | Dropped - Plant is identified as onsite because it is a net buyer of electricity in 2021
International Paper - Orange | 10425 | TG | Non-Fossil Waste | Texas | 33.2 | Dropped - Plant is identified as onsite because it is a net buyer of electricity in 2021
Inland Paperboard Packaging Rome | 10426 | GEN2 | Non-Fossil Waste | Georgia | 5 | Dropped - Plant is identified as onsite because it is a net buyer of electricity in 2021
Inland Paperboard Packaging Rome | 10426 | GEN3 | Non-Fossil Waste | Georgia | 5 | Dropped - Plant is identified as onsite because it is a net buyer of electricity in 2021
Inland Paperboard Packaging Rome | 10426 | GEN4 | Non-Fossil Waste | Georgia | 20 | Dropped - Plant is identified as onsite because it is a net buyer of electricity in 2021
Inland Paperboard Packaging Rome | 10426 | GEN5 | Non-Fossil Waste | Georgia | 31 | Dropped - Plant is identified as onsite because it is a net buyer of electricity in 2021
Anheuser-Busch St Louis | 10430 | GEN1 | O/G Steam | Missouri | 11 | Dropped - Plant is identified as onsite because it is a net buyer of electricity in 2021
Anheuser-Busch St Louis | 10430 | GEN3 | O/G Steam | Missouri | 11 | Dropped - Plant is identified as onsite because it is a net buyer of electricity in 2021
Anheuser-Busch St Louis | 10430 | GEN4 | O/G Steam | Missouri | 4.1 | Dropped - Units whose status are "OS" or "RE" for the past 3 consecutive years
Anheuser-Busch Jacksonville | 10431 | GEN1 | Combustion Turbine | Florida | 8.7 | Dropped - Plant is identified as onsite because it is a net buyer of electricity in 2021
Mosaic New Wales Operations | 10434 | TG1 | Non-Fossil Waste | Florida | 8 | Dropped - Units whose status are "OS" or "RE" for the past 3 consecutive years
Mosaic New Wales Operations | 10434 | TG2 | Non-Fossil Waste | Florida | 48 | Dropped - Plant is identified as onsite because it is a net buyer of electricity in 2021
Mosaic New Wales Operations | 10434 | TG3 | Non-Fossil Waste | Florida | 32 | Dropped - Plant is identified as onsite because it is a net buyer of electricity in 2021
Mosaic New Wales Operations | 10434 | TG4 | Non-Fossil Waste | Florida | 24 | Dropped - Plant is identified as onsite because it is a net buyer of electricity in 2021
Expander Turbine | 10475 | 16TG | Fossil Waste | Indiana | 18.8 | Dropped - Plant is identified as onsite because it is a net buyer of electricity in 2021
Boise Cascade International Falls | 10486 | GEN 6 | Non-Fossil Waste | Minnesota | 40 | Dropped - Plant is identified as onsite because it is a net buyer of electricity in 2021
DeRidder Mill | 10488 | TG | Non-Fossil Waste | Louisiana | 61.5 | Dropped - Plant is identified as onsite because it is a net buyer of electricity in 2021
Mead Rumford Cogen | 10491 | 3STG | O/G Steam | Maine | 12.5 | Dropped - Plant is identified as onsite because it is a net buyer of electricity in 2021
Mid-Set Cogeneration | 10501 | K100 | Combustion Turbine | California | 36 | Dropped - Units whose status are "OS" or "RE" for the past 3 consecutive years
Amalgamated Sugar Twin Falls | 10504 | 1500 | O/G Steam | Idaho | 1.2 | Dropped - Plant is identified as onsite because it is a net buyer of electricity in 2021
Amalgamated Sugar Twin Falls | 10504 | 2500 | O/G Steam | Idaho | 2.3 | Dropped - Plant is identified as onsite because it is a net buyer of electricity in 2021
Amalgamated Sugar Twin Falls | 10504 | 4000 | Coal Steam | Idaho | 5 | Dropped - Plant is identified as onsite because it is a net buyer of electricity in 2021
Finch Paper | 10511 | GEN6 | Biomass | New York | 23 | Dropped - Plant is identified as onsite because it is a net buyer of electricity in 2021
Formosa Utility Venture Ltd | 10554 | 3ST1 | Combined Cycle | Texas | 38 | Dropped - Plant is identified as onsite because it is a net buyer of electricity in 2021
Formosa Utility Venture Ltd | 10554 | 3TBG1 | Combined Cycle | Texas | 97 | Dropped - Plant is identified as onsite because it is a net buyer of electricity in 2021
Formosa Utility Venture Ltd | 10554 | 3TBG2 | Combined Cycle | Texas | 97 | Dropped - Plant is identified as onsite because it is a net buyer of electricity in 2021
Formosa Utility Venture Ltd | 10554 | BO3 | Combined Cycle | Texas | 32 | Dropped - Plant is identified as onsite because it is a net buyer of electricity in 2021
Formosa Utility Venture Ltd | 10554 | ST1 | Combined Cycle | Texas | 28.5 | Dropped - Plant is identified as onsite because it is a net buyer of electricity in 2021
Formosa Utility Venture Ltd | 10554 | ST2 | Combined Cycle | Texas | 57.5 | Dropped - Plant is identified as onsite because it is a net buyer of electricity in 2021
Formosa Utility Venture Ltd | 10554 | ST3 | Combined Cycle | Texas | 47.3 | Dropped - Plant is identified as onsite because it is a net buyer of electricity in 2021
Formosa Utility Venture Ltd | 10554 | TBG1 | Combined Cycle | Texas | 72 | Dropped - Plant is identified as onsite because it is a net buyer of electricity in 2021
Formosa Utility Venture Ltd | 10554 | TBG2 | Combined Cycle | Texas | 72 | Dropped - Plant is identified as onsite because it is a net buyer of electricity in 2021
Formosa Utility Venture Ltd | 10554 | TBG3 | Combined Cycle | Texas | 72 | Dropped - Plant is identified as onsite because it is a net buyer of electricity in 2021
Formosa Utility Venture Ltd | 10554 | TBG4 | Combined Cycle | Texas | 72 | Dropped - Plant is identified as onsite because it is a net buyer of electricity in 2021
Formosa Utility Venture Ltd | 10554 | TBG5 | Combined Cycle | Texas | 72 | Dropped - Plant is identified as onsite because it is a net buyer of electricity in 2021
Formosa Utility Venture Ltd | 10554 | TBG6 | Combined Cycle | Texas | 72 | Dropped - Plant is identified as onsite because it is a net buyer of electricity in 2021
Jesup Plant | 10560 | GEN2 | Non-Fossil Waste | Georgia | 4.7 | Dropped - Plant is identified as onsite because it is a net buyer of electricity in 2021
Jesup Plant | 10560 | GEN4 | Non-Fossil Waste | Georgia | 7 | Dropped - Plant is identified as onsite because it is a net buyer of electricity in 2021
Jesup Plant | 10560 | GEN5 | Non-Fossil Waste | Georgia | 27.9 | Dropped - Plant is identified as onsite because it is a net buyer of electricity in 2021
Jesup Plant | 10560 | GEN6 | Non-Fossil Waste | Georgia | 25.1 | Dropped - Plant is identified as onsite because it is a net buyer of electricity in 2021
Fernandina Plant | 10562 | GEN4 | Biomass | Florida | 21 | Dropped - Plant is identified as onsite because it is a net buyer of electricity in 2021
Fernandina Plant | 10562 | GEN5 | Biomass | Florida | 21 | Dropped - Plant is identified as onsite because it is a net buyer of electricity in 2021
Chambers Cogeneration LP | 10566 | GEN1 | Coal Steam | New Jersey | 244 | Dropped - Retired/Planned Retirement by 06/2028
Port Arthur Texas Refinery | 10568 | GEN1 | Combustion Turbine | Texas | 27.9 | Dropped - Plant is identified as onsite because it is a net buyer of electricity in 2021
Brunswick Cellulose | 10605 | GEN3 | Non-Fossil Waste | Georgia | 9.2 | Dropped - Plant is identified as onsite because it is a net buyer of electricity in 2021
Brunswick Cellulose | 10605 | GEN4 | Non-Fossil Waste | Georgia | 50 | Dropped - Plant is identified as onsite because it is a net buyer of electricity in 2021
Brunswick Cellulose | 10605 | GEN5 | Non-Fossil Waste | Georgia | 13 | Dropped - Plant is identified as onsite because it is a net buyer of electricity in 2021
Georgia-Pacific Crossett LLC | 10606 | GEN4 | O/G Steam | Arkansas | 28 | Dropped - Plant is identified as onsite because it is a net buyer of electricity in 2021
Georgia-Pacific Monticello Paper | 10610 | GEN1 | O/G Steam | Mississippi | 49.3 | Dropped - Plant is identified as onsite because it is a net buyer of electricity in 2021
Georgia-Pacific Monticello Paper | 10610 | GEN2 | O/G Steam | Mississippi | 32.2 | Dropped - Plant is identified as onsite because it is a net buyer of electricity in 2021
Georgia-Pacific Palatka Operations | 10611 | GEN4 | Non-Fossil Waste | Florida | 44.6 | Dropped - Plant is identified as onsite because it is a net buyer of electricity in 2021
Georgia-Pacific Palatka Operations | 10611 | GEN8 | Non-Fossil Waste | Florida | 25.1 | Dropped - Plant is identified as onsite because it is a net buyer of electricity in 2021
Woodland Pulp, LLC | 10613 | HG1 | Hydro | Maine | 2.9 | Dropped - Plant is identified as onsite because it is a net buyer of electricity in 2021
Woodland Pulp, LLC | 10613 | HG10 | Hydro | Maine | 1.1 | Dropped - Plant is identified as onsite because it is a net buyer of electricity in 2021
Woodland Pulp, LLC | 10613 | HG2 | Hydro | Maine | 2.9 | Dropped - Plant is identified as onsite because it is a net buyer of electricity in 2021
Woodland Pulp, LLC | 10613 | HG3 | Hydro | Maine | 3.1 | Dropped - Plant is identified as onsite because it is a net buyer of electricity in 2021
Woodland Pulp, LLC | 10613 | HG4 | Hydro | Maine | 0.8 | Dropped - Plant is identified as onsite because it is a net buyer of electricity in 2021
Woodland Pulp, LLC | 10613 | HG5 | Hydro | Maine | 0.8 | Dropped - Plant is identified as onsite because it is a net buyer of electricity in 2021
Woodland Pulp, LLC | 10613 | HG6 | Hydro | Maine | 0.8 | Dropped - Plant is identified as onsite because it is a net buyer of electricity in 2021
Woodland Pulp, LLC | 10613 | HG7 | Hydro | Maine | 1.5 | Dropped - Plant is identified as onsite because it is a net buyer of electricity in 2021
Woodland Pulp, LLC | 10613 | HG8 | Hydro | Maine | 1.9 | Dropped - Plant is identified as onsite because it is a net buyer of electricity in 2021
Woodland Pulp, LLC | 10613 | HG9 | Hydro | Maine | 1.9 | Dropped - Plant is identified as onsite because it is a net buyer of electricity in 2021
Woodland Pulp, LLC | 10613 | TG10 | Non-Fossil Waste | Maine | 26 | Dropped - Plant is identified as onsite because it is a net buyer of electricity in 2021
Woodland Pulp, LLC | 10613 | TG11 | Non-Fossil Waste | Maine | 20 | Dropped - Plant is identified as onsite because it is a net buyer of electricity in 2021
Civic Center | 10623 | GEN1 | Combined Cycle | California | 22.1 | Dropped - Plant is identified as onsite because it is a net buyer of electricity in 2021
Civic Center | 10623 | GEN2 | Combined Cycle | California | 1.5 | Dropped - Plant is identified as onsite because it is a net buyer of electricity in 2021
Pine Bluff Mill | 10627 | 1TG1 | Non-Fossil Waste | Arkansas | 32 | Dropped - Plant is identified as onsite because it is a net buyer of electricity in 2021
Pine Bluff Mill | 10627 | 2TG1 | Non-Fossil Waste | Arkansas | 15.9 | Dropped - Plant is identified as onsite because it is a net buyer of electricity in 2021
Pine Bluff Mill | 10627 | 3TG1 | Non-Fossil Waste | Arkansas | 13 | Dropped - Plant is identified as onsite because it is a net buyer of electricity in 2021
French Paper Hydro | 10656 | 1 | Hydro | Michigan | 0.3 | Dropped - Plant is identified as onsite because it is a net buyer of electricity in 2021
French Paper Hydro | 10656 | 2 | Hydro | Michigan | 0.4 | Dropped - Plant is identified as onsite because it is a net buyer of electricity in 2021
French Paper Hydro | 10656 | 3 | Hydro | Michigan | 0.3 | Dropped - Plant is identified as onsite because it is a net buyer of electricity in 2021
French Paper Hydro | 10656 | 4 | Hydro | Michigan | 0.2 | Dropped - Plant is identified as onsite because it is a net buyer of electricity in 2021
CES Placerita Power Plant | 10677 | UNT2 | Combined Cycle | California | 46 | Dropped - Units whose status are "OS" or "RE" for the past 3 consecutive years
CES Placerita Power Plant | 10677 | UNT3 | Combined Cycle | California | 23 | Dropped - Units whose status are "OS" or "RE" for the past 3 consecutive years
Westend Facility | 10685 | PINA | Combustion Turbine | California | 15 | Dropped - Units whose status are "OS" or "RE" for the past 3 consecutive years
Eastern Correctional Institute | 10693 | 1147 | Biomass | Maryland | 1.3 | Dropped - Plant is identified as onsite because it is a net buyer of electricity in 2021
Eastern Correctional Institute | 10693 | 1148 | Biomass | Maryland | 1.3 | Dropped - Plant is identified as onsite because it is a net buyer of electricity in 2021
Eastern Correctional Institute | 10693 | DG1 | Combustion Turbine | Maryland | 1 | Dropped - Plant is identified as onsite because it is a net buyer of electricity in 2021
Eastern Correctional Institute | 10693 | DG2 | Combustion Turbine | Maryland | 1 | Dropped - Plant is identified as onsite because it is a net buyer of electricity in 2021
St Francisville Mill | 10697 | GEN2 | Non-Fossil Waste | Louisiana | 16 | Dropped - Plant is identified as onsite because it is a net buyer of electricity in 2021
Georgia-Pacific Consr Prods LP-Naheola | 10699 | GT3 | Non-Fossil Waste | Alabama | 37.4 | Dropped - Plant is identified as onsite because it is a net buyer of electricity in 2021
Georgia-Pacific Consr Prods LP-Naheola | 10699 | TG4 | Biomass | Alabama | 29.4 | Dropped - Plant is identified as onsite because it is a net buyer of electricity in 2021
Red Shield Envir Old Town Facility | 10700 | TG4 | Non-Fossil Waste | Maine | 7.5 | Dropped - Plant is identified as onsite because it is a net buyer of electricity in 2021
Red Shield Envir Old Town Facility | 10700 | TG6 | Biomass | Maine | 14 | Dropped - Plant is identified as onsite because it is a net buyer of electricity in 2021
Kyocera America Project | 10720 | 0287 | Combustion Turbine | California | 1.7 | Dropped - Plant is identified as onsite because it is a net buyer of electricity in 2021
Kyocera America Project | 10720 | 0333 | Combustion Turbine | California | 2.1 | Dropped - Plant is identified as onsite because it is a net buyer of electricity in 2021
Blue Lake Power LLC | 10764 | GEN1 | Biomass | California | 11.5 | Dropped - Units whose status are "OS" or "RE" for the past 3 consecutive years
Hopewell Power Station | 10771 | 1 | Biomass | Virginia | 51 | Dropped - Retired/Planned Retirement by 06/2028
Altavista Power Station | 10773 | 1 | Biomass | Virginia | 51 | Dropped - Retired/Planned Retirement by 06/2028
Southampton Power Station | 10774 | 1 | Biomass | Virginia | 51 | Dropped - Retired/Planned Retirement by 06/2028
Sabine River Operations | 10789 | GEN3 | Combined Cycle | Texas | 5 | Dropped - Units whose status are "OS" or "RE" for the past 3 consecutive years
Camden South Carolina | 10795 | GEN3 | O/G Steam | South Carolina | 17.5 | Dropped - Plant is identified as onsite because it is a net buyer of electricity in 2021
Ogdensburg Power | 10803 | GEN3 | O/G Steam | New York | 23 | Dropped - Units whose status are "OS" or "RE" for the past 3 consecutive years
Covanta Mendota | 10837 | GEN1 | Biomass | California | 25 | Dropped - Units whose status are "OS" or "RE" for the past 3 consecutive years
Covanta Delano Energy | 10840 | GEN1 | Biomass | California | 27 | Dropped - Units whose status are "OS" or "RE" for the past 3 consecutive years
Covanta Delano Energy | 10840 | GEN2 | Biomass | California | 22 | Dropped - Units whose status are "OS" or "RE" for the past 3 consecutive years
Silver Bay Power | 10849 | GEN1 | Coal Steam | Minnesota | 36 | Dropped - Units whose status are "OS" or "RE" for the past 3 consecutive years
Silver Bay Power | 10849 | GEN2 | Coal Steam | Minnesota | 69 | Dropped - Units whose status are "OS" or "RE" for the past 3 consecutive years
Center Falls | 10853 | 1 | Hydro | New York | 0.3 | Dropped - Plant is identified as onsite because it is a net buyer of electricity in 2021
Center Falls | 10853 | 2 | Hydro | New York | 0.3 | Dropped - Plant is identified as onsite because it is a net buyer of electricity in 2021
Center Falls | 10853 | 3 | Hydro | New York | 0.2 | Dropped - Plant is identified as onsite because it is a net buyer of electricity in 2021
Cargill Corn Milling Division | 10855 | GEN1 | O/G Steam | Iowa | 18.7 | Dropped - Plant is identified as onsite because it is a net buyer of electricity in 2021
Cargill Corn Milling Division | 10855 | GEN2 | O/G Steam | Iowa | 18 | Dropped - Plant is identified as onsite because it is a net buyer of electricity in 2021
Archer Daniels Midland Clinton | 10860 | 1A | Coal Steam | Iowa | 75 | Dropped - Plant is identified as onsite because it is a net buyer of electricity in 2021
Archer Daniels Midland Clinton | 10860 | 2A | Coal Steam | Iowa | 105 | Dropped - Plant is identified as onsite because it is a net buyer of electricity in 2021
Archer Daniels Midland Des Moines | 10861 | GEN1 | Coal Steam | Iowa | 7.9 | Dropped - Plant is identified as onsite because it is a net buyer of electricity in 2021
Archer Daniels Midland Lincoln | 10862 | GEN1 | Coal Steam | Nebraska | 7.9 | Dropped - Plant is identified as onsite because it is a net buyer of electricity in 2021
Archer Daniels Midland Mankato | 10863 | GEN1 | Coal Steam | Minnesota | 6.2 | Dropped - Plant is identified as onsite because it is a net buyer of electricity in 2021
Archer Daniels Midland Decatur | 10865 | GEN2 | Coal Steam | Illinois | 31 | Dropped - Plant is identified as onsite because it is a net buyer of electricity in 2021
Archer Daniels Midland Decatur | 10865 | GEN3 | Coal Steam | Illinois | 31 | Dropped - Plant is identified as onsite because it is a net buyer of electricity in 2021
Archer Daniels Midland Decatur | 10865 | GEN4 | Coal Steam | Illinois | 31 | Dropped - Plant is identified as onsite because it is a net buyer of electricity in 2021
Archer Daniels Midland Decatur | 10865 | GEN5 | Coal Steam | Illinois | 31 | Dropped - Plant is identified as onsite because it is a net buyer of electricity in 2021
Archer Daniels Midland Decatur | 10865 | GEN6 | Coal Steam | Illinois | 31 | Dropped - Plant is identified as onsite because it is a net buyer of electricity in 2021
Archer Daniels Midland Decatur | 10865 | GEN7 | Coal Steam | Illinois | 75 | Dropped - Plant is identified as onsite because it is a net buyer of electricity in 2021
Archer Daniels Midland Decatur | 10865 | GEN8 | Coal Steam | Illinois | 105 | Dropped - Plant is identified as onsite because it is a net buyer of electricity in 2021
Archer Daniels Midland Peoria | 10866 | GEN6 | Combustion Turbine | Illinois | 15 | Dropped - Plant is identified as onsite because it is a net buyer of electricity in 2021
Archer Daniels Midland Peoria | 10866 | GEN7 | Combustion Turbine | Illinois | 15 | Dropped - Plant is identified as onsite because it is a net buyer of electricity in 2021
Primient Decatur Plant Cogen | 10867 | GEN1 | O/G Steam | Illinois | 62 | Dropped - Plant is identified as onsite because it is a net buyer of electricity in 2021
Corpus Refinery | 50026 | FR6 | Combustion Turbine | Texas | 32 | Dropped - Plant is identified as onsite because it is a net buyer of electricity in 2021
Norton Powerhouse | 50041 | GEN1 | O/G Steam | Massachusetts | 2.5 | Dropped - Plant is identified as onsite because it is a net buyer of electricity in 2021
Norton Powerhouse | 50041 | GEN2 | O/G Steam | Massachusetts | 3.1 | Dropped - Plant is identified as onsite because it is a net buyer of electricity in 2021
Rice University | 50054 | GEN1 | Combustion Turbine | Texas | 3.1 | Dropped - Plant is identified as onsite because it is a net buyer of electricity in 2021
Rice University | 50054 | GEN2 | Combustion Turbine | Texas | 3.8 | Dropped - Plant is identified as onsite because it is a net buyer of electricity in 2021
San Diego State University | 50061 | GEN2 | Combined Cycle | California | 4.6 | Dropped - Plant is identified as onsite because it is a net buyer of electricity in 2021
San Diego State University | 50061 | GEN3 | Combined Cycle | California | 4.6 | Dropped - Plant is identified as onsite because it is a net buyer of electricity in 2021
San Diego State University | 50061 | GEN4 | Combined Cycle | California | 4.1 | Dropped - Plant is identified as onsite because it is a net buyer of electricity in 2021
San Diego State University | 50061 | GEN5 | Solar PV | California | 0.1 | Dropped - Plant is identified as onsite because it is a net buyer of electricity in 2021
San Diego State University | 50061 | GEN6 | Solar PV | California | 0.3 | Dropped - Plant is identified as onsite because it is a net buyer of electricity in 2021
San Diego State University | 50061 | GEN7 | Solar PV | California | 0.3 | Dropped - Plant is identified as onsite because it is a net buyer of electricity in 2021
San Diego State University | 50061 | GEN8 | Solar PV | California | 0.1 | Dropped - Plant is identified as onsite because it is a net buyer of electricity in 2021
Borger Plant | 50067 | GEN1 | O/G Steam | Texas | 27.5 | Dropped - Plant is identified as onsite because it is a net buyer of electricity in 2021
Univ of Massachusetts Medical Center | 50087 | GEN1 | O/G Steam | Massachusetts | 1.5 | Dropped - Plant is identified as onsite because it is a net buyer of electricity in 2021
Univ of Massachusetts Medical Center | 50087 | GEN2 | O/G Steam | Massachusetts | 1.5 | Dropped - Plant is identified as onsite because it is a net buyer of electricity in 2021
Univ of Massachusetts Medical Center | 50087 | GEN3 | O/G Steam | Massachusetts | 3 | Dropped - Plant is identified as onsite because it is a net buyer of electricity in 2021
Univ of Massachusetts Medical Center | 50087 | GEN4 | Combustion Turbine | Massachusetts | 6 | Dropped - Plant is identified as onsite because it is a net buyer of electricity in 2021
University of Northern Iowa | 50088 | GEN1 | O/G Steam | Iowa | 7.5 | Dropped - Plant is identified as onsite because it is a net buyer of electricity in 2021
Univ of San Francisco Cogen | 50089 | S-17 | Combustion Turbine | California | 1.4 | Dropped - Plant is identified as onsite because it is a net buyer of electricity in 2021
WestRock (TX) | 50101 | GEN1 | Non-Fossil Waste | Texas | 9.5 | Dropped - Plant is identified as onsite because it is a net buyer of electricity in 2021
WestRock (TX) | 50101 | GEN2 | Non-Fossil Waste | Texas | 32 | Dropped - Plant is identified as onsite because it is a net buyer of electricity in 2021
WestRock (TX) | 50101 | GEN3 | Non-Fossil Waste | Texas | 18 | Dropped - Plant is identified as onsite because it is a net buyer of electricity in 2021
Valero Refinery Corpus Christi West | 50121 | PRU | Non-Fossil Waste | Texas | 12 | Dropped - Plant is identified as onsite because it is a net buyer of electricity in 2021
Valero Refinery Corpus Christi West | 50121 | TG1 | Coal Steam | Texas | 26.6 | Dropped - Plant is identified as onsite because it is a net buyer of electricity in 2021
Valero Refinery Corpus Christi West | 50121 | TG2 | Coal Steam | Texas | 26.6 | Dropped - Plant is identified as onsite because it is a net buyer of electricity in 2021
Clear Lake Hydro Project | 50128 | 3381 | Hydro | California | 2.4 | Dropped - Units whose status are "OS" or "RE" for the past 3 consecutive years
Coalinga Cogeneration | 50131 | K100 | Combustion Turbine | California | 36 | Dropped - Units whose status are "OS" or "RE" for the past 3 consecutive years
Imperial Savannah LP | 50146 | GENA | O/G Steam | Georgia | 2.7 | Dropped - Plant is identified as onsite because it is a net buyer of electricity in 2021
Imperial Savannah LP | 50146 | GENB | O/G Steam | Georgia | 3 | Dropped - Plant is identified as onsite because it is a net buyer of electricity in 2021
Imperial Savannah LP | 50146 | GENC | O/G Steam | Georgia | 1 | Dropped - Plant is identified as onsite because it is a net buyer of electricity in 2021
Imperial Savannah LP | 50146 | GEND | O/G Steam | Georgia | 4.5 | Dropped - Plant is identified as onsite because it is a net buyer of electricity in 2021
Texas City Plant Union Carbide | 50153 | STG | Non-Fossil Waste | Texas | 38 | Dropped - Plant is identified as onsite because it is a net buyer of electricity in 2021
Wichita Plant | 50169 | GEN1 | Combustion Turbine | Kansas | 27 | Dropped - Plant is identified as onsite because it is a net buyer of electricity in 2021
Cosmo Specialty Fibers Plant | 50185 | TG1 | Biomass | Washington | 8.5 | Dropped - Plant is identified as onsite because it is a net buyer of electricity in 2021
Cosmo Specialty Fibers Plant | 50185 | TG2 | Biomass | Washington | 8.5 | Dropped - Plant is identified as onsite because it is a net buyer of electricity in 2021
Nippon Dynawave Packaging Longview WA | 50187 | TG1 | Non-Fossil Waste | Washington | 7.4 | Dropped - Plant is identified as onsite because it is a net buyer of electricity in 2021
Nippon Dynawave Packaging Longview WA | 50187 | TG2 | Non-Fossil Waste | Washington | 4.7 | Dropped - Plant is identified as onsite because it is a net buyer of electricity in 2021
Nippon Dynawave Packaging Longview WA | 50187 | TG4 | Non-Fossil Waste | Washington | 16.7 | Dropped - Plant is identified as onsite because it is a net buyer of electricity in 2021
Nippon Dynawave Packaging Longview WA | 50187 | TG5 | Biomass | Washington | 29.2 | Dropped - Plant is identified as onsite because it is a net buyer of electricity in 2021
International Paper Co. - New Bern Mill | 50188 | TG2 | Non-Fossil Waste | North Carolina | 29 | Dropped - Plant is identified as onsite because it is a net buyer of electricity in 2021
Domtar Paper Company Rothschild | 50190 | HG3 | Hydro | Wisconsin | 0.6 | Dropped - Plant is identified as onsite because it is a net buyer of electricity in 2021
Domtar Paper Company Rothschild | 50190 | HG7 | Hydro | Wisconsin | 0.5 | Dropped - Plant is identified as onsite because it is a net buyer of electricity in 2021
IP Springfield Oregon | 50191 | TG1 | Non-Fossil Waste | Oregon | 7.5 | Dropped - Units whose status are "OS" or "RE" for the past 3 consecutive years
IP Springfield Oregon | 50191 | TG2 | Non-Fossil Waste | Oregon | 5 | Dropped - Units whose status are "OS" or "RE" for the past 3 consecutive years
IP Springfield Oregon | 50191 | TG3 | Non-Fossil Waste | Oregon | 12.5 | Dropped - Units whose status are "OS" or "RE" for the past 3 consecutive years
IP Springfield Oregon | 50191 | TG4 | Non-Fossil Waste | Oregon | 33 | Dropped - Plant is identified as onsite because it is a net buyer of electricity in 2021
International Paper Valliant OK | 50192 | TG1 | Non-Fossil Waste | Oklahoma | 57.8 | Dropped - Plant is identified as onsite because it is a net buyer of electricity in 2021
B Braun Medical | 50200 | GEN1 | Combustion Turbine | California | 2.7 | Dropped - Retired/Planned Retirement by 06/2028
B Braun Medical | 50200 | GEN2 | Combustion Turbine | California | 3 | Dropped - Retired/Planned Retirement by 06/2028
US Gypsum Oakfield | 50203 | GEN1 | Combustion Turbine | New York | 4.9 | Dropped - Plant is identified as onsite because it is a net buyer of electricity in 2021
Oxnard Wastewater Treatment Plant | 50224 | 7610 | Non-Fossil Waste | California | 0.4 | Dropped - Plant is identified as onsite because it is a net buyer of electricity in 2021
Oxnard Wastewater Treatment Plant | 50224 | 7710 | Non-Fossil Waste | California | 0.4 | Dropped - Plant is identified as onsite because it is a net buyer of electricity in 2021
Oxnard Wastewater Treatment Plant | 50224 | 7810 | Non-Fossil Waste | California | 0.4 | Dropped - Plant is identified as onsite because it is a net buyer of electricity in 2021
Robbins Lumber | 50230 | CAT | Combustion Turbine | Maine | 1.8 | Dropped - Plant is identified as onsite because it is a net buyer of electricity in 2021
Robbins Lumber | 50230 | WEST | Biomass | Maine | 1.1 | Dropped - Units whose status are "OS" or "RE" for the past 3 consecutive years
San Antonio Regional Hospital | 50234 | 2074 | Combustion Turbine | California | 0.9 | Dropped - Plant is identified as onsite because it is a net buyer of electricity in 2021
San Antonio Regional Hospital | 50234 | 2075 | Combustion Turbine | California | 0.9 | Dropped - Plant is identified as onsite because it is a net buyer of electricity in 2021
San Antonio Regional Hospital | 50234 | 2076 | Combustion Turbine | California | 0.9 | Dropped - Plant is identified as onsite because it is a net buyer of electricity in 2021
Purdue University | 50240 | GEN1 | O/G Steam | Indiana | 30.8 | Dropped - Plant is identified as onsite because it is a net buyer of electricity in 2021
Purdue University | 50240 | GEN2 | O/G Steam | Indiana | 7 | Dropped - Plant is identified as onsite because it is a net buyer of electricity in 2021
Purdue University | 50240 | GEN3 | Combustion Turbine | Indiana | 1.8 | Dropped - Plant is identified as onsite because it is a net buyer of electricity in 2021
Tenet Hospital | 50241 | 9541 | Combustion Turbine | Texas | 2.1 | Dropped - Plant is identified as onsite because it is a net buyer of electricity in 2021
Tenet Hospital | 50241 | 9542 | Combustion Turbine | Texas | 2.1 | Dropped - Plant is identified as onsite because it is a net buyer of electricity in 2021
Canton North Carolina | 50244 | GEN8 | Non-Fossil Waste | North Carolina | 7.5 | Dropped - Plant is identified as onsite because it is a net buyer of electricity in 2021
Canton North Carolina | 50244 | GEN9 | Non-Fossil Waste | North Carolina | 7.5 | Dropped - Plant is identified as onsite because it is a net buyer of electricity in 2021
Canton North Carolina | 50244 | GN10 | Non-Fossil Waste | North Carolina | 7.5 | Dropped - Plant is identified as onsite because it is a net buyer of electricity in 2021
Canton North Carolina | 50244 | GN11 | Non-Fossil Waste | North Carolina | 7.5 | Dropped - Plant is identified as onsite because it is a net buyer of electricity in 2021
Canton North Carolina | 50244 | GN12 | Non-Fossil Waste | North Carolina | 10 | Dropped - Plant is identified as onsite because it is a net buyer of electricity in 2021
Canton North Carolina | 50244 | GN13 | Non-Fossil Waste | North Carolina | 12.5 | Dropped - Plant is identified as onsite because it is a net buyer of electricity in 2021
International Paper Pensacola | 50250 | GEN1 | Non-Fossil Waste | Florida | 36 | Dropped - Plant is identified as onsite because it is a net buyer of electricity in 2021
International Paper Pensacola | 50250 | GEN2 | Non-Fossil Waste | Florida | 40 | Dropped - Plant is identified as onsite because it is a net buyer of electricity in 2021
Billerud Quinnesec Mill | 50251 | GEN1 | Non-Fossil Waste | Michigan | 28 | Dropped - Plant is identified as onsite because it is a net buyer of electricity in 2021
Billerud Quinnesec Mill | 50251 | GEN2 | Biomass | Michigan | 31 | Dropped - Plant is identified as onsite because it is a net buyer of electricity in 2021
KapStone Kraft Paper Corp | 50254 | GEN1 | Non-Fossil Waste | North Carolina | 30 | Dropped - Plant is identified as onsite because it is a net buyer of electricity in 2021
Beaumont Hospital Dearborn Campus | 50260 | 1 2M | Combustion Turbine | Michigan | 2 | Dropped - Plant is identified as onsite because it is a net buyer of electricity in 2021
Beaumont Hospital Dearborn Campus | 50260 | 2 2M | Combustion Turbine | Michigan | 2 | Dropped - Plant is identified as onsite because it is a net buyer of electricity in 2021
Beaumont Hospital Dearborn Campus | 50260 | 500A | Combustion Turbine | Michigan | 0.5 | Dropped - Plant is identified as onsite because it is a net buyer of electricity in 2021
ExxonMobil Santa Ynez Facility | 50270 | GTG1 | Combined Cycle | California | 40.2 | Dropped - Units whose status are "OS" or "RE" for the past 3 consecutive years
ExxonMobil Santa Ynez Facility | 50270 | STG1 | Combined Cycle | California | 8.9 | Dropped - Units whose status are "OS" or "RE" for the past 3 consecutive years
Simplot Leasing Don Plant | 50274 | GEN1 | Non-Fossil Waste | Idaho | 14.8 | Dropped - Plant is identified as onsite because it is a net buyer of electricity in 2021
Park 500 Philip Morris USA | 50275 | TG3 | O/G Steam | Virginia | 10.5 | Dropped - Plant is identified as onsite because it is a net buyer of electricity in 2021
Packaging Corp of America | 50296 | GEN1 | Biomass | Tennessee | 50 | Dropped - Plant is identified as onsite because it is a net buyer of electricity in 2021
Packaging Corp of America | 50296 | GEN2 | Non-Fossil Waste | Tennessee | 22.5 | Dropped - Plant is identified as onsite because it is a net buyer of electricity in 2021
Shell Deer Park | 50304 | GEN1 | Non-Fossil Waste | Texas | 45 | Dropped - Plant is identified as onsite because it is a net buyer of electricity in 2021
Shell Deer Park | 50304 | GEN2 | Non-Fossil Waste | Texas | 45 | Dropped - Plant is identified as onsite because it is a net buyer of electricity in 2021
Shell Deer Park | 50304 | GEN4 | Combustion Turbine | Texas | 75 | Dropped - Plant is identified as onsite because it is a net buyer of electricity in 2021
Shell Deer Park | 50304 | GEN5 | Combustion Turbine | Texas | 78 | Dropped - Plant is identified as onsite because it is a net buyer of electricity in 2021
Alpena Cement Plant | 50305 | GE10 | Coal Steam | Michigan | 3.2 | Dropped - Plant is identified as onsite because it is a net buyer of electricity in 2021
Alpena Cement Plant | 50305 | GEN6 | Coal Steam | Michigan | 12 | Dropped - Plant is identified as onsite because it is a net buyer of electricity in 2021
Alpena Cement Plant | 50305 | GEN7 | Coal Steam | Michigan | 10 | Dropped - Plant is identified as onsite because it is a net buyer of electricity in 2021
Alpena Cement Plant | 50305 | GEN8 | Coal Steam | Michigan | 11 | Dropped - Plant is identified as onsite because it is a net buyer of electricity in 2021
Alpena Cement Plant | 50305 | GEN9 | Coal Steam | Michigan | 11 | Dropped - Plant is identified as onsite because it is a net buyer of electricity in 2021
University of Oklahoma | 50307 | GEN1 | O/G Steam | Oklahoma | 7.5 | Dropped - Plant is identified as onsite because it is a net buyer of electricity in 2021
University of Oklahoma | 50307 | GEN2 | O/G Steam | Oklahoma | 2.5 | Dropped - Plant is identified as onsite because it is a net buyer of electricity in 2021
University of Oklahoma | 50307 | GEN3 | O/G Steam | Oklahoma | 2.5 | Dropped - Plant is identified as onsite because it is a net buyer of electricity in 2021
University of Oklahoma | 50307 | GEN4 | O/G Steam | Oklahoma | 4.3 | Dropped - Plant is identified as onsite because it is a net buyer of electricity in 2021
University of Oklahoma | 50307 | GEN5 | Combustion Turbine | Oklahoma | 1.8 | Dropped - Plant is identified as onsite because it is a net buyer of electricity in 2021
Utility Plants Section | 50308 | GEN1 | Coal Steam | Alaska | 3.5 | Dropped - in Alaska or in Hawaii or Puerto Rico
Utility Plants Section | 50308 | GEN3 | Coal Steam | Alaska | 6.2 | Dropped - in Alaska or in Hawaii or Puerto Rico
Utility Plants Section | 50308 | GEN4 | Coal Steam | Alaska | 6.2 | Dropped - in Alaska or in Hawaii or Puerto Rico
Utility Plants Section | 50308 | GEN5 | Coal Steam | Alaska | 6.2 | Dropped - in Alaska or in Hawaii or Puerto Rico
Standby Generation Plant | 50310 | 1 | Combustion Turbine | Florida | 1.1 | Dropped - Plant is identified as onsite because it is a net buyer of electricity in 2021
Standby Generation Plant | 50310 | 1SB | Combustion Turbine | Florida | 1.3 | Dropped - Plant is identified as onsite because it is a net buyer of electricity in 2021
Standby Generation Plant | 50310 | 2 | Combustion Turbine | Florida | 1.1 | Dropped - Plant is identified as onsite because it is a net buyer of electricity in 2021
Standby Generation Plant | 50310 | 2SB | Combustion Turbine | Florida | 1.3 | Dropped - Plant is identified as onsite because it is a net buyer of electricity in 2021
Standby Generation Plant | 50310 | 3 | Combustion Turbine | Florida | 1.1 | Dropped - Plant is identified as onsite because it is a net buyer of electricity in 2021
Standby Generation Plant | 50310 | 3SB | Combustion Turbine | Florida | 1.3 | Dropped - Plant is identified as onsite because it is a net buyer of electricity in 2021
Standby Generation Plant | 50310 | 4SB | Combustion Turbine | Florida | 1.3 | Dropped - Plant is identified as onsite because it is a net buyer of electricity in 2021
Standby Generation Plant | 50310 | 5SB | Combustion Turbine | Florida | 1.3 | Dropped - Plant is identified as onsite because it is a net buyer of electricity in 2021
Standby Generation Plant | 50310 | 6SB | Combustion Turbine | Florida | 1.3 | Dropped - Plant is identified as onsite because it is a net buyer of electricity in 2021
Standby Generation Plant | 50310 | 7SB | Combustion Turbine | Florida | 1.3 | Dropped - Plant is identified as onsite because it is a net buyer of electricity in 2021
Standby Generation Plant | 50310 | 8SB | Combustion Turbine | Florida | 1.3 | Dropped - Plant is identified as onsite because it is a net buyer of electricity in 2021
Passaic Valley Water Commission | 50311 | GEN1 | Hydro | New Jersey | 0.6 | Dropped - Units whose status are "OS" or "RE" for the past 3 consecutive years
Passaic Valley Water Commission | 50311 | GEN2 | Hydro | New Jersey | 0.6 | Dropped - Units whose status are "OS" or "RE" for the past 3 consecutive years
Passaic Valley Water Commission | 50311 | GEN3 | Hydro | New Jersey | 0.6 | Dropped - Units whose status are "OS" or "RE" for the past 3 consecutive years
Passaic Valley Water Commission | 50311 | GEN4 | Hydro | New Jersey | 0.6 | Dropped - Units whose status are "OS" or "RE" for the past 3 consecutive years
Bunge North America East LLC | 50316 | 3516 | O/G Steam | Indiana | 2.2 | Dropped - Plant is identified as onsite because it is a net buyer of electricity in 2021
Nalco | 50326 | DPOX | Combined Cycle | Illinois | 0.7 | Dropped - Units whose status are "OS" or "RE" for the past 3 consecutive years
Gay Robinson | 50333 | DSL5 | Combustion Turbine | Hawaii | 0.5 | Dropped - in Alaska or in Hawaii or Puerto Rico
Gay Robinson | 50333 | DSL6 | Combustion Turbine | Hawaii | 0.5 | Dropped - in Alaska or in Hawaii or Puerto Rico
Gay Robinson | 50333 | HYD2 | Hydro | Hawaii | 0.8 | Dropped - in Alaska or in Hawaii or Puerto Rico
Gay Robinson | 50333 | HYD3 | Hydro | Hawaii | 6.5 | Dropped - in Alaska or in Hawaii or Puerto Rico
Mooseheart Power House | 50337 | GEN1 | Combustion Turbine | Illinois | 0.5 | Dropped - Plant is identified as onsite because it is a net buyer of electricity in 2021
Mooseheart Power House | 50337 | GEN2 | Combustion Turbine | Illinois | 0.5 | Dropped - Plant is identified as onsite because it is a net buyer of electricity in 2021
Mooseheart Power House | 50337 | GEN3 | Combustion Turbine | Illinois | 0.3 | Dropped - Plant is identified as onsite because it is a net buyer of electricity in 2021
Mooseheart Power House | 50337 | GEN4 | Combustion Turbine | Illinois | 0.5 | Dropped - Plant is identified as onsite because it is a net buyer of electricity in 2021
PCS Nitrogen Fertilizer LP | 50341 | GEN2 | Non-Fossil Waste | Louisiana | 8 | Dropped - Units whose status are "OS" or "RE" for the past 3 consecutive years
Sloss Industries Corp | 50359 | 10 | O/G Steam | Alabama | 8.5 | Dropped - Plant is identified as onsite because it is a net buyer of electricity in 2021
Sloss Industries Corp | 50359 | 9 | O/G Steam | Alabama | 7.5 | Dropped - Plant is identified as onsite because it is a net buyer of electricity in 2021
Mesquite Lake Energy Park Plant 2 | 50363 | L313 | Biomass | California | 15.5 | Dropped - Units whose status are "OS" or "RE" for the past 3 consecutive years
Phillips 66 Carbon Plant | 50388 | GEN1 | Coal Steam | California | 20 | Dropped - Retired/Planned Retirement by 06/2028
Port Allen (LA) | 50389 | GEN1 | Combustion Turbine | Louisiana | 3.5 | Dropped - Plant is identified as onsite because it is a net buyer of electricity in 2021
Port Allen (LA) | 50389 | GEN2 | Combustion Turbine | Louisiana | 3.5 | Dropped - Plant is identified as onsite because it is a net buyer of electricity in 2021
Eielson AFB Central Heat & Power Plant | 50392 | DG01 | Combustion Turbine | Alaska | 1.4 | Dropped - in Alaska or in Hawaii or Puerto Rico
Eielson AFB Central Heat & Power Plant | 50392 | DG02 | Combustion Turbine | Alaska | 1.4 | Dropped - in Alaska or in Hawaii or Puerto Rico
Eielson AFB Central Heat & Power Plant | 50392 | DG03 | Combustion Turbine | Alaska | 1.4 | Dropped - in Alaska or in Hawaii or Puerto Rico
Eielson AFB Central Heat & Power Plant | 50392 | DG04 | Combustion Turbine | Alaska | 1.4 | Dropped - in Alaska or in Hawaii or Puerto Rico
Eielson AFB Central Heat & Power Plant | 50392 | TG1 | Coal Steam | Alaska | 0.5 | Dropped - in Alaska or in Hawaii or Puerto Rico
Eielson AFB Central Heat & Power Plant | 50392 | TG2 | Coal Steam | Alaska | 0.5 | Dropped - in Alaska or in Hawaii or Puerto Rico
Eielson AFB Central Heat & Power Plant | 50392 | TG3 | Coal Steam | Alaska | 5 | Dropped - in Alaska or in Hawaii or Puerto Rico
Eielson AFB Central Heat & Power Plant | 50392 | TG4 | Coal Steam | Alaska | 5 | Dropped - in Alaska or in Hawaii or Puerto Rico
Eielson AFB Central Heat & Power Plant | 50392 | TG5 | Coal Steam | Alaska | 9 | Dropped - in Alaska or in Hawaii or Puerto Rico
Georgia-Pacific Corp - Nekoosa Mill | 50395 | HY1 | Hydro | Wisconsin | 0.8 | Dropped - Plant is identified as onsite because it is a net buyer of electricity in 2021
Georgia-Pacific Corp - Nekoosa Mill | 50395 | HY2 | Hydro | Wisconsin | 0.8 | Dropped - Plant is identified as onsite because it is a net buyer of electricity in 2021
Georgia-Pacific Corp - Nekoosa Mill | 50395 | HY3 | Hydro | Wisconsin | 0.8 | Dropped - Plant is identified as onsite because it is a net buyer of electricity in 2021
Georgia-Pacific Corp - Nekoosa Mill | 50395 | HY4 | Hydro | Wisconsin | 0.6 | Dropped - Plant is identified as onsite because it is a net buyer of electricity in 2021
Georgia-Pacific Corp - Nekoosa Mill | 50395 | HY5 | Hydro | Wisconsin | 0.7 | Dropped - Plant is identified as onsite because it is a net buyer of electricity in 2021
Georgia-Pacific Corp - Nekoosa Mill | 50395 | NHG1 | Hydro | Wisconsin | 0.2 | Dropped - Plant is identified as onsite because it is a net buyer of electricity in 2021
Georgia-Pacific Corp - Nekoosa Mill | 50395 | TG14 | Non-Fossil Waste | Wisconsin | 12.5 | Dropped - Plant is identified as onsite because it is a net buyer of electricity in 2021
Georgia-Pacific Corp - Nekoosa Mill | 50395 | TG6 | O/G Steam | Wisconsin | 5.7 | Dropped - Plant is identified as onsite because it is a net buyer of electricity in 2021
Georgia-Pacific Corp - Nekoosa Mill | 50395 | TG8 | O/G Steam | Wisconsin | 13 | Dropped - Plant is identified as onsite because it is a net buyer of electricity in 2021
Dillard Complex | 50396 | GEN6 | Biomass | Oregon | 11.5 | Dropped - Units whose status are "OS" or "RE" for the past 3 consecutive years
International Paper Savanna Mill | 50398 | GE10 | Non-Fossil Waste | Georgia | 82.7 | Dropped - Plant is identified as onsite because it is a net buyer of electricity in 2021
International Paper Savanna Mill | 50398 | GEN9 | O/G Steam | Georgia | 71.2 | Dropped - Plant is identified as onsite because it is a net buyer of electricity in 2021
Somerset Plant | 50406 | GEN1 | Non-Fossil Waste | Maine | 48.8 | Dropped - Plant is identified as onsite because it is a net buyer of electricity in 2021
Somerset Plant | 50406 | GEN2 | Non-Fossil Waste | Maine | 51 | Dropped - Plant is identified as onsite because it is a net buyer of electricity in 2021
University of Michigan | 50431 | TG7 | Combined Cycle | Michigan | 11.5 | Dropped - Units whose status are "OS" or "RE" for the past 3 consecutive years
S D Warren Westbrook | 50447 | GEN1 | Hydro | Maine | 0.6 | Dropped - Plant is identified as onsite because it is a net buyer of electricity in 2021
S D Warren Westbrook | 50447 | GEN2 | Hydro | Maine | 0.6 | Dropped - Units whose status are "OS" or "RE" for the past 3 consecutive years
S D Warren Westbrook | 50447 | GEN3 | Hydro | Maine | 0.6 | Dropped - Plant is identified as onsite because it is a net buyer of electricity in 2021
S D Warren Westbrook | 50447 | GEN4 | Hydro | Maine | 0.8 | Dropped - Plant is identified as onsite because it is a net buyer of electricity in 2021
S D Warren Westbrook | 50447 | GEN5 | Hydro | Maine | 0.8 | Dropped - Plant is identified as onsite because it is a net buyer of electricity in 2021
S D Warren Westbrook | 50447 | GEN6 | Hydro | Maine | 0.8 | Dropped - Plant is identified as onsite because it is a net buyer of electricity in 2021
S D Warren Westbrook | 50447 | GEN7 | Hydro | Maine | 0.6 | Dropped - Plant is identified as onsite because it is a net buyer of electricity in 2021
S D Warren Westbrook | 50447 | GEN9 | Biomass | Maine | 40.5 | Dropped - Plant is identified as onsite because it is a net buyer of electricity in 2021
S D Warren Westbrook | 50447 | GN10 | Biomass | Maine | 15.8 | Dropped - Plant is identified as onsite because it is a net buyer of electricity in 2021
S D Warren Westbrook | 50447 | GN11 | Hydro | Maine | 0.6 | Dropped - Plant is identified as onsite because it is a net buyer of electricity in 2021
S D Warren Westbrook | 50447 | GN12 | Hydro | Maine | 0.2 | Dropped - Plant is identified as onsite because it is a net buyer of electricity in 2021
S D Warren Westbrook | 50447 | GN13 | Hydro | Maine | 0.2 | Dropped - Plant is identified as onsite because it is a net buyer of electricity in 2021
S D Warren Westbrook | 50447 | GN14 | Hydro | Maine | 0.2 | Dropped - Plant is identified as onsite because it is a net buyer of electricity in 2021
S D Warren Westbrook | 50447 | GN15 | Hydro | Maine | 0.2 | Dropped - Plant is identified as onsite because it is a net buyer of electricity in 2021
S D Warren Westbrook | 50447 | GN16 | Hydro | Maine | 0.5 | Dropped - Plant is identified as onsite because it is a net buyer of electricity in 2021
S D Warren Westbrook | 50447 | GN17 | Hydro | Maine | 0.5 | Dropped - Plant is identified as onsite because it is a net buyer of electricity in 2021
Procter & Gamble Cincinnati Plant | 50456 | GEN1 | O/G Steam | Ohio | 11.7 | Dropped - Plant is identified as onsite because it is a net buyer of electricity in 2021
Cheboygan | 50461 | GEN1 | Hydro | Michigan | 0.7 | Dropped - Plant is identified as onsite because it is a net buyer of electricity in 2021
Swift Creek Chemical Complex | 50474 | SCC | Energy Storage | Florida | 15.9 | Dropped - Plant is identified as onsite because it is a net buyer of electricity in 2021
Packaging of America Tomahawk Mill | 50476 | GEN1 | Biomass | Wisconsin | 5.4 | Dropped - Plant is identified as onsite because it is a net buyer of electricity in 2021
Packaging of America Tomahawk Mill | 50476 | GEN2 | Biomass | Wisconsin | 8.2 | Dropped - Plant is identified as onsite because it is a net buyer of electricity in 2021
Packaging of America Tomahawk Mill | 50476 | GEN3 | Hydro | Wisconsin | 0.5 | Dropped - Plant is identified as onsite because it is a net buyer of electricity in 2021
Packaging of America Tomahawk Mill | 50476 | GEN4 | Hydro | Wisconsin | 0.3 | Dropped - Plant is identified as onsite because it is a net buyer of electricity in 2021
Packaging of America Tomahawk Mill | 50476 | GEN5 | Hydro | Wisconsin | 0.3 | Dropped - Plant is identified as onsite because it is a net buyer of electricity in 2021
Georgia-Pacific Big Island | 50479 | BHG1 | Hydro | Virginia | 0.2 | Dropped - Plant is identified as onsite because it is a net buyer of electricity in 2021
Georgia-Pacific Big Island | 50479 | BHG2 | Hydro | Virginia | 0.2 | Dropped - Plant is identified as onsite because it is a net buyer of electricity in 2021
Georgia-Pacific Big Island | 50479 | GEN1 | Biomass | Virginia | 7 | Dropped - Plant is identified as onsite because it is a net buyer of electricity in 2021
Tennessee Eastman Operations | 50481 | TG10 | Coal Steam | Tennessee | 6 | Dropped - Plant is identified as onsite because it is a net buyer of electricity in 2021
Tennessee Eastman Operations | 50481 | TG11 | Coal Steam | Tennessee | 6 | Dropped - Plant is identified as onsite because it is a net buyer of electricity in 2021
Tennessee Eastman Operations | 50481 | TG12 | Coal Steam | Tennessee | 6 | Dropped - Plant is identified as onsite because it is a net buyer of electricity in 2021
Tennessee Eastman Operations | 50481 | TG13 | Coal Steam | Tennessee | 7 | Dropped - Plant is identified as onsite because it is a net buyer of electricity in 2021
Tennessee Eastman Operations | 50481 | TG14 | Coal Steam | Tennessee | 10 | Dropped - Plant is identified as onsite because it is a net buyer of electricity in 2021
Tennessee Eastman Operations | 50481 | TG15 | Coal Steam | Tennessee | 7.5 | Dropped - Plant is identified as onsite because it is a net buyer of electricity in 2021
Tennessee Eastman Operations | 50481 | TG16 | O/G Steam | Tennessee | 10.4 | Dropped - Plant is identified as onsite because it is a net buyer of electricity in 2021
Tennessee Eastman Operations | 50481 | TG17 | Coal Steam | Tennessee | 10.4 | Dropped - Plant is identified as onsite because it is a net buyer of electricity in 2021
Tennessee Eastman Operations | 50481 | TG18 | O/G Steam | Tennessee | 10.4 | Dropped - Plant is identified as onsite because it is a net buyer of electricity in 2021
Tennessee Eastman Operations | 50481 | TG19 | O/G Steam | Tennessee | 10.4 | Dropped - Plant is identified as onsite because it is a net buyer of electricity in 2021
Tennessee Eastman Operations | 50481 | TG20 | Coal Steam | Tennessee | 10.4 | Dropped - Plant is identified as onsite because it is a net buyer of electricity in 2021
Tennessee Eastman Operations | 50481 | TG21 | O/G Steam | Tennessee | 15 | Dropped - Plant is identified as onsite because it is a net buyer of electricity in 2021
Tennessee Eastman Operations | 50481 | TG22 | Coal Steam | Tennessee | 15.4 | Dropped - Plant is identified as onsite because it is a net buyer of electricity in 2021
Tennessee Eastman Operations | 50481 | TG24 | O/G Steam | Tennessee | 16.8 | Dropped - Plant is identified as onsite because it is a net buyer of electricity in 2021
Tennessee Eastman Operations | 50481 | TG25 | Coal Steam | Tennessee | 18 | Dropped - Plant is identified as onsite because it is a net buyer of electricity in 2021
Tennessee Eastman Operations | 50481 | TG26 | Coal Steam | Tennessee | 16.6 | Dropped - Plant is identified as onsite because it is a net buyer of electricity in 2021
Tennessee Eastman Operations | 50481 | TGO7 | Coal Steam | Tennessee | 6 | Dropped - Plant is identified as onsite because it is a net buyer of electricity in 2021
Tennessee Eastman Operations | 50481 | TGO8 | Coal Steam | Tennessee | 6 | Dropped - Plant is identified as onsite because it is a net buyer of electricity in 2021
Tennessee Eastman Operations | 50481 | TGO9 | Coal Steam | Tennessee | 6 | Dropped - Plant is identified as onsite because it is a net buyer of electricity in 2021
PPG Powerhouse A | 50487 | A1 | Non-Fossil Waste | Louisiana | 7.5 | Dropped - Units whose status are "OS" or "RE" for the past 3 consecutive years
PPG Powerhouse A | 50487 | A2 | Non-Fossil Waste | Louisiana | 7.5 | Dropped - Units whose status are "OS" or "RE" for the past 3 consecutive years
PPG Powerhouse A | 50487 | A4 | Non-Fossil Waste | Louisiana | 7.5 | Dropped - Units whose status are "OS" or "RE" for the past 3 consecutive years
PPG Powerhouse A | 50487 | A7 | Non-Fossil Waste | Louisiana | 10 | Dropped - Units whose status are "OS" or "RE" for the past 3 consecutive years
PPG Powerhouse A | 50487 | A9 | Non-Fossil Waste | Louisiana | 20 | Dropped - Units whose status are "OS" or "RE" for the past 3 consecutive years
PPG Riverside | 50488 | GEN1 | Non-Fossil Waste | Louisiana | 35 | Dropped - Units whose status are "OS" or "RE" for the past 3 consecutive years
Axiall Natrium Plant | 50491 | GEN4 | O/G Steam | West Virginia | 7.5 | Dropped - Plant is identified as onsite because it is a net buyer of electricity in 2021
Axiall Natrium Plant | 50491 | GEN6 | O/G Steam | West Virginia | 26 | Dropped - Plant is identified as onsite because it is a net buyer of electricity in 2021
Axiall Natrium Plant | 50491 | GEN7 | O/G Steam | West Virginia | 82 | Dropped - Plant is identified as onsite because it is a net buyer of electricity in 2021
PCS Phosphate | 50509 | GEN1 | Non-Fossil Waste | North Carolina | 54 | Dropped - Plant is identified as onsite because it is a net buyer of electricity in 2021
Equilon Los Angeles Refining | 50530 | GEN1 | Fossil Waste | California | 17.8 | Dropped - Plant is identified as onsite because it is a net buyer of electricity in 2021
Equilon Los Angeles Refining | 50530 | GEN2 | Fossil Waste | California | 19.7 | Dropped - Plant is identified as onsite because it is a net buyer of electricity in 2021
Equilon Los Angeles Refining | 50530 | GEN3 | Fossil Waste | California | 5.8 | Dropped - Plant is identified as onsite because it is a net buyer of electricity in 2021
BP Carson Refinery | 50540 | GEN1 | Fossil Waste | California | 6.5 | Dropped - Plant is identified as onsite because it is a net buyer of electricity in 2021
BP Carson Refinery | 50540 | GEN2 | O/G Steam | California | 1.5 | Dropped - Units whose status are "OS" or "RE" for the past 3 consecutive years
Port Townsend Paper | 50544 | GEN6 | Non-Fossil Waste | Washington | 7.5 | Dropped - Plant is identified as onsite because it is a net buyer of electricity in 2021
Port Townsend Paper | 50544 | HDRO | Hydro | Washington | 0.3 | Dropped - Units whose status are "OS" or "RE" for the past 3 consecutive years
Mosinee Mill | 50614 | GEN1 | Non-Fossil Waste | Wisconsin | 13 | Dropped - Plant is identified as onsite because it is a net buyer of electricity in 2021
Mosinee Mill | 50614 | HYD1 | Hydro | Wisconsin | 2.5 | Dropped - Plant is identified as onsite because it is a net buyer of electricity in 2021
Mosinee Mill | 50614 | HYD2 | Hydro | Wisconsin | 0.7 | Dropped - Plant is identified as onsite because it is a net buyer of electricity in 2021
Mosinee Mill | 50614 | HYD3 | Hydro | Wisconsin | 0.7 | Dropped - Plant is identified as onsite because it is a net buyer of electricity in 2021
Mosinee Mill | 50614 | WEST | Non-Fossil Waste | Wisconsin | 5 | Dropped - Plant is identified as onsite because it is a net buyer of electricity in 2021
Torrance Refining Company, LLC | 50624 | EXP1 | Non-Fossil Waste | California | 7.5 | Dropped - Plant is identified as onsite because it is a net buyer of electricity in 2021
Torrance Refining Company, LLC | 50624 | GTG1 | Fossil Waste | California | 22.5 | Dropped - Plant is identified as onsite because it is a net buyer of electricity in 2021
Torrance Refining Company, LLC | 50624 | STG1 | Non-Fossil Waste | California | 19.3 | Dropped - Plant is identified as onsite because it is a net buyer of electricity in 2021
Chalmette Refining LLC | 50626 | GEN1 | Energy Storage | Louisiana | 1.7 | Dropped - Plant is identified as onsite because it is a net buyer of electricity in 2021
ExxonMobil Oil Joliet Refinery | 50627 | GTG1 | Fossil Waste | Illinois | 22 | Dropped - Plant is identified as onsite because it is a net buyer of electricity in 2021
ExxonMobil Oil Joliet Refinery | 50627 | MG | Fossil Waste | Illinois | 11.2 | Dropped - Plant is identified as onsite because it is a net buyer of electricity in 2021
ExxonMobil Oil Joliet Refinery | 50627 | STG1 | Fossil Waste | Illinois | 3.3 | Dropped - Plant is identified as onsite because it is a net buyer of electricity in 2021
Clearwater Paper IPP Lewiston | 50637 | GEN1 | Non-Fossil Waste | Idaho | 2 | Dropped - Units whose status are "OS" or "RE" for the past 3 consecutive years
Clearwater Paper IPP Lewiston | 50637 | GEN2 | Non-Fossil Waste | Idaho | 3.3 | Dropped - Units whose status are "OS" or "RE" for the past 3 consecutive years
Clearwater Paper APP CB | 50638 | GEN1 | Non-Fossil Waste | Arkansas | 28 | Dropped - Plant is identified as onsite because it is a net buyer of electricity in 2021
Sappi Cloquet Mill | 50639 | GEN3 | Biomass | Minnesota | 17.5 | Dropped - Plant is identified as onsite because it is a net buyer of electricity in 2021
Sappi Cloquet Mill | 50639 | GEN4 | Biomass | Minnesota | 41.5 | Dropped - Plant is identified as onsite because it is a net buyer of electricity in 2021
Sappi Cloquet Mill | 50639 | GEN5 | Non-Fossil Waste | Minnesota | 14 | Dropped - Plant is identified as onsite because it is a net buyer of electricity in 2021
Sappi Cloquet Mill | 50639 | HGN1 | Hydro | Minnesota | 1.6 | Dropped - Plant is identified as onsite because it is a net buyer of electricity in 2021
Sappi Cloquet Mill | 50639 | HGN5 | Hydro | Minnesota | 0.5 | Dropped - Plant is identified as onsite because it is a net buyer of electricity in 2021
Sappi Cloquet Mill | 50639 | HGN6 | Hydro | Minnesota | 0.5 | Dropped - Plant is identified as onsite because it is a net buyer of electricity in 2021
Sappi Cloquet Mill | 50639 | HGN7 | Hydro | Minnesota | 1 | Dropped - Plant is identified as onsite because it is a net buyer of electricity in 2021
Covanta Tulsa Renewable Energy LLC | 50660 | GEN1 | Municipal Solid Waste | Oklahoma | 15.6 | Dropped - Plant is identified as onsite because it is a net buyer of electricity in 2021
Municipal Cogen Plant | 50674 | GEN1A | Combustion Turbine | California | 1.2 | Dropped - Plant is identified as onsite because it is a net buyer of electricity in 2021
Plant No 1 Orange County | 50696 | GEN1 | Non-Fossil Waste | California | 2.4 | Dropped - Plant is identified as onsite because it is a net buyer of electricity in 2021
Plant No 1 Orange County | 50696 | GEN2 | Non-Fossil Waste | California | 2.4 | Dropped - Plant is identified as onsite because it is a net buyer of electricity in 2021
Plant No 1 Orange County | 50696 | GEN3 | Non-Fossil Waste | California | 2.4 | Dropped - Plant is identified as onsite because it is a net buyer of electricity in 2021
University of Alaska Fairbanks | 50711 | GEN1 | Coal Steam | Alaska | 0.5 | Dropped - in Alaska or in Hawaii or Puerto Rico
University of Alaska Fairbanks | 50711 | GEN2 | Coal Steam | Alaska | 0.5 | Dropped - in Alaska or in Hawaii or Puerto Rico
University of Alaska Fairbanks | 50711 | GEN3 | Coal Steam | Alaska | 8.1 | Dropped - in Alaska or in Hawaii or Puerto Rico
University of Alaska Fairbanks | 50711 | GEN4 | Combustion Turbine | Alaska | 9.6 | Dropped - in Alaska or in Hawaii or Puerto Rico
University of Alaska Fairbanks | 50711 | GEN5 | Coal Steam | Alaska | 17 | Dropped - in Alaska or in Hawaii or Puerto Rico
Clairton Works | 50729 | GEN1 | Fossil Waste | Pennsylvania | 16 | Dropped - Plant is identified as onsite because it is a net buyer of electricity in 2021
Clairton Works | 50729 | GEN3 | Fossil Waste | Pennsylvania | 8 | Dropped - Plant is identified as onsite because it is a net buyer of electricity in 2021
Mon Valley Works | 50732 | GEN1 | Fossil Waste | Pennsylvania | 30 | Dropped - Plant is identified as onsite because it is a net buyer of electricity in 2021
Mon Valley Works | 50732 | GEN2 | Fossil Waste | Pennsylvania | 30 | Dropped - Plant is identified as onsite because it is a net buyer of electricity in 2021
Mon Valley Works | 50732 | GEN3 | Fossil Waste | Pennsylvania | 1.9 | Dropped - Plant is identified as onsite because it is a net buyer of electricity in 2021
Gary Works | 50733 | STG1 | Fossil Waste | Indiana | 161 | Dropped - Plant is identified as onsite because it is a net buyer of electricity in 2021
Southeast Kern River Cogen | 50751 | GTG2 | Combustion Turbine | California | 3 | Dropped - Units whose status are "OS" or "RE" for the past 3 consecutive years
Southeast Kern River Cogen | 50751 | GTG3 | Combustion Turbine | California | 3 | Dropped - Units whose status are "OS" or "RE" for the past 3 consecutive years
South Belridge Cogeneration Facility | 50752 | GEN1 | Combustion Turbine | California | 19 | Dropped - Plant is identified as onsite because it is a net buyer of electricity in 2021
South Belridge Cogeneration Facility | 50752 | GEN2 | Combustion Turbine | California | 19 | Dropped - Plant is identified as onsite because it is a net buyer of electricity in 2021
South Belridge Cogeneration Facility | 50752 | GEN3 | Combustion Turbine | California | 19 | Dropped - Plant is identified as onsite because it is a net buyer of electricity in 2021
Seminole Mill | 50803 | GEN3 | O/G Steam | Florida | 20 | Dropped - Plant is identified as onsite because it is a net buyer of electricity in 2021
WestRock Panama City Mill | 50807 | GEN3 | Non-Fossil Waste | Florida | 4 | Dropped - Plant is identified as onsite because it is a net buyer of electricity in 2021
WestRock Panama City Mill | 50807 | GEN4 | Non-Fossil Waste | Florida | 10 | Dropped - Plant is identified as onsite because it is a net buyer of electricity in 2021
WestRock Panama City Mill | 50807 | GEN6 | Biomass | Florida | 21.8 | Dropped - Plant is identified as onsite because it is a net buyer of electricity in 2021
Westrock Hodge (LA) | 50810 | NO 7 | Non-Fossil Waste | Louisiana | 15.6 | Dropped - Plant is identified as onsite because it is a net buyer of electricity in 2021
Westrock Hodge (LA) | 50810 | NO 8 | Non-Fossil Waste | Louisiana | 27.5 | Dropped - Plant is identified as onsite because it is a net buyer of electricity in 2021
Westrock Hodge (LA) | 50810 | NO 9 | Non-Fossil Waste | Louisiana | 23.3 | Dropped - Plant is identified as onsite because it is a net buyer of electricity in 2021
TES Filer City Station | 50835 | GEN1 | Coal Steam | Michigan | 60 | Dropped - Retired/Planned Retirement by 06/2028
Gramercy Holdings LLC | 50846 | GT3 | Combustion Turbine | Louisiana | 15 | Dropped - Plant is identified as onsite because it is a net buyer of electricity in 2021
Gramercy Holdings LLC | 50846 | GT4 | Combustion Turbine | Louisiana | 21 | Dropped - Plant is identified as onsite because it is a net buyer of electricity in 2021
Gramercy Holdings LLC | 50846 | ST1 | O/G Steam | Louisiana | 17 | Dropped - Plant is identified as onsite because it is a net buyer of electricity in 2021
Gramercy Holdings LLC | 50846 | ST2 | O/G Steam | Louisiana | 17 | Dropped - Plant is identified as onsite because it is a net buyer of electricity in 2021
Gramercy Holdings LLC | 50846 | ST3 | O/G Steam | Louisiana | 6 | Dropped - Plant is identified as onsite because it is a net buyer of electricity in 2021
Sargent Canyon Cogeneration | 50864 | K100 | Combustion Turbine | California | 30 | Dropped - Units whose status are "OS" or "RE" for the past 3 consecutive years
Ivy River Hydro | 50890 | GEN5 | Hydro | North Carolina | 0.2 | Dropped - Units whose status are "OS" or "RE" for the past 3 consecutive years
Ivy River Hydro | 50890 | GEN6 | Hydro | North Carolina | 0.2 | Dropped - Units whose status are "OS" or "RE" for the past 3 consecutive years
Sagamore Plant Cogeneration | 50903 | GEN1 | O/G Steam | Indiana | 7.4 | Dropped - Plant is identified as onsite because it is a net buyer of electricity in 2021
Ford Utilities Center | 50906 | 3 | Combustion Turbine | New Mexico | 6 | Dropped - Plant is identified as onsite because it is a net buyer of electricity in 2021
Ford Utilities Center | 50906 | 4 | Non-Fossil Waste | New Mexico | 0.7 | Dropped - Plant is identified as onsite because it is a net buyer of electricity in 2021
Ford Utilities Center | 50906 | 5 | Combustion Turbine | New Mexico | 6.2 | Dropped - Plant is identified as onsite because it is a net buyer of electricity in 2021
Des Moines Wastewater Reclamation Fac | 50932 | 72-04 | Non-Fossil Waste | Iowa | 1.4 | Dropped - Plant is identified as onsite because it is a net buyer of electricity in 2021
Des Moines Wastewater Reclamation Fac | 50932 | 72-05 | Non-Fossil Waste | Iowa | 1.4 | Dropped - Plant is identified as onsite because it is a net buyer of electricity in 2021
Rhinelander Mill | 50933 | GEN5 | O/G Steam | Wisconsin | 4 | Dropped - Plant is identified as onsite because it is a net buyer of electricity in 2021
Rhinelander Mill | 50933 | GEN6 | Coal Steam | Wisconsin | 6.3 | Dropped - Plant is identified as onsite because it is a net buyer of electricity in 2021
Rhinelander Mill | 50933 | HYD1 | Hydro | Wisconsin | 0.5 | Dropped - Plant is identified as onsite because it is a net buyer of electricity in 2021
Rhinelander Mill | 50933 | HYD2 | Hydro | Wisconsin | 0.5 | Dropped - Plant is identified as onsite because it is a net buyer of electricity in 2021
Rhinelander Mill | 50933 | HYD3 | Hydro | Wisconsin | 1 | Dropped - Plant is identified as onsite because it is a net buyer of electricity in 2021
Caterpillar | 50935 | 3512 | Combustion Turbine | Indiana | 0.8 | Dropped - Plant is identified as onsite because it is a net buyer of electricity in 2021
Caterpillar | 50935 | 3516 | Combustion Turbine | Indiana | 0.8 | Dropped - Plant is identified as onsite because it is a net buyer of electricity in 2021
Caterpillar | 50935 | 516A | Combustion Turbine | Indiana | 1.8 | Dropped - Plant is identified as onsite because it is a net buyer of electricity in 2021
Caterpillar | 50935 | ET1-1 | Combustion Turbine | Indiana | 3 | Dropped - Plant is identified as onsite because it is a net buyer of electricity in 2021
Caterpillar | 50935 | ET2 | Combustion Turbine | Indiana | 2 | Dropped - Plant is identified as onsite because it is a net buyer of electricity in 2021
Caterpillar | 50935 | ET4 | Combustion Turbine | Indiana | 2.5 | Dropped - Plant is identified as onsite because it is a net buyer of electricity in 2021
Caterpillar | 50935 | R12 | Combustion Turbine | Indiana | 0.3 | Dropped - Plant is identified as onsite because it is a net buyer of electricity in 2021
Lagoon Cogeneration Facility | 50942 | 1 | Combustion Turbine | Utah | 0.5 | Dropped - Plant is identified as onsite because it is a net buyer of electricity in 2021
Lagoon Cogeneration Facility | 50942 | 2 | Combustion Turbine | Utah | 0.5 | Dropped - Plant is identified as onsite because it is a net buyer of electricity in 2021
Lagoon Cogeneration Facility | 50942 | 3 | Combustion Turbine | Utah | 0.5 | Dropped - Plant is identified as onsite because it is a net buyer of electricity in 2021
Rousselot Inc | 50955 | GEN1 | O/G Steam | Massachusetts | 1.5 | Dropped - Plant is identified as onsite because it is a net buyer of electricity in 2021
Rousselot Inc | 50955 | GEN2 | O/G Steam | Massachusetts | 1.5 | Dropped - Plant is identified as onsite because it is a net buyer of electricity in 2021
Rousselot Inc | 50955 | GEN3 | O/G Steam | Massachusetts | 3.3 | Dropped - Plant is identified as onsite because it is a net buyer of electricity in 2021
Bowater Newsprint Calhoun Operation | 50956 | GEN1 | Non-Fossil Waste | Tennessee | 17 | Dropped - Plant is identified as onsite because it is a net buyer of electricity in 2021
Bowater Newsprint Calhoun Operation | 50956 | GEN2 | Non-Fossil Waste | Tennessee | 19 | Dropped - Plant is identified as onsite because it is a net buyer of electricity in 2021
Bowater Newsprint Calhoun Operation | 50956 | GEN3 | Non-Fossil Waste | Tennessee | 27 | Dropped - Plant is identified as onsite because it is a net buyer of electricity in 2021
Naval Hospital Medical Center | 50963 | 4TG | Combustion Turbine | California | 4.4 | Dropped - Plant is identified as onsite because it is a net buyer of electricity in 2021
Toledo Ref Power Recovery Train | 50965 | GEN1 | Coal Steam | Ohio | 6 | Dropped - Plant is identified as onsite because it is a net buyer of electricity in 2021
MU Combined Heat and Power Plant | 50969 | 6025 | O/G Steam | Missouri | 0.3 | Dropped - Plant is identified as onsite because it is a net buyer of electricity in 2021
MU Combined Heat and Power Plant | 50969 | DGT1 | Combustion Turbine | Missouri | 2 | Dropped - Plant is identified as onsite because it is a net buyer of electricity in 2021
MU Combined Heat and Power Plant | 50969 | GEN1 | O/G Steam | Missouri | 6 | Dropped - Plant is identified as onsite because it is a net buyer of electricity in 2021
MU Combined Heat and Power Plant | 50969 | GEN2 | O/G Steam | Missouri | 12.2 | Dropped - Plant is identified as onsite because it is a net buyer of electricity in 2021
MU Combined Heat and Power Plant | 50969 | GEN3 | O/G Steam | Missouri | 19.2 | Dropped - Plant is identified as onsite because it is a net buyer of electricity in 2021
MU Combined Heat and Power Plant | 50969 | GEN4 | O/G Steam | Missouri | 13.3 | Dropped - Plant is identified as onsite because it is a net buyer of electricity in 2021
MU Combined Heat and Power Plant | 50969 | GEN6 | Combustion Turbine | Missouri | 0.5 | Dropped - Plant is identified as onsite because it is a net buyer of electricity in 2021
MU Combined Heat and Power Plant | 50969 | GEN7 | Combustion Turbine | Missouri | 1 | Dropped - Plant is identified as onsite because it is a net buyer of electricity in 2021
MU Combined Heat and Power Plant | 50969 | NTG1 | Combustion Turbine | Missouri | 11.4 | Dropped - Plant is identified as onsite because it is a net buyer of electricity in 2021
MU Combined Heat and Power Plant | 50969 | NTG2 | Combustion Turbine | Missouri | 11.4 | Dropped - Plant is identified as onsite because it is a net buyer of electricity in 2021
Motiva Enterprises Port Arthur Refinery | 50973 | GN31 | Combined Cycle | Texas | 8.4 | Dropped - Plant is identified as onsite because it is a net buyer of electricity in 2021
Motiva Enterprises Port Arthur Refinery | 50973 | GN32 | Combined Cycle | Texas | 10.5 | Dropped - Plant is identified as onsite because it is a net buyer of electricity in 2021
Motiva Enterprises Port Arthur Refinery | 50973 | GN33 | Combined Cycle | Texas | 21.5 | Dropped - Plant is identified as onsite because it is a net buyer of electricity in 2021
Motiva Enterprises Port Arthur Refinery | 50973 | GN34 | Combustion Turbine | Texas | 15.6 | Dropped - Plant is identified as onsite because it is a net buyer of electricity in 2021
Motiva Enterprises Port Arthur Refinery | 50973 | GN35 | Combined Cycle | Texas | 39 | Dropped - Plant is identified as onsite because it is a net buyer of electricity in 2021
Motiva Enterprises Port Arthur Refinery | 50973 | GN41 | Combined Cycle | Texas | 36.1 | Dropped - Plant is identified as onsite because it is a net buyer of electricity in 2021
Motiva Enterprises Port Arthur Refinery | 50973 | GN42 | Combined Cycle | Texas | 36.1 | Dropped - Plant is identified as onsite because it is a net buyer of electricity in 2021
Motiva Enterprises Port Arthur Refinery | 50973 | GN43 | Combined Cycle | Texas | 36.1 | Dropped - Plant is identified as onsite because it is a net buyer of electricity in 2021
Motiva Enterprises Port Arthur Refinery | 50973 | GN44 | Combined Cycle | Texas | 36.1 | Dropped - Plant is identified as onsite because it is a net buyer of electricity in 2021
Solano County Cogen Plant | 50985 | 3163 | Combustion Turbine | California | 1 | Dropped - Plant is identified as onsite because it is a net buyer of electricity in 2021
Solano County Cogen Plant | 50985 | 3164 | Combustion Turbine | California | 0.4 | Dropped - Plant is identified as onsite because it is a net buyer of electricity in 2021
Solano County Cogen Plant | 50985 | 3165 | Combustion Turbine | California | 1.4 | Dropped - Plant is identified as onsite because it is a net buyer of electricity in 2021
Enterprise Sugar Factory | 51008 | 1000 | Biomass | Louisiana | 1 | Dropped - Plant is identified as onsite because it is a net buyer of electricity in 2021
Enterprise Sugar Factory | 51008 | 2000 | Biomass | Louisiana | 2 | Dropped - Plant is identified as onsite because it is a net buyer of electricity in 2021
Rhode Island Hospital | 52024 | GEN2 | O/G Steam | Rhode Island | 1.7 | Dropped - Plant is identified as onsite because it is a net buyer of electricity in 2021
Rhode Island Hospital | 52024 | GEN4 | O/G Steam | Rhode Island | 1.7 | Dropped - Plant is identified as onsite because it is a net buyer of electricity in 2021
Rhode Island Hospital | 52024 | NEW1 | O/G Steam | Rhode Island | 3.5 | Dropped - Plant is identified as onsite because it is a net buyer of electricity in 2021
Rhode Island Hospital | 52024 | NEW3 | O/G Steam | Rhode Island | 3.5 | Dropped - Plant is identified as onsite because it is a net buyer of electricity in 2021
Puna Geothermal Venture I | 52028 | OEC11 | Geothermal | Hawaii | 3.1 | Dropped - in Alaska or in Hawaii or Puerto Rico
Puna Geothermal Venture I | 52028 | OEC12 | Geothermal | Hawaii | 3.1 | Dropped - in Alaska or in Hawaii or Puerto Rico
Georgia-Pacific Cedar Springs | 54101 | GEN1 | Non-Fossil Waste | Georgia | 45 | Dropped - Plant is identified as onsite because it is a net buyer of electricity in 2021
Georgia-Pacific Cedar Springs | 54101 | GEN2 | Non-Fossil Waste | Georgia | 45 | Dropped - Plant is identified as onsite because it is a net buyer of electricity in 2021
Ashdown | 54104 | GEN1 | Non-Fossil Waste | Arkansas | 17 | Dropped - Plant is identified as onsite because it is a net buyer of electricity in 2021
Ashdown | 54104 | GEN2 | Non-Fossil Waste | Arkansas | 40 | Dropped - Plant is identified as onsite because it is a net buyer of electricity in 2021
Ashdown | 54104 | GEN3 | Non-Fossil Waste | Arkansas | 33 | Dropped - Plant is identified as onsite because it is a net buyer of electricity in 2021
Ashdown | 54104 | GEN4 | Non-Fossil Waste | Arkansas | 38 | Dropped - Plant is identified as onsite because it is a net buyer of electricity in 2021
Great Lakes Hydro America - ME | 54134 | DOH3 | Hydro | Maine | 1.3 | Dropped - Units whose status are "OS" or "RE" for the past 3 consecutive years
Great Lakes Hydro America - ME | 54134 | DOH4 | Hydro | Maine | 1.8 | Dropped - Units whose status are "OS" or "RE" for the past 3 consecutive years
Puna Geothermal Venture I | 52028 | OEC13 | Geothermal | Hawaii | 3.1 | Dropped - in Alaska or in Hawaii or Puerto Rico
Puna Geothermal Venture I | 52028 | OEC14 | Geothermal | Hawaii | 3.1 | Dropped - in Alaska or in Hawaii or Puerto Rico
Puna Geothermal Venture I | 52028 | OEC15 | Geothermal | Hawaii | 3.1 | Dropped - in Alaska or in Hawaii or Puerto Rico
Puna Geothermal Venture I | 52028 | OEC21 | Geothermal | Hawaii | 3.1 | Dropped - in Alaska or in Hawaii or Puerto Rico
Puna Geothermal Venture I | 52028 | OEC22 | Geothermal | Hawaii | 3.1 | Dropped - in Alaska or in Hawaii or Puerto Rico
Puna Geothermal Venture I | 52028 | OEC23 | Geothermal | Hawaii | 3.1 | Dropped - in Alaska or in Hawaii or Puerto Rico
Puna Geothermal Venture I | 52028 | OEC24 | Geothermal | Hawaii | 3.1 | Dropped - in Alaska or in Hawaii or Puerto Rico
Puna Geothermal Venture I | 52028 | OEC25 | Geothermal | Hawaii | 3.1 | Dropped - in Alaska or in Hawaii or Puerto Rico
Puna Geothermal Venture I | 52028 | OEC31 | Geothermal | Hawaii | 6 | Dropped - in Alaska or in Hawaii or Puerto Rico
Puna Geothermal Venture I | 52028 | OEC32 | Geothermal | Hawaii | 6 | Dropped - in Alaska or in Hawaii or Puerto Rico
Moretown Generating Station | 52033 | 1 | Hydro | Vermont | 0.3 | Dropped - Units whose status are "OS" or "RE" for the past 3 consecutive years
Vanderbilt University Power Plant | 52048 | GT1B | Combustion Turbine | Tennessee | 5.8 | Dropped - Plant is identified as onsite because it is a net buyer of electricity in 2021
Vanderbilt University Power Plant | 52048 | GT2 | Combustion Turbine | Tennessee | 4 | Dropped - Plant is identified as onsite because it is a net buyer of electricity in 2021
Vanderbilt University Power Plant | 52048 | GT3 | Combustion Turbine | Tennessee | 7.8 | Dropped - Plant is identified as onsite because it is a net buyer of electricity in 2021
Hartford Hospital Cogeneration | 52061 | GEN2 | Combined Cycle | Connecticut | 2.4 | Dropped - Retired/Planned Retirement by 06/2028
Hartford Hospital Cogeneration | 52061 | GEN3 | Combined Cycle | Connecticut | 6.2 | Dropped - Retired/Planned Retirement by 06/2028
Martinez Sulfuric Acid Regeneration Plt | 52063 | GEN1 | Non-Fossil Waste | California | 4 | Dropped - Plant is identified as onsite because it is a net buyer of electricity in 2021
Houston Plant | 52065 | GEN1 | Non-Fossil Waste | Texas | 5.5 | Dropped - Plant is identified as onsite because it is a net buyer of electricity in 2021
Houston Plant | 52065 | GEN2 | Non-Fossil Waste | Texas | 1.5 | Dropped - Plant is identified as onsite because it is a net buyer of electricity in 2021
Radford Army Ammunition Plant | 52072 | GEN1 | O/G Steam | Virginia | 5.6 | Dropped - Plant is identified as onsite because it is a net buyer of electricity in 2021
Radford Army Ammunition Plant | 52072 | GEN2 | O/G Steam | Virginia | 5.6 | Dropped - Plant is identified as onsite because it is a net buyer of electricity in 2021
Radford Army Ammunition Plant | 52072 | GEN3 | O/G Steam | Virginia | 5.6 | Dropped - Plant is identified as onsite because it is a net buyer of electricity in 2021
North Midway Cogen | 52078 | GEN7 | Combustion Turbine | California | 3 | Dropped - Units whose status are "OS" or "RE" for the past 3 consecutive years
North Midway Cogen | 52078 | GEN8 | Combustion Turbine | California | 3 | Dropped - Units whose status are "OS" or "RE" for the past 3 consecutive years
North Midway Cogen | 52078 | GEN9 | Combustion Turbine | California | 3 | Dropped - Units whose status are "OS" or "RE" for the past 3 consecutive years
Coalinga 6C Cogen | 52083 | TG1 | Combustion Turbine | California | 2.7 | Dropped - Units whose status are "OS" or "RE" for the past 3 consecutive years
Coalinga 6C Cogen | 52083 | TG2 | Combustion Turbine | California | 2.7 | Dropped - Units whose status are "OS" or "RE" for the past 3 consecutive years
Celanese Acetate LLC | 52089 | GEN1 | O/G Steam | Virginia | 6 | Dropped - Plant is identified as onsite because it is a net buyer of electricity in 2021
Celanese Acetate LLC | 52089 | GEN2 | O/G Steam | Virginia | 6 | Dropped - Plant is identified as onsite because it is a net buyer of electricity in 2021
Celanese Acetate LLC | 52089 | GEN3 | O/G Steam | Virginia | 6 | Dropped - Plant is identified as onsite because it is a net buyer of electricity in 2021
Celanese Acetate LLC | 52089 | GEN4 | O/G Steam | Virginia | 9.2 | Dropped - Plant is identified as onsite because it is a net buyer of electricity in 2021
Plant No 2 Orange County | 52099 | GEN1 | Non-Fossil Waste | California | 2.7 | Dropped - Plant is identified as onsite because it is a net buyer of electricity in 2021
Plant No 2 Orange County | 52099 | GEN2 | Non-Fossil Waste | California | 2.7 | Dropped - Plant is identified as onsite because it is a net buyer of electricity in 2021
Plant No 2 Orange County | 52099 | GEN3 | Non-Fossil Waste | California | 2.7 | Dropped - Plant is identified as onsite because it is a net buyer of electricity in 2021
Plant No 2 Orange County | 52099 | GEN4 | Non-Fossil Waste | California | 2.7 | Dropped - Plant is identified as onsite because it is a net buyer of electricity in 2021
Plant No 2 Orange County | 52099 | GEN5 | Non-Fossil Waste | California | 2.7 | Dropped - Plant is identified as onsite because it is a net buyer of electricity in 2021
Plant No 2 Orange County | 52099 | GEN6 | Energy Storage | California | 0.9 | Dropped - Plant is identified as onsite because it is a net buyer of electricity in 2021
Richmond Cogen | 52109 | GEN1 | Combined Cycle | California | 50 | Dropped - Plant is identified as onsite because it is a net buyer of electricity in 2021
Richmond Cogen | 52109 | GEN2 | Combined Cycle | California | 50 | Dropped - Plant is identified as onsite because it is a net buyer of electricity in 2021
Richmond Cogen | 52109 | GEN5 | Combined Cycle | California | 30.4 | Dropped - Plant is identified as onsite because it is a net buyer of electricity in 2021
Richmond Cogen | 52109 | GEN6 | Non-Fossil Waste | California | 17.9 | Dropped - Plant is identified as onsite because it is a net buyer of electricity in 2021
Freeport Energy | 52120 | G-37 | Combustion Turbine | Texas | 59.2 | Dropped - Plant is identified as onsite because it is a net buyer of electricity in 2021
Freeport Energy | 52120 | G-61 | Combined Cycle | Texas | 68.3 | Dropped - Plant is identified as onsite because it is a net buyer of electricity in 2021
Freeport Energy | 52120 | G-63 | Combined Cycle | Texas | 68.3 | Dropped - Plant is identified as onsite because it is a net buyer of electricity in 2021
Freeport Energy | 52120 | G-64 | Combined Cycle | Texas | 35 | Dropped - Plant is identified as onsite because it is a net buyer of electricity in 2021
Freeport Energy | 52120 | G-65 | Combined Cycle | Texas | 95.2 | Dropped - Plant is identified as onsite because it is a net buyer of electricity in 2021
Freeport Energy | 52120 | G-66 | Combined Cycle | Texas | 95.6 | Dropped - Plant is identified as onsite because it is a net buyer of electricity in 2021
Freeport Energy | 52120 | G-67 | Combined Cycle | Texas | 95.6 | Dropped - Plant is identified as onsite because it is a net buyer of electricity in 2021
Elk Basin Gasoline Plant | 52127 | GEN1 | Fossil Waste | Wyoming | 0.8 | Dropped - Plant is identified as onsite because it is a net buyer of electricity in 2021
Elk Basin Gasoline Plant | 52127 | GEN2 | Fossil Waste | Wyoming | 0.8 | Dropped - Plant is identified as onsite because it is a net buyer of electricity in 2021
Whiting Refinery | 52130 | 31TG | Fossil Waste | Indiana | 11.2 | Dropped - Plant is identified as onsite because it is a net buyer of electricity in 2021
Whiting Refinery | 52130 | 32TG | Fossil Waste | Indiana | 11.2 | Dropped - Plant is identified as onsite because it is a net buyer of electricity in 2021
Whiting Refinery | 52130 | 33TG | Fossil Waste | Indiana | 16.4 | Dropped - Plant is identified as onsite because it is a net buyer of electricity in 2021
Whiting Refinery | 52130 | 34TG | Fossil Waste | Indiana | 11.8 | Dropped - Plant is identified as onsite because it is a net buyer of electricity in 2021
Whiting Refinery | 52130 | 35TG | Fossil Waste | Indiana | 38 | Dropped - Plant is identified as onsite because it is a net buyer of electricity in 2021
Power Station 4 | 52132 | GEN3 | Combined Cycle | Texas | 34 | Dropped - Units whose status are "OS" or "RE" for the past 3 consecutive years
Tesoro Mandan Cogeneration Plant | 52133 | GEN1 | Fossil Waste | North Dakota | 2.8 | Dropped - Plant is identified as onsite because it is a net buyer of electricity in 2021
Tesoro Mandan Cogeneration Plant | 52133 | GEN2 | Fossil Waste | North Dakota | 2.8 | Dropped - Plant is identified as onsite because it is a net buyer of electricity in 2021
Tesoro Mandan Cogeneration Plant | 52133 | GEN3 | Biomass | North Dakota | 2.8 | Dropped - Plant is identified as onsite because it is a net buyer of electricity in 2021
International Paper Prattville Mill | 52140 | GEN1 | Non-Fossil Waste | Alabama | 37 | Dropped - Plant is identified as onsite because it is a net buyer of electricity in 2021
International Paper Prattville Mill | 52140 | GEN2 | Non-Fossil Waste | Alabama | 48 | Dropped - Plant is identified as onsite because it is a net buyer of electricity in 2021
C P Kelco San Diego Plant | 52147 | GEN3 | Combustion Turbine | California | 9.3 | Dropped - Units whose status are "OS" or "RE" for the past 3 consecutive years
Elkton | 52148 | GEN1 | O/G Steam | Virginia | 6 | Dropped - Plant is identified as onsite because it is a net buyer of electricity in 2021
Elkton | 52148 | GEN4 | Combustion Turbine | Virginia | 0.3 | Dropped - Plant is identified as onsite because it is a net buyer of electricity in 2021
Elkton | 52148 | GEN5 | O/G Steam | Virginia | 0.4 | Dropped - Plant is identified as onsite because it is a net buyer of electricity in 2021
Elkton | 52148 | GEN6 | O/G Steam | Virginia | 1.2 | Dropped - Plant is identified as onsite because it is a net buyer of electricity in 2021
Elkton | 52148 | GEN7 | O/G Steam | Virginia | 1.2 | Dropped - Plant is identified as onsite because it is a net buyer of electricity in 2021
West Point (PA) | 52149 | COG3 | Combustion Turbine | Pennsylvania | 38.5 | Dropped - Plant is identified as onsite because it is a net buyer of electricity in 2021
West Point (PA) | 52149 | GEN14 | Combustion Turbine | Pennsylvania | 1.5 | Dropped - Plant is identified as onsite because it is a net buyer of electricity in 2021
West Point (PA) | 52149 | GEN15 | Combustion Turbine | Pennsylvania | 1.1 | Dropped - Plant is identified as onsite because it is a net buyer of electricity in 2021
West Point (PA) | 52149 | GEN16 | Combustion Turbine | Pennsylvania | 1.1 | Dropped - Plant is identified as onsite because it is a net buyer of electricity in 2021
West Point (PA) | 52149 | GEN17 | Combustion Turbine | Pennsylvania | 2 | Dropped - Plant is identified as onsite because it is a net buyer of electricity in 2021
West Point (PA) | 52149 | GEN2 | Combustion Turbine | Pennsylvania | 24.5 | Dropped - Plant is identified as onsite because it is a net buyer of electricity in 2021
West Point (PA) | 52149 | GEN3 | Combustion Turbine | Pennsylvania | 2.4 | Dropped - Units whose status are "OS" or "RE" for the past 3 consecutive years
West Point (PA) | 52149 | GEN4 | Combustion Turbine | Pennsylvania | 1.7 | Dropped - Units whose status are "OS" or "RE" for the past 3 consecutive years
West Point (PA) | 52149 | GEN5 | Combustion Turbine | Pennsylvania | 1.2 | Dropped - Units whose status are "OS" or "RE" for the past 3 consecutive years
West Point (PA) | 52149 | GEN7 | Combustion Turbine | Pennsylvania | 0.7 | Dropped - Units whose status are "OS" or "RE" for the past 3 consecutive years
West Point (PA) | 52149 | GEN8 | Combustion Turbine | Pennsylvania | 1 | Dropped - Plant is identified as onsite because it is a net buyer of electricity in 2021
West Point (PA) | 52149 | GEN9 | Combustion Turbine | Pennsylvania | 0.9 | Dropped - Plant is identified as onsite because it is a net buyer of electricity in 2021
West Point (PA) | 52149 | GN10 | Combustion Turbine | Pennsylvania | 0.9 | Dropped - Plant is identified as onsite because it is a net buyer of electricity in 2021
West Point (PA) | 52149 | GN11 | Combustion Turbine | Pennsylvania | 0.9 | Dropped - Plant is identified as onsite because it is a net buyer of electricity in 2021
International Paper Franklin Mill | 52152 | GE10 | Combustion Turbine | Virginia | 38 | Dropped - Plant is identified as onsite because it is a net buyer of electricity in 2021
International Paper Franklin Mill | 52152 | GEN9 | Non-Fossil Waste | Virginia | 36.1 | Dropped - Plant is identified as onsite because it is a net buyer of electricity in 2021
CITGO Refinery Powerhouse | 52175 | GEN1 | Fossil Waste | Louisiana | 5.6 | Dropped - Units whose status are "OS" or "RE" for the past 3 consecutive years
CITGO Refinery Powerhouse | 52175 | GEN2 | Fossil Waste | Louisiana | 8.5 | Dropped - Plant is identified as onsite because it is a net buyer of electricity in 2021
CITGO Refinery Powerhouse | 52175 | GEN3 | Fossil Waste | Louisiana | 17.4 | Dropped - Plant is identified as onsite because it is a net buyer of electricity in 2021
Tesoro Kenai Cogeneration Plant | 52184 | GEN1 | Combustion Turbine | Alaska | 4.2 | Dropped - in Alaska or in Hawaii or Puerto Rico
Tesoro Kenai Cogeneration Plant | 52184 | GEN2 | Combustion Turbine | Alaska | 4.2 | Dropped - in Alaska or in Hawaii or Puerto Rico
Geo East Mesa II | 54038 | GEN1 | Geothermal | California | 14.4 | Dropped - Units whose status are "OS" or "RE" for the past 3 consecutive years
University of Illinois Cogen Facility | 54044 | CT1 | Combustion Turbine | Illinois | 6.4 | Dropped - Plant is identified as onsite because it is a net buyer of electricity in 2021
University of Illinois Cogen Facility | 54044 | CT2 | Combustion Turbine | Illinois | 6.4 | Dropped - Plant is identified as onsite because it is a net buyer of electricity in 2021
University of Illinois Cogen Facility | 54044 | CT3 | Combustion Turbine | Illinois | 6.4 | Dropped - Plant is identified as onsite because it is a net buyer of electricity in 2021
University of Illinois Cogen Facility | 54044 | GEN1 | Combustion Turbine | Illinois | 6.3 | Dropped - Plant is identified as onsite because it is a net buyer of electricity in 2021
University of Illinois Cogen Facility | 54044 | GEN2 | Combustion Turbine | Illinois | 6.3 | Dropped - Plant is identified as onsite because it is a net buyer of electricity in 2021
University of Illinois Cogen Facility | 54044 | GEN3 | Combustion Turbine | Illinois | 3.7 | Dropped - Units whose status are "OS" or "RE" for the past 3 consecutive years
University of Illinois Cogen Facility | 54044 | GEN4 | Combustion Turbine | Illinois | 3.7 | Dropped - Units whose status are "OS" or "RE" for the past 3 consecutive years
University of Illinois Cogen Facility | 54044 | RE1 | Combustion Turbine | Illinois | 5.5 | Dropped - Plant is identified as onsite because it is a net buyer of electricity in 2021
University of Illinois Cogen Facility | 54044 | RE2 | Combustion Turbine | Illinois | 5.5 | Dropped - Plant is identified as onsite because it is a net buyer of electricity in 2021
University of Illinois Cogen Facility | 54044 | RE3 | Combustion Turbine | Illinois | 5.5 | Dropped - Plant is identified as onsite because it is a net buyer of electricity in 2021
Androscoggin Mill | 54085 | GEN1 | O/G Steam | Maine | 25 | Dropped - Plant is identified as onsite because it is a net buyer of electricity in 2021
Androscoggin Mill | 54085 | GEN2 | O/G Steam | Maine | 25 | Dropped - Plant is identified as onsite because it is a net buyer of electricity in 2021
Androscoggin Mill | 54085 | GEN3 | O/G Steam | Maine | 30 | Dropped - Plant is identified as onsite because it is a net buyer of electricity in 2021
International Paper Georgetown Mill | 54087 | GEN1 | Non-Fossil Waste | South Carolina | 25.3 | Dropped - Plant is identified as onsite because it is a net buyer of electricity in 2021
International Paper Georgetown Mill | 54087 | GEN2 | Biomass | South Carolina | 27.4 | Dropped - Plant is identified as onsite because it is a net buyer of electricity in 2021
International Paper Georgetown Mill | 54087 | GEN3 | Biomass | South Carolina | 37.7 | Dropped - Plant is identified as onsite because it is a net buyer of electricity in 2021
Mansfield Mill | 54091 | GEN1 | Non-Fossil Waste | Louisiana | 24.6 | Dropped - Plant is identified as onsite because it is a net buyer of electricity in 2021
Mansfield Mill | 54091 | GEN2 | Non-Fossil Waste | Louisiana | 25.6 | Dropped - Plant is identified as onsite because it is a net buyer of electricity in 2021
Mansfield Mill | 54091 | GEN3 | Non-Fossil Waste | Louisiana | 22.1 | Dropped - Plant is identified as onsite because it is a net buyer of electricity in 2021
Mansfield Mill | 54091 | GEN5 | Combustion Turbine | Louisiana | 45 | Dropped - Plant is identified as onsite because it is a net buyer of electricity in 2021
International Paper Riverdale Mill | 54096 | GEN1 | O/G Steam | Alabama | 11.6 | Dropped - Plant is identified as onsite because it is a net buyer of electricity in 2021
International Paper Riverdale Mill | 54096 | GEN2 | Non-Fossil Waste | Alabama | 37.4 | Dropped - Plant is identified as onsite because it is a net buyer of electricity in 2021
International Paper Riverdale Mill | 54096 | GEN3 | Combined Cycle | Alabama | 17 | Dropped - Plant is identified as onsite because it is a net buyer of electricity in 2021
International Paper Riverdale Mill | 54096 | GEN4 | Combined Cycle | Alabama | 38.2 | Dropped - Plant is identified as onsite because it is a net buyer of electricity in 2021
International Paper Texarkana Mill | 54097 | GEN1 | Non-Fossil Waste | Texas | 25 | Dropped - Plant is identified as onsite because it is a net buyer of electricity in 2021
International Paper Texarkana Mill | 54097 | GEN2 | Non-Fossil Waste | Texas | 40 | Dropped - Plant is identified as onsite because it is a net buyer of electricity in 2021
Kaukauna Paper Mill | 54098 | GEN1 | Non-Fossil Waste | Wisconsin | 6 | Dropped - Plant is identified as onsite because it is a net buyer of electricity in 2021
Kaukauna Paper Mill | 54098 | GEN2 | Non-Fossil Waste | Wisconsin | 11 | Dropped - Plant is identified as onsite because it is a net buyer of electricity in 2021
Kaukauna Paper Mill | 54098 | GEN3 | Non-Fossil Waste | Wisconsin | 15.6 | Dropped - Plant is identified as onsite because it is a net buyer of electricity in 2021
Kaukauna Paper Mill | 54098 | GEN4 | Coal Steam | Wisconsin | 12 | Dropped - Plant is identified as onsite because it is a net buyer of electricity in 2021
Ticonderoga Mill | 54099 | GEN1 | O/G Steam | New York | 41 | Dropped - Plant is identified as onsite because it is a net buyer of electricity in 2021
International Paper Vicksburg Mill | 54100 | GEN1 | Non-Fossil Waste | Mississippi | 1.5 | Dropped - Plant is identified as onsite because it is a net buyer of electricity in 2021
International Paper Vicksburg Mill | 54100 | GEN2 | Non-Fossil Waste | Mississippi | 37 | Dropped - Plant is identified as onsite because it is a net buyer of electricity in 2021
Iowa State University | 54201 | GEN3 | O/G Steam | Iowa | 13.3 | Dropped - Plant is identified as onsite because it is a net buyer of electricity in 2021
Iowa State University | 54201 | GEN5 | O/G Steam | Iowa | 11.5 | Dropped - Plant is identified as onsite because it is a net buyer of electricity in 2021
Iowa State University | 54201 | GEN6 | O/G Steam | Iowa | 15.1 | Dropped - Plant is identified as onsite because it is a net buyer of electricity in 2021
Upper Androscoggin | 54202 | 1 | Hydro | Maine | 0.7 | Dropped - Units whose status are "OS" or "RE" for the past 3 consecutive years
Upper Androscoggin | 54202 | 2 | Hydro | Maine | 0.5 | Dropped - Units whose status are "OS" or "RE" for the past 3 consecutive years
Upper Androscoggin | 54202 | 3 | Hydro | Maine | 0.5 | Dropped - Units whose status are "OS" or "RE" for the past 3 consecutive years
American Crystal Sugar Hillsboro | 54210 | G1 | Coal Steam | North Dakota | 13.3 | Dropped - Plant is identified as onsite because it is a net buyer of electricity in 2021
American Crystal Sugar Moorhead | 54211 | G1 | Coal Steam | Minnesota | 3 | Dropped - Plant is identified as onsite because it is a net buyer of electricity in 2021
American Crystal Sugar Moorhead | 54211 | G2 | Coal Steam | Minnesota | 2 | Dropped - Plant is identified as onsite because it is a net buyer of electricity in 2021
American Crystal Sugar Crookston | 54212 | G1 | Coal Steam | Minnesota | 3.5 | Dropped - Plant is identified as onsite because it is a net buyer of electricity in 2021
American Crystal Sugar Crookston | 54212 | G2 | Coal Steam | Minnesota | 3 | Dropped - Plant is identified as onsite because it is a net buyer of electricity in 2021
American Crystal Sugar Drayton | 54213 | G1 | Coal Steam | North Dakota | 6 | Dropped - Plant is identified as onsite because it is a net buyer of electricity in 2021
American Crystal Sugar East Grand Forks | 54214 | G1 | Coal Steam | Minnesota | 2.5 | Dropped - Plant is identified as onsite because it is a net buyer of electricity in 2021
American Crystal Sugar East Grand Forks | 54214 | G2 | Coal Steam | Minnesota | 5 | Dropped - Plant is identified as onsite because it is a net buyer of electricity in 2021
U S Alliance Coosa Pines | 54216 | GEN7 | Non-Fossil Waste | Alabama | 24.9 | Dropped - Plant is identified as onsite because it is a net buyer of electricity in 2021
Pfizer Groton Plant | 54236 | GT-1 | Combustion Turbine | Connecticut | 9.5 | Dropped - Plant is identified as onsite because it is a net buyer of electricity in 2021
Pfizer Groton Plant | 54236 | TG 3 | O/G Steam | Connecticut | 10 | Dropped - Plant is identified as onsite because it is a net buyer of electricity in 2021
Pfizer Groton Plant | 54236 | TG 4 | O/G Steam | Connecticut | 5 | Dropped - Plant is identified as onsite because it is a net buyer of electricity in 2021
Pfizer Groton Plant | 54236 | TG5 | O/G Steam | Connecticut | 7.5 | Dropped - Plant is identified as onsite because it is a net buyer of electricity in 2021
Louisiana Tech University Power Plant | 54240 | TG3 | Combustion Turbine | Louisiana | 6.4 | Dropped - Plant is identified as onsite because it is a net buyer of electricity in 2021
Newman (PA) | 54250 | 001 | O/G Steam | Pennsylvania | 1.8 | Dropped - Plant is identified as onsite because it is a net buyer of electricity in 2021
Univ of NC Chapel Hill Cogen Facility | 54276 | ES001 | Combustion Turbine | North Carolina | 1.8 | Dropped - Plant is identified as onsite because it is a net buyer of electricity in 2021
Univ of NC Chapel Hill Cogen Facility | 54276 | ES002 | Combustion Turbine | North Carolina | 1.8 | Dropped - Plant is identified as onsite because it is a net buyer of electricity in 2021
Univ of NC Chapel Hill Cogen Facility | 54276 | TG3 | Coal Steam | North Carolina | 28.7 | Dropped - Plant is identified as onsite because it is a net buyer of electricity in 2021
Interstate Paper LLC Riceboro | 54281 | 577A | Non-Fossil Waste | Georgia | 14.5 | Dropped - Plant is identified as onsite because it is a net buyer of electricity in 2021
Inforum | 54290 | BUG1 | Combustion Turbine | Georgia | 1.3 | Dropped - Plant is identified as onsite because it is a net buyer of electricity in 2021
Biola University Hybrid | 54296 | BATT | Energy Storage | California | 0.3 | Dropped - Plant is identified as onsite because it is a net buyer of electricity in 2021
Biola University Hybrid | 54296 | EG3 | Combustion Turbine | California | 1 | Dropped - Plant is identified as onsite because it is a net buyer of electricity in 2021
CTV Power Purchase Contract Trust | 54300 | SX1S | Onshore Wind | California | 0.1 | Dropped - Units whose status are "OS" or "RE" for the past 3 consecutive years
Westward Seafoods | 54305 | 2 | Combustion Turbine | Alaska | 2.2 | Dropped - in Alaska or in Hawaii or Puerto Rico
Westward Seafoods | 54305 | 3 | Combustion Turbine | Alaska | 2.2 | Dropped - in Alaska or in Hawaii or Puerto Rico
Westward Seafoods | 54305 | 4 | Combustion Turbine | Alaska | 2.2 | Dropped - in Alaska or in Hawaii or Puerto Rico
Archer Daniels Midland Southport | 54316 | GEN1 | Combustion Turbine | North Carolina | 15 | Dropped - Plant is identified as onsite because it is a net buyer of electricity in 2021
Archer Daniels Midland Southport | 54316 | GEN2 | Combustion Turbine | North Carolina | 15 | Dropped - Plant is identified as onsite because it is a net buyer of electricity in 2021
Archer Daniels Midland Southport | 54316 | GEN3 | Combustion Turbine | North Carolina | 15 | Dropped - Plant is identified as onsite because it is a net buyer of electricity in 2021
General Chemical | 54318 | TG1 | Coal Steam | Wyoming | 15 | Dropped - Plant is identified as onsite because it is a net buyer of electricity in 2021
General Chemical | 54318 | TG2 | Coal Steam | Wyoming | 15 | Dropped - Plant is identified as onsite because it is a net buyer of electricity in 2021
CNN Center | 54323 | D4_1 | Combustion Turbine | Georgia | 1.5 | Dropped - Plant is identified as onsite because it is a net buyer of electricity in 2021
CNN Center | 54323 | D4_2 | Combustion Turbine | Georgia | 2 | Dropped - Plant is identified as onsite because it is a net buyer of electricity in 2021
CNN Center | 54323 | D4_3 | Combustion Turbine | Georgia | 2 | Dropped - Plant is identified as onsite because it is a net buyer of electricity in 2021
CNN Center | 54323 | D5_1 | Combustion Turbine | Georgia | 2 | Dropped - Plant is identified as onsite because it is a net buyer of electricity in 2021
CNN Center | 54323 | D5_2 | Combustion Turbine | Georgia | 2 | Dropped - Plant is identified as onsite because it is a net buyer of electricity in 2021
CNN Center | 54323 | D5_3 | Combustion Turbine | Georgia | 2 | Dropped - Plant is identified as onsite because it is a net buyer of electricity in 2021
CNN Center | 54323 | DK2 | Combustion Turbine | Georgia | 1.3 | Dropped - Plant is identified as onsite because it is a net buyer of electricity in 2021
Westhollow Technology Center | 54330 | 1 | Combustion Turbine | Texas | 3.7 | Dropped - Plant is identified as onsite because it is a net buyer of electricity in 2021
Morton Salt Rittman | 54335 | GEN2 | O/G Steam | Ohio | 2.5 | Dropped - Plant is identified as onsite because it is a net buyer of electricity in 2021
Howard F Curren Advncd Wastewater Plant | 54347 | 1 | Non-Fossil Waste | Florida | 0.5 | Dropped - Units whose status are "OS" or "RE" for the past 3 consecutive years
Howard F Curren Advncd Wastewater Plant | 54347 | 2 | Non-Fossil Waste | Florida | 0.5 | Dropped - Units whose status are "OS" or "RE" for the past 3 consecutive years
Howard F Curren Advncd Wastewater Plant | 54347 | 3 | Non-Fossil Waste | Florida | 0.5 | Dropped - Units whose status are "OS" or "RE" for the past 3 consecutive years
Howard F Curren Advncd Wastewater Plant | 54347 | 4 | Non-Fossil Waste | Florida | 0.5 | Dropped - Units whose status are "OS" or "RE" for the past 3 consecutive years
Howard F Curren Advncd Wastewater Plant | 54347 | 5 | Non-Fossil Waste | Florida | 0.5 | Dropped - Units whose status are "OS" or "RE" for the past 3 consecutive years
Nevada Cogen Assoc#1 GarnetVly | 54350 | GTA | Combined Cycle | Nevada | 20.5 | Dropped - Retired/Planned Retirement by 06/2028
Nevada Cogen Assoc#1 GarnetVly | 54350 | GTB | Combined Cycle | Nevada | 20.5 | Dropped - Retired/Planned Retirement by 06/2028
Nevada Cogen Assoc#1 GarnetVly | 54350 | GTC | Combined Cycle | Nevada | 20.5 | Dropped - Retired/Planned Retirement by 06/2028
Nevada Cogen Assoc#1 GarnetVly | 54350 | STM | Combined Cycle | Nevada | 24 | Dropped - Retired/Planned Retirement by 06/2028
Graphic Packaging International Augusta Mill | 54358 | 1 | Biomass | Georgia | 25.3 | Dropped - Plant is identified as onsite because it is a net buyer of electricity in 2021
Graphic Packaging International Augusta Mill | 54358 | 2 | O/G Steam | Georgia | 36.5 | Dropped - Plant is identified as onsite because it is a net buyer of electricity in 2021
Graphic Packaging International Augusta Mill | 54358 | 3 | Biomass | Georgia | 17.5 | Dropped - Plant is identified as onsite because it is a net buyer of electricity in 2021
Fuyao Glass Illinois Inc. | 54360 | PORT | Combustion Turbine | Illinois | 0.7 | Dropped - Plant is identified as onsite because it is a net buyer of electricity in 2021
Fuyao Glass Illinois Inc. | 54360 | TK1 | Combustion Turbine | Illinois | 2 | Dropped - Plant is identified as onsite because it is a net buyer of electricity in 2021
Fuyao Glass Illinois Inc. | 54360 | TK2 | Combustion Turbine | Illinois | 2 | Dropped - Plant is identified as onsite because it is a net buyer of electricity in 2021
Shelby, NC | 54363 | GEN2 | Combustion Turbine | North Carolina | 0.6 | Dropped - Plant is identified as onsite because it is a net buyer of electricity in 2021
Shelby, NC | 54363 | GEN3 | Combustion Turbine | North Carolina | 0.6 | Dropped - Plant is identified as onsite because it is a net buyer of electricity in 2021
Shelby, NC | 54363 | GEN4 | Combustion Turbine | North Carolina | 0.8 | Dropped - Plant is identified as onsite because it is a net buyer of electricity in 2021
Shelby, NC | 54363 | GEN5 | Combustion Turbine | North Carolina | 0.8 | Dropped - Plant is identified as onsite because it is a net buyer of electricity in 2021
Works 4 | 54364 | L1G | Combustion Turbine | Texas | 2 | Dropped - Retired/Planned Retirement by 06/2028
Works 4 | 54364 | L1PG | Combustion Turbine | Texas | 0.9 | Dropped - Plant is identified as onsite because it is a net buyer of electricity in 2021
Works 4 | 54364 | L2G | Combustion Turbine | Texas | 2 | Dropped - Retired/Planned Retirement by 06/2028
Sinclair Oil Refinery | 54374 | NO2 | Fossil Waste | Wyoming | 0.4 | Dropped - Plant is identified as onsite because it is a net buyer of electricity in 2021
Sinclair Oil Refinery | 54374 | NO3 | Fossil Waste | Wyoming | 1.3 | Dropped - Plant is identified as onsite because it is a net buyer of electricity in 2021
Sinclair Oil Refinery | 54374 | NO5 | Combustion Turbine | Wyoming | 1.1 | Dropped - Plant is identified as onsite because it is a net buyer of electricity in 2021
Dartmouth College Heating Plant | 54409 | GEN1 | O/G Steam | New Hampshire | 2 | Dropped - Plant is identified as onsite because it is a net buyer of electricity in 2021
Dartmouth College Heating Plant | 54409 | GEN2 | O/G Steam | New Hampshire | 2 | Dropped - Plant is identified as onsite because it is a net buyer of electricity in 2021
Dartmouth College Heating Plant | 54409 | GEN3 | O/G Steam | New Hampshire | 3 | Dropped - Plant is identified as onsite because it is a net buyer of electricity in 2021
John Deere Dubuque Works | 54414 | GE10 | Combustion Turbine | Iowa | 1.4 | Dropped - Plant is identified as onsite because it is a net buyer of electricity in 2021
John Deere Dubuque Works | 54414 | GEN5 | Combustion Turbine | Iowa | 1.4 | Dropped - Plant is identified as onsite because it is a net buyer of electricity in 2021
John Deere Dubuque Works | 54414 | GEN6 | Combustion Turbine | Iowa | 1.4 | Dropped - Plant is identified as onsite because it is a net buyer of electricity in 2021
John Deere Dubuque Works | 54414 | GEN7 | Combustion Turbine | Iowa | 1.4 | Dropped - Plant is identified as onsite because it is a net buyer of electricity in 2021
John Deere Dubuque Works | 54414 | GEN8 | Combustion Turbine | Iowa | 1.4 | Dropped - Plant is identified as onsite because it is a net buyer of electricity in 2021
John Deere Dubuque Works | 54414 | GEN9 | Combustion Turbine | Iowa | 1.4 | Dropped - Plant is identified as onsite because it is a net buyer of electricity in 2021
Unisea G 2 | 54422 | CAT4 | Combustion Turbine | Alaska | 1 | Dropped - in Alaska or in Hawaii or Puerto Rico
Unisea G 2 | 54422 | CAT5 | Combustion Turbine | Alaska | 1 | Dropped - in Alaska or in Hawaii or Puerto Rico
Unisea G 2 | 54422 | GEN1 | Combustion Turbine | Alaska | 2.2 | Dropped - in Alaska or in Hawaii or Puerto Rico
Unisea G 2 | 54422 | GEN2 | Combustion Turbine | Alaska | 2.3 | Dropped - in Alaska or in Hawaii or Puerto Rico
Unisea G 2 | 54422 | GEN3 | Combustion Turbine | Alaska | 2.3 | Dropped - in Alaska or in Hawaii or Puerto Rico
Unisea G 2 | 54422 | GEN4 | Combustion Turbine | Alaska | 2.2 | Dropped - in Alaska or in Hawaii or Puerto Rico
Unisea G 2 | 54422 | GEN5 | Combustion Turbine | Alaska | 2.3 | Dropped - in Alaska or in Hawaii or Puerto Rico
Unisea G 2 | 54422 | GEN6 | Combustion Turbine | Alaska | 2.2 | Dropped - in Alaska or in Hawaii or Puerto Rico
Gaylord Container Bogalusa | 54427 | NO10 | Non-Fossil Waste | Louisiana | 34.4 | Dropped - Plant is identified as onsite because it is a net buyer of electricity in 2021
Gaylord Container Bogalusa | 54427 | NO8 | Non-Fossil Waste | Louisiana | 22.5 | Dropped - Plant is identified as onsite because it is a net buyer of electricity in 2021
Gaylord Container Bogalusa | 54427 | NO9 | Non-Fossil Waste | Louisiana | 34.9 | Dropped - Plant is identified as onsite because it is a net buyer of electricity in 2021
Los Angeles Refinery Wilmington | 54451 | G2 | Fossil Waste | California | 50 | Dropped - Plant is identified as onsite because it is a net buyer of electricity in 2021
Agrium Kenai Nitrogen Operations | 54452 | 744A | Combustion Turbine | Alaska | 2.5 | Dropped - Units whose status are "OS" or "RE" for the past 3 consecutive years
Agrium Kenai Nitrogen Operations | 54452 | 744B | Combustion Turbine | Alaska | 2.5 | Dropped - Units whose status are "OS" or "RE" for the past 3 consecutive years
Agrium Kenai Nitrogen Operations | 54452 | 744C | Combustion Turbine | Alaska | 2.5 | Dropped - Units whose status are "OS" or "RE" for the past 3 consecutive years
Agrium Kenai Nitrogen Operations | 54452 | 744D | Combustion Turbine | Alaska | 2.5 | Dropped - Units whose status are "OS" or "RE" for the past 3 consecutive years
Agrium Kenai Nitrogen Operations | 54452 | 744E | Combustion Turbine | Alaska | 2.5 | Dropped - Units whose status are "OS" or "RE" for the past 3 consecutive years
Simplot Phosphates | 54472 | GEN1 | Energy Storage | Wyoming | 11.5 | Dropped - Plant is identified as onsite because it is a net buyer of electricity in 2021
Oroville Cogeneration LP | 54477 | GEN1 | Combustion Turbine | California | 1.1 | Dropped - Retired/Planned Retirement by 06/2028
Oroville Cogeneration LP | 54477 | GEN2 | Combustion Turbine | California | 1.1 | Dropped - Retired/Planned Retirement by 06/2028
Oroville Cogeneration LP | 54477 | GEN3 | Combustion Turbine | California | 1.1 | Dropped - Retired/Planned Retirement by 06/2028
Oroville Cogeneration LP | 54477 | GEN4 | Combustion Turbine | California | 1.1 | Dropped - Retired/Planned Retirement by 06/2028
Oroville Cogeneration LP | 54477 | GEN5 | Combustion Turbine | California | 1.1 | Dropped - Retired/Planned Retirement by 06/2028
Oroville Cogeneration LP | 54477 | GEN6 | Combustion Turbine | California | 1.1 | Dropped - Retired/Planned Retirement by 06/2028
Oroville Cogeneration LP | 54477 | GEN7 | Combustion Turbine | California | 1.1 | Dropped - Retired/Planned Retirement by 06/2028
Domino Sugar Arabi Plant | 54512 | TG1 | O/G Steam | Louisiana | 3.4 | Dropped - Plant is identified as onsite because it is a net buyer of electricity in 2021
Domino Sugar Arabi Plant | 54512 | TG2 | O/G Steam | Louisiana | 2.3 | Dropped - Plant is identified as onsite because it is a net buyer of electricity in 2021
Domino Sugar Arabi Plant | 54512 | TG3 | O/G Steam | Louisiana | 2 | Dropped - Plant is identified as onsite because it is a net buyer of electricity in 2021
WestRock (IL) | 54513 | E-1 | Combustion Turbine | Illinois | 0.7 | Dropped - Plant is identified as onsite because it is a net buyer of electricity in 2021
WestRock (IL) | 54513 | E2-A | Combustion Turbine | Illinois | 0.7 | Dropped - Plant is identified as onsite because it is a net buyer of electricity in 2021
WestRock (IL) | 54513 | E2-B | Combustion Turbine | Illinois | 0.7 | Dropped - Plant is identified as onsite because it is a net buyer of electricity in 2021
WestRock (IL) | 54513 | E3 | Combustion Turbine | Illinois | 0.8 | Dropped - Plant is identified as onsite because it is a net buyer of electricity in 2021
Village Creek Water Reclamation Facility | 54520 | SD1 | Combustion Turbine | Texas | 0.9 | Dropped - Plant is identified as onsite because it is a net buyer of electricity in 2021
Village Creek Water Reclamation Facility | 54520 | SD2 | Combustion Turbine | Texas | 0.9 | Dropped - Plant is identified as onsite because it is a net buyer of electricity in 2021
Village Creek Water Reclamation Facility | 54520 | TG1 | Combustion Turbine | Texas | 4.2 | Dropped - Plant is identified as onsite because it is a net buyer of electricity in 2021
Village Creek Water Reclamation Facility | 54520 | TG2 | Combustion Turbine | Texas | 4.2 | Dropped - Plant is identified as onsite because it is a net buyer of electricity in 2021
Hoffer Plastics | 54523 | GEN1 | Combustion Turbine | Illinois | 0.8 | Dropped - Plant is identified as onsite because it is a net buyer of electricity in 2021
Hoffer Plastics | 54523 | GEN2 | Combustion Turbine | Illinois | 0.8 | Dropped - Plant is identified as onsite because it is a net buyer of electricity in 2021
Hoffer Plastics | 54523 | GEN3 | Combustion Turbine | Illinois | 0.8 | Dropped - Plant is identified as onsite because it is a net buyer of electricity in 2021
Hoffer Plastics | 54523 | GEN4 | Combustion Turbine | Illinois | 0.8 | Dropped - Plant is identified as onsite because it is a net buyer of electricity in 2021
Hoffer Plastics | 54523 | GEN5 | Combustion Turbine | Illinois | 0.8 | Dropped - Plant is identified as onsite because it is a net buyer of electricity in 2021
Hoffer Plastics | 54523 | GEN6 | Combustion Turbine | Illinois | 0.8 | Dropped - Plant is identified as onsite because it is a net buyer of electricity in 2021
Hoffer Plastics | 54523 | GEN7 | Combustion Turbine | Illinois | 0.8 | Dropped - Plant is identified as onsite because it is a net buyer of electricity in 2021
Hoffer Plastics | 54523 | GEN8 | Combustion Turbine | Illinois | 0.8 | Dropped - Plant is identified as onsite because it is a net buyer of electricity in 2021
Hoffer Plastics | 54523 | GEN9 | Combustion Turbine | Illinois | 0.8 | Dropped - Plant is identified as onsite because it is a net buyer of electricity in 2021
Southern Minnesota Beet Sugar | 54533 | 0001 | Coal Steam | Minnesota | 7.5 | Dropped - Plant is identified as onsite because it is a net buyer of electricity in 2021
Charter Dura-Bar | 54540 | 1A | Combustion Turbine | Illinois | 0.9 | Dropped - Plant is identified as onsite because it is a net buyer of electricity in 2021
Charter Dura-Bar | 54540 | 1B | Combustion Turbine | Illinois | 0.9 | Dropped - Plant is identified as onsite because it is a net buyer of electricity in 2021
Charter Dura-Bar | 54540 | 2A | Combustion Turbine | Illinois | 0.9 | Dropped - Plant is identified as onsite because it is a net buyer of electricity in 2021
Charter Dura-Bar | 54540 | 2B | Combustion Turbine | Illinois | 0.9 | Dropped - Plant is identified as onsite because it is a net buyer of electricity in 2021
Charter Dura-Bar | 54540 | 3A | Combustion Turbine | Illinois | 0.9 | Dropped - Plant is identified as onsite because it is a net buyer of electricity in 2021
Charter Dura-Bar | 54540 | 3B | Combustion Turbine | Illinois | 0.9 | Dropped - Plant is identified as onsite because it is a net buyer of electricity in 2021
YKK USA Chestney | 54566 | BWP1 | Combustion Turbine | Georgia | 0.5 | Dropped - Plant is identified as onsite because it is a net buyer of electricity in 2021
YKK USA Chestney | 54566 | SEV1 | Combustion Turbine | Georgia | 0.3 | Dropped - Plant is identified as onsite because it is a net buyer of electricity in 2021
YKK USA Chestney | 54566 | SLD1 | Combustion Turbine | Georgia | 0.5 | Dropped - Plant is identified as onsite because it is a net buyer of electricity in 2021
Bayville Central Facility | 54569 | COG1 | Non-Fossil Waste | New Jersey | 0.3 | Dropped - Plant is identified as onsite because it is a net buyer of electricity in 2021
Bayville Central Facility | 54569 | COG2 | Non-Fossil Waste | New Jersey | 0.3 | Dropped - Plant is identified as onsite because it is a net buyer of electricity in 2021
Bayville Central Facility | 54569 | COG3 | Non-Fossil Waste | New Jersey | 0.3 | Dropped - Plant is identified as onsite because it is a net buyer of electricity in 2021
Bayville Central Facility | 54569 | COG4 | Combustion Turbine | New Jersey | 1.5 | Dropped - Plant is identified as onsite because it is a net buyer of electricity in 2021
Bayville Central Facility | 54569 | COG5 | Combustion Turbine | New Jersey | 1.5 | Dropped - Plant is identified as onsite because it is a net buyer of electricity in 2021
Bayville Central Facility | 54569 | COG6 | Combustion Turbine | New Jersey | 1.5 | Dropped - Plant is identified as onsite because it is a net buyer of electricity in 2021
Bayville Central Facility | 54569 | COG7 | Combustion Turbine | New Jersey | 1.5 | Dropped - Plant is identified as onsite because it is a net buyer of electricity in 2021
Bayville Central Facility | 54569 | CPV1 | Solar PV | New Jersey | 0.2 | Dropped - Plant is identified as onsite because it is a net buyer of electricity in 2021
University of Arizona - Biosphere 2 | 54594 | G-1 | Combustion Turbine | Arizona | 1.5 | Dropped - Plant is identified as onsite because it is a net buyer of electricity in 2021
University of Arizona - Biosphere 2 | 54594 | G-4 | Combustion Turbine | Arizona | 1.6 | Dropped - Plant is identified as onsite because it is a net buyer of electricity in 2021
Warner Lambert | 54604 | 016E | Combustion Turbine | Michigan | 1 | Dropped - Plant is identified as onsite because it is a net buyer of electricity in 2021
Warner Lambert | 54604 | 0550 | Combustion Turbine | Michigan | 1.5 | Dropped - Plant is identified as onsite because it is a net buyer of electricity in 2021
Warner Lambert | 54604 | 085-1 | Combustion Turbine | Michigan | 2.3 | Dropped - Plant is identified as onsite because it is a net buyer of electricity in 2021
Warner Lambert | 54604 | 085-2 | Combustion Turbine | Michigan | 2.3 | Dropped - Plant is identified as onsite because it is a net buyer of electricity in 2021
Warner Lambert | 54604 | 5164 | Combustion Turbine | Michigan | 2.8 | Dropped - Plant is identified as onsite because it is a net buyer of electricity in 2021
Warner Lambert | 54604 | 800-1 | Combustion Turbine | Michigan | 2.3 | Dropped - Plant is identified as onsite because it is a net buyer of electricity in 2021
Pratt & Whitney | 54605 | FT-8 | Combustion Turbine | Connecticut | 28 | Dropped - Plant is identified as onsite because it is a net buyer of electricity in 2021
Ingredion Winston Salem | 54618 | 7500 | Biomass | North Carolina | 6.6 | Dropped - Plant is identified as onsite because it is a net buyer of electricity in 2021
Ingredion Winston Salem | 54618 | 900 | Biomass | North Carolina | 0.4 | Dropped - Plant is identified as onsite because it is a net buyer of electricity in 2021
Central District Wastewater Treat Plant | 54623 | 3A | Non-Fossil Waste | Florida | 1.2 | Dropped - Plant is identified as onsite because it is a net buyer of electricity in 2021
Central District Wastewater Treat Plant | 54623 | 4A | Non-Fossil Waste | Florida | 1.2 | Dropped - Plant is identified as onsite because it is a net buyer of electricity in 2021
Central District Wastewater Treat Plant | 54623 | 5 | Non-Fossil Waste | Florida | 1.2 | Dropped - Plant is identified as onsite because it is a net buyer of electricity in 2021
Central District Wastewater Treat Plant | 54623 | 6 | Non-Fossil Waste | Florida | 1.2 | Dropped - Plant is identified as onsite because it is a net buyer of electricity in 2021
South District Wastewater Treatment Plt | 54624 | 1A | Non-Fossil Waste | Florida | 2 | Dropped - Plant is identified as onsite because it is a net buyer of electricity in 2021
South District Wastewater Treatment Plt | 54624 | 2A | Non-Fossil Waste | Florida | 2 | Dropped - Plant is identified as onsite because it is a net buyer of electricity in 2021
South District Wastewater Treatment Plt | 54624 | 3A | Non-Fossil Waste | Florida | 2 | Dropped - Plant is identified as onsite because it is a net buyer of electricity in 2021
South District Wastewater Treatment Plt | 54624 | 4A | Non-Fossil Waste | Florida | 2 | Dropped - Plant is identified as onsite because it is a net buyer of electricity in 2021
Phelps Dodge Refining | 54628 | 2607 | Combustion Turbine | Texas | 2.6 | Dropped - Units whose status are "OS" or "RE" for the past 3 consecutive years
Phelps Dodge Refining | 54628 | 2608 | Combustion Turbine | Texas | 2.6 | Dropped - Units whose status are "OS" or "RE" for the past 3 consecutive years
Phelps Dodge Refining | 54628 | 3001 | Combustion Turbine | Texas | 3.2 | Dropped - Plant is identified as onsite because it is a net buyer of electricity in 2021
Phelps Dodge Refining | 54628 | 3002 | Combustion Turbine | Texas | 3.2 | Dropped - Plant is identified as onsite because it is a net buyer of electricity in 2021
Phelps Dodge Refining | 54628 | 3003 | Combustion Turbine | Texas | 3.2 | Dropped - Plant is identified as onsite because it is a net buyer of electricity in 2021
Johnsonburg Mill | 54638 | PT1 | Non-Fossil Waste | Pennsylvania | 49 | Dropped - Plant is identified as onsite because it is a net buyer of electricity in 2021
Kalaeloa Cogen Plant | 54646 | CT1 | Combined Cycle | Hawaii | 85 | Dropped - in Alaska or in Hawaii or Puerto Rico
Kalaeloa Cogen Plant | 54646 | CT2 | Combined Cycle | Hawaii | 85 | Dropped - in Alaska or in Hawaii or Puerto Rico
Kalaeloa Cogen Plant | 54646 | ST | Combined Cycle | Hawaii | 50 | Dropped - in Alaska or in Hawaii or Puerto Rico
International Paper Riegelwood Mill | 54656 | NO3 | Non-Fossil Waste | North Carolina | 44.5 | Dropped - Plant is identified as onsite because it is a net buyer of electricity in 2021
Chino Mines | 54667 | 7 | Combined Cycle | New Mexico | 15.4 | Dropped - Plant is identified as onsite because it is a net buyer of electricity in 2021
Chino Mines | 54667 | 9 | Combined Cycle | New Mexico | 35 | Dropped - Plant is identified as onsite because it is a net buyer of electricity in 2021
Spartanburg Water System | 54675 | DI2 | Combustion Turbine | South Carolina | 2 | Dropped - Plant is identified as onsite because it is a net buyer of electricity in 2021
Spartanburg Water System | 54675 | HG1 | Hydro | South Carolina | 0.5 | Dropped - Plant is identified as onsite because it is a net buyer of electricity in 2021
Spartanburg Water System | 54675 | HG2 | Hydro | South Carolina | 0.5 | Dropped - Plant is identified as onsite because it is a net buyer of electricity in 2021
Thundermist Hydro | 54688 | HYD1 | Hydro | Rhode Island | 1.1 | Dropped - Units whose status are "OS" or "RE" for the past 3 consecutive years
Amalgamated Sugar LLC Nampa | 54690 | 2250 | O/G Steam | Idaho | 2.2 | Dropped - Plant is identified as onsite because it is a net buyer of electricity in 2021
Amalgamated Sugar LLC Nampa | 54690 | 6500 | O/G Steam | Idaho | 6 | Dropped - Plant is identified as onsite because it is a net buyer of electricity in 2021
Hendricks Regional Health | 54731 | GE06 | Combustion Turbine | Indiana | 1 | Dropped - Plant is identified as onsite because it is a net buyer of electricity in 2021
Hendricks Regional Health | 54731 | GEO1 | Combustion Turbine | Indiana | 0.5 | Dropped - Retired/Planned Retirement by 06/2028
Hendricks Regional Health | 54731 | GEO2 | Combustion Turbine | Indiana | 0.5 | Dropped - Retired/Planned Retirement by 06/2028
Hendricks Regional Health | 54731 | GEO3 | Combustion Turbine | Indiana | 0.3 | Dropped - Retired/Planned Retirement by 06/2028
Hendricks Regional Health | 54731 | GEO4 | Combustion Turbine | Indiana | 1 | Dropped - Plant is identified as onsite because it is a net buyer of electricity in 2021
Hendricks Regional Health | 54731 | GEO5 | Combustion Turbine | Indiana | 1 | Dropped - Plant is identified as onsite because it is a net buyer of electricity in 2021
Freeport McMoRan | 54734 | 1 | Combustion Turbine | New Mexico | 2.9 | Dropped - Plant is identified as onsite because it is a net buyer of electricity in 2021
Freeport McMoRan | 54734 | 11 | Combustion Turbine | New Mexico | 2.9 | Dropped - Plant is identified as onsite because it is a net buyer of electricity in 2021
Freeport McMoRan | 54734 | 12 | Combustion Turbine | New Mexico | 2.9 | Dropped - Plant is identified as onsite because it is a net buyer of electricity in 2021
Freeport McMoRan | 54734 | 13 | Combustion Turbine | New Mexico | 2.9 | Dropped - Plant is identified as onsite because it is a net buyer of electricity in 2021
Freeport McMoRan | 54734 | 14 | Combustion Turbine | New Mexico | 2.9 | Dropped - Plant is identified as onsite because it is a net buyer of electricity in 2021
Freeport McMoRan | 54734 | 15 | Combustion Turbine | New Mexico | 2.9 | Dropped - Plant is identified as onsite because it is a net buyer of electricity in 2021
Freeport McMoRan | 54734 | 3 | Combustion Turbine | New Mexico | 2.9 | Dropped - Plant is identified as onsite because it is a net buyer of electricity in 2021
Freeport McMoRan | 54734 | 4 | Combustion Turbine | New Mexico | 2.9 | Dropped - Plant is identified as onsite because it is a net buyer of electricity in 2021
Freeport McMoRan | 54734 | 7 | Combustion Turbine | New Mexico | 2.9 | Dropped - Plant is identified as onsite because it is a net buyer of electricity in 2021
Freeport McMoRan | 54734 | 8 | Combustion Turbine | New Mexico | 2.9 | Dropped - Plant is identified as onsite because it is a net buyer of electricity in 2021
District 70 Transco Gas Pipe Line | 54744 | 001 | Non-Fossil Waste | Mississippi | 0.7 | Dropped - Units whose status are "OS" or "RE" for the past 3 consecutive years
District 70 Transco Gas Pipe Line | 54744 | 002 | Non-Fossil Waste | Mississippi | 0.7 | Dropped - Units whose status are "OS" or "RE" for the past 3 consecutive years
International Paper Pine Hill Mill | 54752 | NO1 | Biomass | Alabama | 40 | Dropped - Plant is identified as onsite because it is a net buyer of electricity in 2021
International Paper Pine Hill Mill | 54752 | NO2 | Non-Fossil Waste | Alabama | 34.8 | Dropped - Plant is identified as onsite because it is a net buyer of electricity in 2021
WestRock Demopolis Mill | 54763 | 2TG | Non-Fossil Waste | Alabama | 8.6 | Dropped - Plant is identified as onsite because it is a net buyer of electricity in 2021
WestRock Demopolis Mill | 54763 | 4TG | Non-Fossil Waste | Alabama | 34.9 | Dropped - Plant is identified as onsite because it is a net buyer of electricity in 2021
NYU Luthern Medical Center | 54769 | GEN1 | Combustion Turbine | New York | 0.8 | Dropped - Units whose status are "OS" or "RE" for the past 3 consecutive years
NYU Luthern Medical Center | 54769 | GEN2 | Combustion Turbine | New York | 0.8 | Dropped - Units whose status are "OS" or "RE" for the past 3 consecutive years
NYU Luthern Medical Center | 54769 | GEN3 | Combustion Turbine | New York | 1.5 | Dropped - Plant is identified as onsite because it is a net buyer of electricity in 2021
NYU Luthern Medical Center | 54769 | GEN4 | Combustion Turbine | New York | 1.5 | Dropped - Plant is identified as onsite because it is a net buyer of electricity in 2021
University of Illinois Abbott Power Plt | 54780 | T1 | O/G Steam | Illinois | 3 | Dropped - Plant is identified as onsite because it is a net buyer of electricity in 2021
University of Illinois Abbott Power Plt | 54780 | T10 | O/G Steam | Illinois | 7.8 | Dropped - Plant is identified as onsite because it is a net buyer of electricity in 2021
University of Illinois Abbott Power Plt | 54780 | T11 | O/G Steam | Illinois | 12.5 | Dropped - Plant is identified as onsite because it is a net buyer of electricity in 2021
University of Illinois Abbott Power Plt | 54780 | T12 | O/G Steam | Illinois | 7 | Dropped - Plant is identified as onsite because it is a net buyer of electricity in 2021
University of Illinois Abbott Power Plt | 54780 | T2 | O/G Steam | Illinois | 3 | Dropped - Plant is identified as onsite because it is a net buyer of electricity in 2021
University of Illinois Abbott Power Plt | 54780 | T3 | O/G Steam | Illinois | 3 | Dropped - Plant is identified as onsite because it is a net buyer of electricity in 2021
University of Illinois Abbott Power Plt | 54780 | T4 | O/G Steam | Illinois | 3 | Dropped - Plant is identified as onsite because it is a net buyer of electricity in 2021
University of Illinois Abbott Power Plt | 54780 | T6 | O/G Steam | Illinois | 7.5 | Dropped - Plant is identified as onsite because it is a net buyer of electricity in 2021
University of Illinois Abbott Power Plt | 54780 | T7 | O/G Steam | Illinois | 7.5 | Dropped - Plant is identified as onsite because it is a net buyer of electricity in 2021
University of Illinois Abbott Power Plt | 54780 | T8 | Combustion Turbine | Illinois | 12.5 | Dropped - Plant is identified as onsite because it is a net buyer of electricity in 2021
University of Illinois Abbott Power Plt | 54780 | T9 | Combustion Turbine | Illinois | 12.5 | Dropped - Plant is identified as onsite because it is a net buyer of electricity in 2021
Seneca Energy | 54782 | GE10 | Landfill Gas | New York | 0.8 | Dropped - Retired/Planned Retirement by 06/2028
Seneca Energy | 54782 | GE11 | Landfill Gas | New York | 0.8 | Dropped - Retired/Planned Retirement by 06/2028
Seneca Energy | 54782 | GE12 | Landfill Gas | New York | 0.8 | Dropped - Retired/Planned Retirement by 06/2028
Seneca Energy | 54782 | GE13 | Landfill Gas | New York | 0.8 | Dropped - Retired/Planned Retirement by 06/2028
Seneca Energy | 54782 | GE14 | Landfill Gas | New York | 0.8 | Dropped - Retired/Planned Retirement by 06/2028
Seneca Energy | 54782 | GEN5 | Landfill Gas | New York | 0.8 | Dropped - Retired/Planned Retirement by 06/2028
Seneca Energy | 54782 | GEN6 | Landfill Gas | New York | 0.8 | Dropped - Retired/Planned Retirement by 06/2028
Seneca Energy | 54782 | GEN7 | Landfill Gas | New York | 0.8 | Dropped - Retired/Planned Retirement by 06/2028
Seneca Energy | 54782 | GEN8 | Landfill Gas | New York | 0.8 | Dropped - Retired/Planned Retirement by 06/2028
Seneca Energy | 54782 | GEN9 | Landfill Gas | New York | 0.8 | Dropped - Retired/Planned Retirement by 06/2028
Georgia-Pacific Brewton Mill | 54789 | 2TG | O/G Steam | Alabama | 9.2 | Dropped - Plant is identified as onsite because it is a net buyer of electricity in 2021
Georgia-Pacific Brewton Mill | 54789 | 3TG | O/G Steam | Alabama | 9.7 | Dropped - Plant is identified as onsite because it is a net buyer of electricity in 2021
Georgia-Pacific Brewton Mill | 54789 | 4TG | Non-Fossil Waste | Alabama | 49.3 | Dropped - Plant is identified as onsite because it is a net buyer of electricity in 2021
CSL Behring LLC | 54790 | GEN1 | Combustion Turbine | Illinois | 3.8 | Dropped - Plant is identified as onsite because it is a net buyer of electricity in 2021
Domino Sugar Baltimore | 54795 | GEN1 | O/G Steam | Maryland | 5 | Dropped - Plant is identified as onsite because it is a net buyer of electricity in 2021
Domino Sugar Baltimore | 54795 | GEN2 | O/G Steam | Maryland | 2.5 | Dropped - Plant is identified as onsite because it is a net buyer of electricity in 2021
Domino Sugar Baltimore | 54795 | GEN4 | O/G Steam | Maryland | 10 | Dropped - Plant is identified as onsite because it is a net buyer of electricity in 2021
Saint Agnes Medical Center | 54800 | 9911 | Combustion Turbine | California | 2.7 | Dropped - Plant is identified as onsite because it is a net buyer of electricity in 2021
Saint Agnes Medical Center | 54800 | 9929 | Combustion Turbine | California | 2.7 | Dropped - Plant is identified as onsite because it is a net buyer of electricity in 2021
Mead Coated Board | 54802 | GEN1 | Non-Fossil Waste | Alabama | 40 | Dropped - Plant is identified as onsite because it is a net buyer of electricity in 2021
Mead Coated Board | 54802 | GEN2 | Non-Fossil Waste | Alabama | 55.5 | Dropped - Plant is identified as onsite because it is a net buyer of electricity in 2021
Mead Coated Board | 54802 | GEN3 | Combustion Turbine | Alabama | 21 | Dropped - Plant is identified as onsite because it is a net buyer of electricity in 2021
University of Washington Power Plant | 54809 | DG3 | Combustion Turbine | Washington | 2 | Dropped - Plant is identified as onsite because it is a net buyer of electricity in 2021
University of Washington Power Plant | 54809 | DG4 | Combustion Turbine | Washington | 2 | Dropped - Plant is identified as onsite because it is a net buyer of electricity in 2021
University of Washington Power Plant | 54809 | DG5 | Combustion Turbine | Washington | 2 | Dropped - Plant is identified as onsite because it is a net buyer of electricity in 2021
University of Washington Power Plant | 54809 | DG6 | Combustion Turbine | Washington | 2 | Dropped - Plant is identified as onsite because it is a net buyer of electricity in 2021
University of Washington Power Plant | 54809 | DG7 | Combustion Turbine | Washington | 2 | Dropped - Plant is identified as onsite because it is a net buyer of electricity in 2021
University of Washington Power Plant | 54809 | DRUPS | Combustion Turbine | Washington | 2 | Dropped - Plant is identified as onsite because it is a net buyer of electricity in 2021
Riverwood 100 Building | 54816 | 11KT | Combustion Turbine | Georgia | 1.1 | Dropped - Units whose status are "OS" or "RE" for the past 3 consecutive years
191 Peachtree Tower | 54818 | GEN1 | Combustion Turbine | Georgia | 1.2 | Dropped - Plant is identified as onsite because it is a net buyer of electricity in 2021
191 Peachtree Tower | 54818 | GEN2 | Combustion Turbine | Georgia | 1.2 | Dropped - Plant is identified as onsite because it is a net buyer of electricity in 2021
Smithfield Farmland Corp Bladen | 54823 | GEN1 | Combustion Turbine | North Carolina | 1.5 | Dropped - Plant is identified as onsite because it is a net buyer of electricity in 2021
Smithfield Farmland Corp Bladen | 54823 | GEN2 | Combustion Turbine | North Carolina | 1.5 | Dropped - Plant is identified as onsite because it is a net buyer of electricity in 2021
Smithfield Farmland Corp Bladen | 54823 | GEN3 | Combustion Turbine | North Carolina | 1.5 | Dropped - Plant is identified as onsite because it is a net buyer of electricity in 2021
Smithfield Farmland Corp Bladen | 54823 | GEN4 | Combustion Turbine | North Carolina | 1.5 | Dropped - Plant is identified as onsite because it is a net buyer of electricity in 2021
Smithfield Farmland Corp Bladen | 54823 | GEN5 | Combustion Turbine | North Carolina | 1.5 | Dropped - Plant is identified as onsite because it is a net buyer of electricity in 2021
Smithfield Farmland Corp Bladen | 54823 | GEN6 | Combustion Turbine | North Carolina | 1.5 | Dropped - Plant is identified as onsite because it is a net buyer of electricity in 2021
Smithfield Farmland Corp Bladen | 54823 | GEN7 | Combustion Turbine | North Carolina | 1.5 | Dropped - Plant is identified as onsite because it is a net buyer of electricity in 2021
Smithfield Farmland Corp Bladen | 54823 | GEN8 | Combustion Turbine | North Carolina | 1.5 | Dropped - Plant is identified as onsite because it is a net buyer of electricity in 2021
Smithfield Farmland Corp Bladen | 54823 | GEN9 | Combustion Turbine | North Carolina | 1.5 | Dropped - Plant is identified as onsite because it is a net buyer of electricity in 2021
Smithfield Farmland Corp Bladen | 54823 | GN10 | Combustion Turbine | North Carolina | 1.5 | Dropped - Plant is identified as onsite because it is a net buyer of electricity in 2021
Smithfield Farmland Corp Bladen | 54823 | GN11 | Combustion Turbine | North Carolina | 1.5 | Dropped - Plant is identified as onsite because it is a net buyer of electricity in 2021
Smithfield Farmland Corp Bladen | 54823 | GN12 | Combustion Turbine | North Carolina | 1.5 | Dropped - Plant is identified as onsite because it is a net buyer of electricity in 2021
Smithfield Farmland Corp Bladen | 54823 | GN13 | Combustion Turbine | North Carolina | 1.5 | Dropped - Plant is identified as onsite because it is a net buyer of electricity in 2021
Smithfield Farmland Corp Bladen | 54823 | GN14 | Combustion Turbine | North Carolina | 1.5 | Dropped - Plant is identified as onsite because it is a net buyer of electricity in 2021
Smithfield Farmland Corp Bladen | 54823 | GN15 | Combustion Turbine | North Carolina | 1.5 | Dropped - Plant is identified as onsite because it is a net buyer of electricity in 2021
Smithfield Farmland Corp Bladen | 54823 | GN16 | Combustion Turbine | North Carolina | 1.5 | Dropped - Plant is identified as onsite because it is a net buyer of electricity in 2021
Smithfield Farmland Corp Bladen | 54823 | GN17 | Combustion Turbine | North Carolina | 1.5 | Dropped - Plant is identified as onsite because it is a net buyer of electricity in 2021
Smithfield Farmland Corp Bladen | 54823 | GN18 | Combustion Turbine | North Carolina | 1.5 | Dropped - Plant is identified as onsite because it is a net buyer of electricity in 2021
Smithfield Farmland Corp Bladen | 54823 | GN19 | Combustion Turbine | North Carolina | 1.5 | Dropped - Plant is identified as onsite because it is a net buyer of electricity in 2021
Wailuku River Hydroelectric | 54827 | 8101 | Hydro | Hawaii | 4.9 | Dropped - in Alaska or in Hawaii or Puerto Rico
Wailuku River Hydroelectric | 54827 | 8102 | Hydro | Hawaii | 4.9 | Dropped - in Alaska or in Hawaii or Puerto Rico
Bristol Myers Squibb New Brunswick | 54829 | GEN1 | Combustion Turbine | New Jersey | 8.8 | Dropped - Plant is identified as onsite because it is a net buyer of electricity in 2021
Bristol Myers Squibb New Brunswick | 54829 | GEN2 | O/G Steam | New Jersey | 0.6 | Dropped - Plant is identified as onsite because it is a net buyer of electricity in 2021
Emory Decatur Hospital | 54830 | 03 | Combustion Turbine | Georgia | 1.2 | Dropped - Plant is identified as onsite because it is a net buyer of electricity in 2021
Emory Decatur Hospital | 54830 | 90 | Combustion Turbine | Georgia | 1.2 | Dropped - Plant is identified as onsite because it is a net buyer of electricity in 2021
Emory Decatur Hospital | 54830 | 93 | Combustion Turbine | Georgia | 1.2 | Dropped - Plant is identified as onsite because it is a net buyer of electricity in 2021
Fort Greely Power Plant | 54834 | EN-4 | Combustion Turbine | Alaska | 1.2 | Dropped - in Alaska or in Hawaii or Puerto Rico
Fort Greely Power Plant | 54834 | EN-5 | Combustion Turbine | Alaska | 1.2 | Dropped - in Alaska or in Hawaii or Puerto Rico
Fort Greely Power Plant | 54834 | EN-6 | Combustion Turbine | Alaska | 2.5 | Dropped - in Alaska or in Hawaii or Puerto Rico
Fort Greely Power Plant | 54834 | EN-7 | Combustion Turbine | Alaska | 2.5 | Dropped - in Alaska or in Hawaii or Puerto Rico
Evonik Industries AG | 54835 | T121 | Combustion Turbine | Indiana | 1.2 | Dropped - Plant is identified as onsite because it is a net buyer of electricity in 2021
Sun Trust Plaza | 54845 | EG-1 | Combustion Turbine | Georgia | 1 | Dropped - Plant is identified as onsite because it is a net buyer of electricity in 2021
Sun Trust Plaza | 54845 | EG-2 | Combustion Turbine | Georgia | 1 | Dropped - Plant is identified as onsite because it is a net buyer of electricity in 2021
MMSD Jones Island Wastewater | 54851 | GEN1 | Combustion Turbine | Wisconsin | 13 | Dropped - Plant is identified as onsite because it is a net buyer of electricity in 2021
MMSD Jones Island Wastewater | 54851 | SOL1 | Combustion Turbine | Wisconsin | 4.6 | Dropped - Plant is identified as onsite because it is a net buyer of electricity in 2021
MMSD Jones Island Wastewater | 54851 | SOL2 | Landfill Gas | Wisconsin | 4.6 | Dropped - Plant is identified as onsite because it is a net buyer of electricity in 2021
MMSD Jones Island Wastewater | 54851 | SOL3 | Landfill Gas | Wisconsin | 4.6 | Dropped - Plant is identified as onsite because it is a net buyer of electricity in 2021
Mars Snackfood US | 54855 | 1 | Combustion Turbine | Illinois | 3 | Dropped - Plant is identified as onsite because it is a net buyer of electricity in 2021
Bassett Medical Center | 54863 | 0001 | Combustion Turbine | New York | 0.8 | Dropped - Plant is identified as onsite because it is a net buyer of electricity in 2021
Bassett Medical Center | 54863 | 0002 | Combustion Turbine | New York | 0.8 | Dropped - Plant is identified as onsite because it is a net buyer of electricity in 2021
Bassett Medical Center | 54863 | 0003 | Combustion Turbine | New York | 0.8 | Dropped - Plant is identified as onsite because it is a net buyer of electricity in 2021
Bassett Medical Center | 54863 | 0004 | Combustion Turbine | New York | 1.6 | Dropped - Plant is identified as onsite because it is a net buyer of electricity in 2021
Bassett Medical Center | 54863 | 0005 | Combustion Turbine | New York | 1.6 | Dropped - Plant is identified as onsite because it is a net buyer of electricity in 2021
Neenah Paper Munising Mill | 54867 | M387 | Coal Steam | Michigan | 5.8 | Dropped - Plant is identified as onsite because it is a net buyer of electricity in 2021
Dunn Paper | 54878 | 01 | Hydro | New York | 0.4 | Dropped - Plant is identified as onsite because it is a net buyer of electricity in 2021
Dunn Paper | 54878 | 02 | Hydro | New York | 0.3 | Dropped - Plant is identified as onsite because it is a net buyer of electricity in 2021
Dunn Paper | 54878 | 03 | Hydro | New York | 0.3 | Dropped - Plant is identified as onsite because it is a net buyer of electricity in 2021
DSM Pharmaceuticals | 54887 | GEN1 | Combustion Turbine | North Carolina | 3.5 | Dropped - Plant is identified as onsite because it is a net buyer of electricity in 2021
DSM Pharmaceuticals | 54887 | GEN2 | Combustion Turbine | North Carolina | 0.3 | Dropped - Plant is identified as onsite because it is a net buyer of electricity in 2021
DSM Pharmaceuticals | 54887 | GEN3 | Combustion Turbine | North Carolina | 1.1 | Dropped - Plant is identified as onsite because it is a net buyer of electricity in 2021
DSM Pharmaceuticals | 54887 | GEN4 | Combustion Turbine | North Carolina | 1.2 | Dropped - Plant is identified as onsite because it is a net buyer of electricity in 2021
DSM Pharmaceuticals | 54887 | GEN5 | Combustion Turbine | North Carolina | 1 | Dropped - Plant is identified as onsite because it is a net buyer of electricity in 2021
DSM Pharmaceuticals | 54887 | GEN6 | Combustion Turbine | North Carolina | 1.2 | Dropped - Plant is identified as onsite because it is a net buyer of electricity in 2021
DSM Pharmaceuticals | 54887 | GEN7 | Combustion Turbine | North Carolina | 0.1 | Dropped - Plant is identified as onsite because it is a net buyer of electricity in 2021
DSM Pharmaceuticals | 54887 | GEN8 | Combustion Turbine | North Carolina | 0.3 | Dropped - Plant is identified as onsite because it is a net buyer of electricity in 2021
Georgia Pacific Center | 54906 | 01 | Combustion Turbine | Georgia | 0.7 | Dropped - Plant is identified as onsite because it is a net buyer of electricity in 2021
Georgia Pacific Center | 54906 | 02 | Combustion Turbine | Georgia | 0.7 | Dropped - Plant is identified as onsite because it is a net buyer of electricity in 2021
Mass Inst Tech Cntrl Utilities/Cogen Plt | 54907 | GT200 | Combustion Turbine | Massachusetts | 17.7 | Dropped - Plant is identified as onsite because it is a net buyer of electricity in 2021
Mass Inst Tech Cntrl Utilities/Cogen Plt | 54907 | GT300 | Combustion Turbine | Massachusetts | 17.7 | Dropped - Plant is identified as onsite because it is a net buyer of electricity in 2021
Enderlin | 54908 | GEN1 | Biomass | North Dakota | 5.1 | Dropped - Plant is identified as onsite because it is a net buyer of electricity in 2021
Enderlin | 54908 | GEN2 | Biomass | North Dakota | 4.7 | Dropped - Plant is identified as onsite because it is a net buyer of electricity in 2021
Martinez Refining | 54912 | GTG1 | Combined Cycle | California | 40 | Dropped - Plant is identified as onsite because it is a net buyer of electricity in 2021
Martinez Refining | 54912 | GTG2 | Combined Cycle | California | 40 | Dropped - Plant is identified as onsite because it is a net buyer of electricity in 2021
Martinez Refining | 54912 | STG1 | Fossil Waste | California | 20 | Dropped - Plant is identified as onsite because it is a net buyer of electricity in 2021
Ergon Refining Vicksburg | 54918 | TMO1 | Combustion Turbine | Mississippi | 4.5 | Dropped - Plant is identified as onsite because it is a net buyer of electricity in 2021
Mondelez Global LLC | 54933 | GEN1 | Combustion Turbine | Illinois | 5 | Dropped - Plant is identified as onsite because it is a net buyer of electricity in 2021
Wellesley College Central Utility Plant | 54937 | 1118 | Combustion Turbine | Massachusetts | 1.2 | Dropped - Units whose status are "OS" or "RE" for the past 3 consecutive years
Wellesley College Central Utility Plant | 54937 | 1119 | Combustion Turbine | Massachusetts | 1.2 | Dropped - Units whose status are "OS" or "RE" for the past 3 consecutive years
Wellesley College Central Utility Plant | 54937 | 1120 | Combustion Turbine | Massachusetts | 1.2 | Dropped - Units whose status are "OS" or "RE" for the past 3 consecutive years
Wellesley College Central Utility Plant | 54937 | 1121 | Combustion Turbine | Massachusetts | 1.2 | Dropped - Units whose status are "OS" or "RE" for the past 3 consecutive years
Wellesley College Central Utility Plant | 54937 | 8187 | Combustion Turbine | Massachusetts | 1.9 | Dropped - Units whose status are "OS" or "RE" for the past 3 consecutive years
Wellesley College Central Utility Plant | 54937 | SB1 | Combustion Turbine | Massachusetts | 4 | Dropped - Plant is identified as onsite because it is a net buyer of electricity in 2021
Cargill Salt | 54965 | ACTG | O/G Steam | Michigan | 2 | Dropped - Plant is identified as onsite because it is a net buyer of electricity in 2021
Cargill Salt | 54965 | EACTG | O/G Steam | Michigan | 2.2 | Dropped - Plant is identified as onsite because it is a net buyer of electricity in 2021
New Mexico State University | 54975 | 01 | Combustion Turbine | New Mexico | 4.5 | Dropped - Plant is identified as onsite because it is a net buyer of electricity in 2021
Murphy-Brown LLC | 55002 | 01 | Combustion Turbine | North Carolina | 1.2 | Dropped - Plant is identified as onsite because it is a net buyer of electricity in 2021
Murphy-Brown LLC | 55002 | 02 | Combustion Turbine | North Carolina | 1.2 | Dropped - Plant is identified as onsite because it is a net buyer of electricity in 2021
Thornwood High School | 55004 | 1 | Combustion Turbine | Illinois | 0.7 | Dropped - Plant is identified as onsite because it is a net buyer of electricity in 2021
Thornwood High School | 55004 | 2 | Combustion Turbine | Illinois | 0.7 | Dropped - Plant is identified as onsite because it is a net buyer of electricity in 2021
Thornridge High School | 55005 | 1 | Combustion Turbine | Illinois | 0.5 | Dropped - Plant is identified as onsite because it is a net buyer of electricity in 2021
Thornridge High School | 55005 | 2 | Combustion Turbine | Illinois | 0.5 | Dropped - Plant is identified as onsite because it is a net buyer of electricity in 2021
Papillion Creek Wastewater | 55027 | 951 | Non-Fossil Waste | Nebraska | 0.5 | Dropped - Retired/Planned Retirement by 06/2028
Papillion Creek Wastewater | 55027 | 952 | Non-Fossil Waste | Nebraska | 0.5 | Dropped - Retired/Planned Retirement by 06/2028
Papillion Creek Wastewater | 55027 | 953 | Non-Fossil Waste | Nebraska | 0.5 | Dropped - Retired/Planned Retirement by 06/2028
Missouri River Wastewater Treatment | 55033 | 6013 | Non-Fossil Waste | Nebraska | 1 | Dropped - Plant is identified as onsite because it is a net buyer of electricity in 2021
Missouri River Wastewater Treatment | 55033 | 6101 | Non-Fossil Waste | Nebraska | 1 | Dropped - Plant is identified as onsite because it is a net buyer of electricity in 2021
Missouri River Wastewater Treatment | 55033 | 6102 | Non-Fossil Waste | Nebraska | 1 | Dropped - Plant is identified as onsite because it is a net buyer of electricity in 2021
Davenport Water Pollution Control Plant | 55035 | GEN1 | Non-Fossil Waste | Iowa | 0.8 | Dropped - Plant is identified as onsite because it is a net buyer of electricity in 2021
Davenport Water Pollution Control Plant | 55035 | GEN2 | Non-Fossil Waste | Iowa | 0.8 | Dropped - Plant is identified as onsite because it is a net buyer of electricity in 2021
University of Tennessee Steam Plant | 55036 | GEN1 | Combustion Turbine | Tennessee | 4.5 | Dropped - Plant is identified as onsite because it is a net buyer of electricity in 2021
Packaging Corp. of America Jackson Mill | 55044 | STG1 | Non-Fossil Waste | Alabama | 15.3 | Dropped - Plant is identified as onsite because it is a net buyer of electricity in 2021
Bridgeport Gas Processing Plant | 55053 | 14 | Combustion Turbine | Texas | 0.8 | Dropped - Plant is identified as onsite because it is a net buyer of electricity in 2021
Bridgeport Gas Processing Plant | 55053 | 15 | Combustion Turbine | Texas | 0.8 | Dropped - Plant is identified as onsite because it is a net buyer of electricity in 2021
Bridgeport Gas Processing Plant | 55053 | 16 | Combustion Turbine | Texas | 0.8 | Dropped - Plant is identified as onsite because it is a net buyer of electricity in 2021
Bridgeport Gas Processing Plant | 55053 | 17 | Combustion Turbine | Texas | 0.8 | Dropped - Plant is identified as onsite because it is a net buyer of electricity in 2021
Bridgeport Gas Processing Plant | 55053 | 2723 | Combustion Turbine | Texas | 0.8 | Dropped - Plant is identified as onsite because it is a net buyer of electricity in 2021
Bridgeport Gas Processing Plant | 55053 | 654 | Combustion Turbine | Texas | 0.8 | Dropped - Plant is identified as onsite because it is a net buyer of electricity in 2021
Bridgeport Gas Processing Plant | 55053 | 655 | Combustion Turbine | Texas | 0.8 | Dropped - Plant is identified as onsite because it is a net buyer of electricity in 2021
Bridgeport Gas Processing Plant | 55053 | 656 | Combustion Turbine | Texas | 0.8 | Dropped - Plant is identified as onsite because it is a net buyer of electricity in 2021
Bridgeport Gas Processing Plant | 55053 | 657 | Combustion Turbine | Texas | 0.8 | Dropped - Plant is identified as onsite because it is a net buyer of electricity in 2021
Bridgeport Gas Processing Plant | 55053 | 658 | Combustion Turbine | Texas | 0.8 | Dropped - Plant is identified as onsite because it is a net buyer of electricity in 2021
Bridgeport Gas Processing Plant | 55053 | 666 | Combustion Turbine | Texas | 0.8 | Dropped - Plant is identified as onsite because it is a net buyer of electricity in 2021
Bridgeport Gas Processing Plant | 55053 | 667 | Combustion Turbine | Texas | 0.8 | Dropped - Plant is identified as onsite because it is a net buyer of electricity in 2021
Bridgeport Gas Processing Plant | 55053 | 671 | Combustion Turbine | Texas | 0.8 | Dropped - Plant is identified as onsite because it is a net buyer of electricity in 2021
Desert Star Energy Center | 55077 | ED01 | Combined Cycle | Nevada | 140 | Dropped - Retired/Planned Retirement by 06/2028
Desert Star Energy Center | 55077 | ED02 | Combined Cycle | Nevada | 140 | Dropped - Retired/Planned Retirement by 06/2028
Desert Star Energy Center | 55077 | ED03 | Combined Cycle | Nevada | 170 | Dropped - Retired/Planned Retirement by 06/2028
Bank of America Plaza | 55152 | GEN1 | Combustion Turbine | Georgia | 1.3 | Dropped - Plant is identified as onsite because it is a net buyer of electricity in 2021
Bank of America Plaza | 55152 | GEN2 | Combustion Turbine | Georgia | 1.3 | Dropped - Plant is identified as onsite because it is a net buyer of electricity in 2021
Aera San Ardo Cogen Facility | 55184 | UN-A | Combustion Turbine | California | 2.8 | Dropped - Plant is identified as onsite because it is a net buyer of electricity in 2021
Aera San Ardo Cogen Facility | 55184 | UN-B | Combustion Turbine | California | 2.8 | Dropped - Plant is identified as onsite because it is a net buyer of electricity in 2021
Osceola (FL) | 55192 | CTG1 | Combustion Turbine | Florida | 157 | Dropped - Units whose status are "OS" or "RE" for the past 3 consecutive years
Osceola (FL) | 55192 | CTG2 | Combustion Turbine | Florida | 157 | Dropped - Units whose status are "OS" or "RE" for the past 3 consecutive years
Osceola (FL) | 55192 | CTG3 | Combustion Turbine | Florida | 157 | Dropped - Units whose status are "OS" or "RE" for the past 3 consecutive years
Astoria Gas Turbines | 55243 | 2-1 | Combustion Turbine | New York | 34.9 | Dropped - Retired/Planned Retirement by 06/2028
Astoria Gas Turbines | 55243 | 2-2 | Combustion Turbine | New York | 34.3 | Dropped - Retired/Planned Retirement by 06/2028
Astoria Gas Turbines | 55243 | 2-3 | Combustion Turbine | New York | 36.3 | Dropped - Retired/Planned Retirement by 06/2028
Astoria Gas Turbines | 55243 | 2-4 | Combustion Turbine | New York | 32.5 | Dropped - Retired/Planned Retirement by 06/2028
Astoria Gas Turbines | 55243 | 3-1 | Combustion Turbine | New York | 34.6 | Dropped - Retired/Planned Retirement by 06/2028
Astoria Gas Turbines | 55243 | 3-2 | Combustion Turbine | New York | 35.7 | Dropped - Retired/Planned Retirement by 06/2028
Astoria Gas Turbines | 55243 | 3-3 | Combustion Turbine | New York | 33.9 | Dropped - Retired/Planned Retirement by 06/2028
Astoria Gas Turbines | 55243 | 3-4 | Combustion Turbine | New York | 34.9 | Dropped - Retired/Planned Retirement by 06/2028
Astoria Gas Turbines | 55243 | 4-1 | Combustion Turbine | New York | 33.6 | Dropped - Retired/Planned Retirement by 06/2028
Astoria Gas Turbines | 55243 | 4-2 | Combustion Turbine | New York | 34.3 | Dropped - Retired/Planned Retirement by 06/2028
Astoria Gas Turbines | 55243 | 4-3 | Combustion Turbine | New York | 35.4 | Dropped - Retired/Planned Retirement by 06/2028
Astoria Gas Turbines | 55243 | 4-4 | Combustion Turbine | New York | 35.2 | Dropped - Retired/Planned Retirement by 06/2028
State Farm Support Center East | 55274 | 2A | Combustion Turbine | Georgia | 1.8 | Dropped - Plant is identified as onsite because it is a net buyer of electricity in 2021
State Farm Support Center East | 55274 | 2B | Combustion Turbine | Georgia | 1.8 | Dropped - Plant is identified as onsite because it is a net buyer of electricity in 2021
State Farm Support Center East | 55274 | 3A | Combustion Turbine | Georgia | 1.8 | Dropped - Plant is identified as onsite because it is a net buyer of electricity in 2021
State Farm Support Center East | 55274 | 3B | Combustion Turbine | Georgia | 1.8 | Dropped - Plant is identified as onsite because it is a net buyer of electricity in 2021
State Farm Support Center East | 55274 | 4A | Combustion Turbine | Georgia | 1.8 | Dropped - Plant is identified as onsite because it is a net buyer of electricity in 2021
State Farm Support Center East | 55274 | 4B | Combustion Turbine | Georgia | 1.8 | Dropped - Plant is identified as onsite because it is a net buyer of electricity in 2021
BASF Freeport Works | 55311 | GEN1 | Combustion Turbine | Texas | 75 | Dropped - Plant is identified as onsite because it is a net buyer of electricity in 2021
BASF Freeport Works | 55311 | GEN2 | Non-Fossil Waste | Texas | 11.7 | Dropped - Plant is identified as onsite because it is a net buyer of electricity in 2021
Indian River | 55318 | 1 | O/G Steam | Florida | 75.5 | Dropped - Units whose status are "OS" or "RE" for the past 3 consecutive years
Indian River | 55318 | 2 | O/G Steam | Florida | 181.3 | Dropped - Units whose status are "OS" or "RE" for the past 3 consecutive years
Indian River | 55318 | 3 | O/G Steam | Florida | 319.6 | Dropped - Units whose status are "OS" or "RE" for the past 3 consecutive years
Athens Regional Medical Center | 55319 | CT1 | Combustion Turbine | Georgia | 0.7 | Dropped - Plant is identified as onsite because it is a net buyer of electricity in 2021
Athens Regional Medical Center | 55319 | CT3 | Combustion Turbine | Georgia | 0.7 | Dropped - Plant is identified as onsite because it is a net buyer of electricity in 2021
Athens Regional Medical Center | 55319 | STEG3 | Combustion Turbine | Georgia | 0.8 | Dropped - Plant is identified as onsite because it is a net buyer of electricity in 2021
Athens Regional Medical Center | 55319 | STEG4 | Combustion Turbine | Georgia | 0.8 | Dropped - Plant is identified as onsite because it is a net buyer of electricity in 2021
Athens Regional Medical Center | 55319 | STEG5 | Combustion Turbine | Georgia | 0.8 | Dropped - Plant is identified as onsite because it is a net buyer of electricity in 2021
Athens Regional Medical Center | 55319 | STEG6 | Combustion Turbine | Georgia | 0.8 | Dropped - Plant is identified as onsite because it is a net buyer of electricity in 2021
Hamakua Energy Plant | 55369 | CT1 | Fossil Waste | Hawaii | 21.7 | Dropped - in Alaska or in Hawaii or Puerto Rico
Hamakua Energy Plant | 55369 | CT2 | Fossil Waste | Hawaii | 21.7 | Dropped - in Alaska or in Hawaii or Puerto Rico
Hamakua Energy Plant | 55369 | ST1 | Fossil Waste | Hawaii | 17.4 | Dropped - in Alaska or in Hawaii or Puerto Rico
State Farm Insur Support Center Central | 55390 | 2A | Combustion Turbine | Texas | 1.8 | Dropped - Plant is identified as onsite because it is a net buyer of electricity in 2021
State Farm Insur Support Center Central | 55390 | 2B | Combustion Turbine | Texas | 1.8 | Dropped - Plant is identified as onsite because it is a net buyer of electricity in 2021
State Farm Insur Support Center Central | 55390 | 3A | Combustion Turbine | Texas | 1.8 | Dropped - Plant is identified as onsite because it is a net buyer of electricity in 2021
State Farm Insur Support Center Central | 55390 | 3B | Combustion Turbine | Texas | 1.8 | Dropped - Plant is identified as onsite because it is a net buyer of electricity in 2021
State Farm Insur Support Center Central | 55390 | 4A | Combustion Turbine | Texas | 1.8 | Dropped - Plant is identified as onsite because it is a net buyer of electricity in 2021
State Farm Insur Support Center Central | 55390 | 4B | Combustion Turbine | Texas | 1.8 | Dropped - Plant is identified as onsite because it is a net buyer of electricity in 2021
Kentucky Mills | 55429 | 01 | Non-Fossil Waste | Kentucky | 49 | Dropped - Plant is identified as onsite because it is a net buyer of electricity in 2021
Green Power 2 | 55470 | ST805 | Combined Cycle | Texas | 75 | Dropped - Units whose status are "OS" or "RE" for the past 3 consecutive years
MMSD South Shore Wastewater | 55525 | 1 | Non-Fossil Waste | Wisconsin | 1.4 | Dropped - Plant is identified as onsite because it is a net buyer of electricity in 2021
MMSD South Shore Wastewater | 55525 | 1CAT | Non-Fossil Waste | Wisconsin | 0.9 | Dropped - Plant is identified as onsite because it is a net buyer of electricity in 2021
MMSD South Shore Wastewater | 55525 | 2CAT | Non-Fossil Waste | Wisconsin | 0.9 | Dropped - Plant is identified as onsite because it is a net buyer of electricity in 2021
MMSD South Shore Wastewater | 55525 | 3CAT | Non-Fossil Waste | Wisconsin | 0.9 | Dropped - Plant is identified as onsite because it is a net buyer of electricity in 2021
MMSD South Shore Wastewater | 55525 | 4CAT | Non-Fossil Waste | Wisconsin | 0.9 | Dropped - Plant is identified as onsite because it is a net buyer of electricity in 2021
GRS C&C | 55597 | 2 | Landfill Gas | Michigan | 0.9 | Dropped - Units whose status are "OS" or "RE" for the past 3 consecutive years
Otsego Mill Power Plant | 55799 | NRTH | Combustion Turbine | Michigan | 8.8 | Dropped - Plant is identified as onsite because it is a net buyer of electricity in 2021
Otsego Mill Power Plant | 55799 | SOTH | Combustion Turbine | Michigan | 8.8 | Dropped - Plant is identified as onsite because it is a net buyer of electricity in 2021
Valero Refinery Cogeneration Unit 1 | 55851 | GT 1 | Combustion Turbine | California | 45.4 | Dropped - Plant is identified as onsite because it is a net buyer of electricity in 2021
Stevens Point Mill | 55861 | SP | O/G Steam | Wisconsin | 7 | Dropped - Plant is identified as onsite because it is a net buyer of electricity in 2021
Kaheka Hydro | 55864 | KAH1 | Hydro | Hawaii | 1.5 | Dropped - in Alaska or in Hawaii or Puerto Rico
Kaheka Hydro | 55864 | KAH2 | Hydro | Hawaii | 1.5 | Dropped - in Alaska or in Hawaii or Puerto Rico
Kaheka Hydro | 55864 | KAH3 | Hydro | Hawaii | 1.5 | Dropped - in Alaska or in Hawaii or Puerto Rico
Nikiski Combined Cycle | 55966 | GT1 | Combined Cycle | Alaska | 37.9 | Dropped - in Alaska or in Hawaii or Puerto Rico
Nikiski Combined Cycle | 55966 | ST1 | Combined Cycle | Alaska | 38 | Dropped - in Alaska or in Hawaii or Puerto Rico
Grimes Way | 56016 | 1 | Combustion Turbine | Washington | 1 | Dropped - Plant is identified as onsite because it is a net buyer of electricity in 2021
Grimes Way | 56016 | 2 | Combustion Turbine | Washington | 1 | Dropped - Plant is identified as onsite because it is a net buyer of electricity in 2021
Grimes Way | 56016 | 3 | Combustion Turbine | Washington | 1.7 | Dropped - Plant is identified as onsite because it is a net buyer of electricity in 2021
Inner Harbor East Heating | 56050 | 1 | Combustion Turbine | Maryland | 2.1 | Dropped - Plant is identified as onsite because it is a net buyer of electricity in 2021
Hana Substation | 56055 | MH1 | Combustion Turbine | Hawaii | 1 | Dropped - in Alaska or in Hawaii or Puerto Rico
Hana Substation | 56055 | MH2 | Combustion Turbine | Hawaii | 1 | Dropped - in Alaska or in Hawaii or Puerto Rico
ABC Coke | 56076 | 1 | Fossil Waste | Alabama | 3.8 | Dropped - Plant is identified as onsite because it is a net buyer of electricity in 2021
SJ/SC WPCP | 56080 | EG4 | Combustion Turbine | California | 3.2 | Dropped - Plant is identified as onsite because it is a net buyer of electricity in 2021
SJ/SC WPCP | 56080 | EG5 | Combustion Turbine | California | 3.2 | Dropped - Plant is identified as onsite because it is a net buyer of electricity in 2021
SJ/SC WPCP | 56080 | EG6 | Combustion Turbine | California | 3.2 | Dropped - Plant is identified as onsite because it is a net buyer of electricity in 2021
SJ/SC WPCP | 56080 | EG7 | Combustion Turbine | California | 3.2 | Dropped - Plant is identified as onsite because it is a net buyer of electricity in 2021
Regional Wastewater Control Facility | 56134 | 0101 | Non-Fossil Waste | California | 1 | Dropped - Plant is identified as onsite because it is a net buyer of electricity in 2021
Regional Wastewater Control Facility | 56134 | 0301 | Non-Fossil Waste | California | 1 | Dropped - Plant is identified as onsite because it is a net buyer of electricity in 2021
Regional Wastewater Control Facility | 56134 | 0401 | Non-Fossil Waste | California | 1 | Dropped - Plant is identified as onsite because it is a net buyer of electricity in 2021
Regional Wastewater Control Facility | 56134 | 0501 | Combustion Turbine | California | 1 | Dropped - Plant is identified as onsite because it is a net buyer of electricity in 2021
Neptune Gas Processing Plant | 56139 | NPCG | Energy Storage | Louisiana | 3.1 | Dropped - Plant is identified as onsite because it is a net buyer of electricity in 2021
False Island | 56146 | 1 | Combustion Turbine | Alaska | 1.3 | Dropped - in Alaska or in Hawaii or Puerto Rico
Viking | 56147 | 1 | Combustion Turbine | Alaska | 1 | Dropped - Units whose status are "OS" or "RE" for the past 3 consecutive years
Central Michigan University | 56190 | GT1 | Combustion Turbine | Michigan | 3.2 | Dropped - Plant is identified as onsite because it is a net buyer of electricity in 2021
Central Michigan University | 56190 | STM1 | O/G Steam | Michigan | 1 | Dropped - Plant is identified as onsite because it is a net buyer of electricity in 2021
Georgia-Pacific Wauna Mill | 56192 | 1 | Non-Fossil Waste | Oregon | 24 | Dropped - Plant is identified as onsite because it is a net buyer of electricity in 2021
Medford Operation | 56193 | 1 | Biomass | Oregon | 3.1 | Dropped - Units whose status are "OS" or "RE" for the past 3 consecutive years
Medford Operation | 56193 | 2 | Biomass | Oregon | 4.4 | Dropped - Units whose status are "OS" or "RE" for the past 3 consecutive years
Emory Hillandale Hospital | 56231 | 01 | Combustion Turbine | Georgia | 0.7 | Dropped - Plant is identified as onsite because it is a net buyer of electricity in 2021
Emory Hillandale Hospital | 56231 | 02 | Combustion Turbine | Georgia | 0.7 | Dropped - Plant is identified as onsite because it is a net buyer of electricity in 2021
Kapaia Power Station | 56258 | CT1 | Non-Fossil Waste | Hawaii | 27.5 | Dropped - in Alaska or in Hawaii or Puerto Rico
South Fork | 56265 | 1 | Hydro | Alaska | 1.9 | Dropped - in Alaska or in Hawaii or Puerto Rico
Bayway Refinery | 56294 | FGX | Non-Fossil Waste | New Jersey | 11.2 | Dropped - Plant is identified as onsite because it is a net buyer of electricity in 2021
Shute Creek Facility | 56312 | 021A | Combustion Turbine | Wyoming | 32.9 | Dropped - Plant is identified as onsite because it is a net buyer of electricity in 2021
Shute Creek Facility | 56312 | 021B | Combustion Turbine | Wyoming | 32.9 | Dropped - Plant is identified as onsite because it is a net buyer of electricity in 2021
Shute Creek Facility | 56312 | 021C | Combustion Turbine | Wyoming | 32.9 | Dropped - Plant is identified as onsite because it is a net buyer of electricity in 2021
Coleman Falls | 56313 | CGH2 | Hydro | Virginia | 0.5 | Dropped - Units whose status are "OS" or "RE" for the past 3 consecutive years
Coleman Falls | 56313 | CGH3 | Hydro | Virginia | 0.5 | Dropped - Units whose status are "OS" or "RE" for the past 3 consecutive years
Coleman Falls | 56313 | CHG1 | Hydro | Virginia | 0.5 | Dropped - Units whose status are "OS" or "RE" for the past 3 consecutive years
Holcomb Rock | 56314 | HG1 | Hydro | Virginia | 0.2 | Dropped - Units whose status are "OS" or "RE" for the past 3 consecutive years
Holcomb Rock | 56314 | HG2 | Hydro | Virginia | 0.2 | Dropped - Units whose status are "OS" or "RE" for the past 3 consecutive years
Holcomb Rock | 56314 | HG3 | Hydro | Virginia | 0.2 | Dropped - Units whose status are "OS" or "RE" for the past 3 consecutive years
Delta Power | 56325 | 6 | Combustion Turbine | Alaska | 23.1 | Dropped - in Alaska or in Hawaii or Puerto Rico